## Sheet1
Product Type | Vendor Name | Item Number | XOItemID | VendorID | VItemID | Catalog | Base Item Number | GTIN | Item Name | Short Description | Long Description | Width | Height | Length | Image Name | Image Path | image-1-FileDescr | image-1-FileName | image-1-FilePath | image-2-FileDescr | image-2-FileName | image-2-FilePath | image-3-FileDescr | image-3-FileName | image-3-FilePath | image-4-FileDescr | image-4-FileName | image-4-FilePath | image-5-FileDescr | image-5-FileName | image-5-FilePath | image-6-FileDescr | image-6-FileName | image-6-FilePath | image-7-FileDescr | image-7-FileName | image-7-FilePath | image-8-FileDescr | image-8-FileName | image-8-FilePath | image-9-FileDescr | image-9-FileName | image-9-FilePath | image-10-FileDescr | image-10-FileName | image-10-FilePath | image-11-FileDescr | image-11-FileName | image-11-FilePath | image-12-FileDescr | image-12-FileName | image-12-FilePath | image-13-FileDescr | image-13-FileName | image-13-FilePath | image-14-FileDescr | image-14-FileName | image-14-FilePath | image-15-FileDescr | image-15-FileName | image-15-FilePath | Family | Keywords | Item Cost | Price | Web Price | IMAP | IMAP Holiday | UMAP | MSRP | Back Order Date | In Stock | Discontinued | Order Multiple | Order Minimum | Order Unit of Measure | Compare Number | Standard-Category | Standard-Category-2 | Standard-Category-3 | Standard-Electrical Category | Standard-Electrical Category-2 | Standard-Electrical Subcategory | Standard-Electrical Subcategory-2 | Standard-Electrical Subtype | Standard-Finish | Standard-Finish-2 | Standard-Finish-3 | Standard-Glass Finish or Style | Standard-Glass Finish or Style-2 | Standard-Glass Finish or Style-3 | Standard-Glass Form | Standard-Kelvin | Standard-Location Rating | Standard-Lumens | Standard-Option | Standard-Option-2 | Standard-Option-3 | Standard-Option-4 | Standard-Option-5 | Standard-Option-6 | Standard-Smart Home | Standard-Style | Standard-Style-2 | Standard-Style-3 | Standard-Subcategory | Standard-Subcategory-2 | Standard-Subfinish | Standard-Voltage | Standard-Wattage | Extra- | Extra-AC/DC | Extra-ANSI Base | Extra-ANSI Code | Extra-Accuracy | Extra-Action | Extra-Actuator | Extra-Additional Info | Extra-Air Flow CFM | Extra-Air Flow Efficiency | Extra-Air Tight | Extra-Ambient Temperature | Extra-Amperage Rating | Extra-Amps | Extra-Annual Energy Cost | Extra-Application | Extra-Armour | Extra-Attenuation | Extra-Avg Rated Hours | Extra-B.U. G. Rating | Extra-BAA Compliant | Extra-B_U_G_Rating | Extra-Back-Up Time | Extra-Backplate/Canopy String | Extra-Backplate Height | Extra-Backplate Width | Extra-Ballast Bypass Direct | Extra-Ballast Type | Extra-Ballasting Requirements | Extra-Band Ripple | Extra-Bandwidth | Extra-Base | Extra-Battery Chemistry | Extra-Battery Life | Extra-Beam Angle | Extra-Beam Degree | Extra-Beam Spread | Extra-Blade Finish | Extra-Blade Pitch | Extra-Body | Extra-Boot Type | Extra-Bracket | Extra-Bracket Type | Extra-Brand Name | Extra-Brightness (Lumens) | Extra-Brochure | Extra-Bulb | Extra-Bulb ANSI Base | Extra-Bulb Base | Extra-Bulb Beam Spread | Extra-Bulb CRI | Extra-Bulb Color | Extra-Bulb Dimmable | Extra-Bulb Finish | Extra-Bulb Hours | Extra-Bulb Included | Extra-Bulb Kelvin | Extra-Bulb Shape | Extra-Bulb Shape1 | Extra-Bulb Type | Extra-Bulb Type1 | Extra-Bulb Volts1 | Extra-Bulb Wattage | Extra-Burning Position | Extra-Bus Bar | Extra-Bushing | Extra-CAP | Extra-CA Prop-65 | Extra-CBCP | Extra-CCT Selectable | Extra-CEC | Extra-CEC Alt Sub | Extra-CEC Terse | Extra-CEC Web Text | Extra-CO Terse | Extra-CRI | Extra-Cable Entry | Extra-Cable Length | Extra-Cable Size | Extra-Camera Audio | Extra-Camera Audio Compression | Extra-Camera DNR | Extra-Camera Focal Length | Extra-Camera Image Compression | Extra-Camera Image Sensor | Extra-Camera Night Vision | Extra-Camera Resolution | Extra-Camera Viewing Angle | Extra-Camera WDR | Extra-Can Size | Extra-Candle Power | Extra-Carton Cubic Feet | Extra-Cartons Per Unit | Extra-Cartons per Unit | Extra-Category | Extra-Ceiling Aperture | Extra-Center Hole Diameter | Extra-Chain Length | Extra-Charge Indicator | Extra-Charging Time | Extra-Class | Extra-Clearance Height | Extra-Clip | Extra-Closet Rated | Extra-Coil Voltage | Extra-Collection | Extra-Color | Extra-Color Temperature | Extra-Color Temprature | Extra-Common Purpose | Extra-Communication Protocol | Extra-Compatibility | Extra-Conductor Material | Extra-Conductor Range | Extra-Conductor Size | Extra-Connection | Extra-Connector | Extra-Consist Of | Extra-Construction | Extra-Contact | Extra-Contact Configuration | Extra-Contact Rating | Extra-Control | Extra-Cord Length | Extra-Cord Type | Extra-Country Of Origin | Extra-Country of Origin | Extra-Ct Ratio | Extra-Cubic Capacity | Extra-Current Rating | Extra-Cutout | Extra-DC Alt Sub | Extra-DC Terse | Extra-DLC Approved | Extra-DLC Classification | Extra-DLC ID | Extra-DLC Primary Use | Extra-Damp Rated | Extra-Dark Sky Rated | Extra-Decibels | Extra-Decorative Design | Extra-Depth | Extra-Diameter | Extra-Dielectric Strength | Extra-Dimension String | Extra-Dimensions | Extra-Dimmable | Extra-Dimmable Down To | Extra-Dimmable Function | Extra-Dimming Type | Extra-Discharge Option | Extra-Dispersion/Beam Spread | Extra-Display | Extra-Domestic Code | Extra-Downrod Width | Extra-Dry Rated | Extra-EA Length | Extra-ES Category | Extra-ES Unique ID | Extra-Each Cube | Extra-Each Height | Extra-Each Length | Extra-Each Quantity | Extra-Each Width | Extra-Edge | Extra-Efficacy | Extra-Efficiency | Extra-Electricity Used | Extra-Enclosed Fixture Use | Extra-Enclosed Rated | Extra-Enclosure | Extra-Enclosure Material | Extra-Enclosure Rating | Extra-Energy Star | Extra-Environmental Conditions | Extra-Extension | Extra-FCC Compliant | Extra-FTC Label | Extra-Family | Extra-Feature 1 | Extra-Feature 2 | Extra-Feature 3 | Extra-Feature 4 | Extra-Feature 5 | Extra-Feature 6 | Extra-Feature 7 | Extra-Feature 8 | Extra-Feature 9 | Extra-Feature 10 | Extra-Fiber Size | Extra-Fiber Type | Extra-Finish | Extra-Finish Family | Extra-Fitter | Extra-Fixture Shape | Extra-Fixture shape | Extra-Flicker Free | Extra-Flourescent Equivalent | Extra-Flr Equiv | Extra-Form Factor | Extra-Frame | Extra-Frequency Range | Extra-Frequency Rating | Extra-Frequency Response | Extra-Fuse Rating | Extra-Gang | Extra-Gauge Type | Extra-Glass Finish | Extra-Guage | Extra-HID Equiv | Extra-HID Equivalent | Extra-HI Terse | Extra-Harmonized Codes | Extra-Has Camera | Extra-Has Driver | Extra-Has Emergency Battery | Extra-Height | Extra-Height Max | Extra-Hickey | Extra-Housing Color | Extra-IC Rated | Extra-IOT Enabled | Extra-IP | Extra-IP Rating | Extra-Impact Rating (IK) | Extra-Impedance | Extra-Incandescent Equivalent | Extra-Included | Extra-Includes | Extra-Indicator | Extra-Indoor | Extra-Indoor Outdoor | Extra-Inner Carton Quantity | Extra-Inner Carton UPC | Extra-Input | Extra-Input Voltage | Extra-Insertion Loss | Extra-Install Position | Extra-Installation Link | Extra-Installation Notes | Extra-Installation Type | Extra-Insulation | Extra-Integrated Features | Extra-Interface | Extra-Interface/Ports | Extra-Interrupt Rating | Extra-Introduction Date | Extra-JA8 Compliant | Extra-Jacket Color | Extra-Jacket Material | Extra-K Factor | Extra-KVA Rating | Extra-Kelvin | Extra-Knockouts | Extra-LED | Extra-Lamp Ballast Type A/B/C | Extra-Lamp End Type | Extra-Lamp Filament | Extra-Lamp Included | Extra-Lamp Shape | Extra-Lamp Size | Extra-Lamp Type | Extra-Lead Time | Extra-Leads | Extra-Leg Spacing | Extra-Length | Extra-Length-2 | Extra-Lens | Extra-Lens Finish | Extra-Lens Material | Extra-Level 4 Category | Extra-Life (in Years) | Extra-Lifetime Value | Extra-Line Drawing Link | Extra-Load | Extra-Load Rating | Extra-Load Regulation | Extra-Location Rating | Extra-Lock | Extra-Long Description | Extra-Lumens | Extra-Lumens / Light Output | Extra-MA Alt Sub | Extra-MA Terse | Extra-MOD Inch | Extra-MOL Inch | Extra-Master Pack Barcode | Extra-Material | Extra-Max Drywall Thickness | Extra-Max Height | Extra-Max Length | Extra-Max Load | Extra-Max Wattage | Extra-Max Wattage 2 | Extra-Max Width | Extra-Maximum Amperage Rating | Extra-Maximum Overall Diameter | Extra-Maximum Overall Length | Extra-Maximum Wattage | Extra-Measuring Range | Extra-Minimum Compartment Size | Extra-Minimum Starting Temperature | Extra-Model | Extra-Monitor | Extra-Mounting | Extra-Mounting Diameter | Extra-Mounting Extends | Extra-Mounting Height | Extra-Mounting Length | Extra-Mounting Procedure | Extra-Mounting Width | Extra-MsdsURL | Extra-NEC Compliance | Extra-NEMA Color | Extra-NEMA Configuration | Extra-NEMA Rating | Extra-NJ Alt Sub | Extra-NJ Terse | Extra-NSF Approved | Extra-NV Terse | Extra-NY Alt Sub | Extra-NY Terse | Extra-Nema Plug | Extra-No Switching Cycles | Extra-Nominal Length | Extra-Number Of Bulbs | Extra-Number Of Conductors | Extra-Number Of Cutouts | Extra-Number Of Feeders | Extra-Number Of Fibers | Extra-Number Of Outlet | Extra-Number Of Phases | Extra-Number Of Pieces | Extra-Number Of Poles | Extra-Number Of Ports | Extra-Number Of Receptacles | Extra-Number Of Relays | Extra-Number Of Slots | Extra-Number Of Ways | Extra-Number Of Wires | Extra-Number of Bulbs | Extra-Number of Bulbs2 | Extra-Number of Gangs | Extra-Number of Lamps | Extra-Operating Cycles | Extra-Operating Frequency | Extra-Operating Temp | Extra-Operating Temperature | Extra-Operating Temprature | Extra-Operational Humidity | Extra-Option | Extra-Option-2 | Extra-Option-3 | Extra-Option-4 | Extra-Order In Multiples Of | Extra-Order Minimum | Extra-Order Multiple | Extra-Orientation | Extra-Outdoor | Extra-Outer Carton Quantity | Extra-Outer Carton UPC | Extra-Outlet | Extra-Output | Extra-Output Voltage | Extra-Outside Diameter | Extra-Pack Type | Extra-Pairing Technology | Extra-Panel Size | Extra-Phase | Extra-Photocell | Extra-Plug Type | Extra-Port | Extra-Power Consumption | Extra-Power Factor | Extra-Power Supply | Extra-Primary Current | Extra-Primary Voltage | Extra-Product Family | Extra-Prop 65 | Extra-Prop 65 Chemical | Extra-Quantity In Pack | Extra-R9 Value | Extra-RI Terse | Extra-Rack Units | Extra-Rated For Vapor Tight Fixture | Extra-Rated Hours | Extra-Rating Of Feeders | Extra-Rec Spacing Between Fixtures | Extra-Receptacle | Extra-Receptacle Configuration | Extra-Replaceable Light Source | Extra-Return Loss | Extra-RoHS Compliance | Extra-RoHS Compliant | Extra-Rod Length In. | Extra-Romance Copy | Extra-SDS class | Extra-Safety Listing | Extra-Safety Rating | Extra-Screw Shell | Extra-Screw Type | Extra-Secondary Current | Extra-Secondary Voltage | Extra-Sensing Distance | Extra-Sensitivity | Extra-Sensor Detection Range | Extra-Sensor Field of View | Extra-Sensor Mounting Height | Extra-Sensor Mounting Type | Extra-Sensor Occupancy or Vacancy | Extra-Sensor Operating Temperature | Extra-Sensor Operation | Extra-Sensor Switch Type | Extra-Sensor Time Delay | Extra-Sensor Type | Extra-Set Screw | Extra-Shade Material | Extra-Shade Shape | Extra-Shap Carton Width | Extra-Shape | Extra-Shatter Proof Text | Extra-Shield | Extra-Ship Carton Height | Extra-Ship Carton Length | Extra-Ship Carton Width | Extra-Ship Weight | Extra-Short Circuit Rating | Extra-Short Description | Extra-Size | Extra-Sloped Ceiling Compatible | Extra-Socket Type | Extra-Software Supported | Extra-Software Upgradeable | Extra-Sold By | Extra-Speaker | Extra-Spec Sheet | Extra-Special Features | Extra-Specification Notes | Extra-Split Ratio | Extra-Spot Type | Extra-Standard | Extra-Start Type | Extra-Starting Time | Extra-Stock Type | Extra-Storage Capacity | Extra-Strip | Extra-Style | Extra-Sub-Category | Extra-Sub Brand | Extra-Sub Category | Extra-Subcategory | Extra-Substitute | Extra-Supply Voltage | Extra-Surge Protection | Extra-Switch Type Name | Extra-TCLP Compliant | Extra-Tariff Code | Extra-Tech Drawing Link | Extra-Technology | Extra-Temperature (CCT) | Extra-Temperature Rating | Extra-Tensile Strength | Extra-Terminal | Extra-Thermal Management | Extra-Thickness | Extra-Thread | Extra-Timing Range | Extra-Title 20 | Extra-Title 20 Compliant | Extra-Title 24 | Extra-Title 24 Compliant | Extra-Top To Outlet | Extra-Total Harmonic Distortion | Extra-Track Head Style | Extra-Trim Color | Extra-Trim Material | Extra-Trip Class | Extra-Trip Range | Extra-Trip Type | Extra-Tube Guard Use | Extra-Type | Extra-Type Of Core | Extra-Type Of Indicators | Extra-UNSPSC | Extra-Unit Increments | Extra-Unit Quantity | Extra-Uno Thread | Extra-Up Down Installation | Extra-VT Terse | Extra-Vendor Ship Method | Extra-Video Clip | Extra-Voice Assistants Supported | Extra-Voltage | Extra-Voltage Rating | Extra-Volts | Extra-WA Terse | Extra-Warranty | Extra-Warranty Link | Extra-Watt Equivalent | Extra-Wattage | Extra-Wattage Selectable | Extra-Watts | Extra-Weight | Extra-Weight Lb. | Extra-Wet Rated | Extra-Width | Extra-Wire Color | Extra-Wire Gauge | Extra-Wire Included | Extra-Wire Length | Extra-Wire Quantity | Extra-Wire Size | Extra-Wire Temp Rating | Extra-Wire Type | Extra-Wiring Configuration | Extra-Woofer Diameter | Extra-Working Load | Compare Price | Vendor Discounted Cost | Cost With Shipping | Base Cost | Product Type Name | Creation Date | Last Changed Date | Availability Changed Date | Catalog Changed Date | Price Changed Date | file-1-FileDescr | file-1-FileName | file-1-FilePath | file-2-FileDescr | file-2-FileName | file-2-FilePath | Variant-Finish | Variant-Finish Family | Variant-Glass | Variant-Option | Variant-Option-2 | Variant-Option-3 | Variant-Shade | Required Items-Bulbs-1 | Required Items-Bulbs-1-Count | Required Items-Bulbs-1-Description | Required Items-Bulbs-3 | Required Items-Bulbs-3-Count | Required Items-Bulbs-3-Description | Included Items-Bulbs-1 | Included Items-Bulbs-1-Count | Included Items-Bulbs-1-Description
1 | Lutron Electronics | MA-S8AM-WH | 4460-1 | 4460 | 1 | Lutron Electronics | Ecom_MA-S8AM-WH_NoWallPlate.jpeg?w=1500 | 27557082617 | MAESTRO 8 AMP SWITCH M-LOC WHITE | Maestro Switch - Gloss Finish, Incandescent/Halogen, Magnetic Low-Voltage, Electronic Low-Voltage, Fluorescent, Multi-location/single-pole, 120V/8A in white |  | 2.3 | 4.5 | [50 empty] | 0 | 0 | 0 | [6 empty] | 0 | 1 | 1 | EA | 1 | Lighting Controls | [7 empty] | White | [16 empty] | Traditional |  |  | Lightswitches | [242 empty] | <a href="https://www.lutron.com/TechnicalDocumentLibrary/0301583.pdf" target="_blank">Installation Instructions</a> | [23 empty] | 10.000 DW |  |  | 2.3000 IN | [89 empty] | 1.000 EA | 1.000 EA | [35 empty] | No | [42 empty] | https://www.lutron.com/technicaldocumentlibrary/spec%20guide%20volume%201%20with%20addendums.pdf#page=9 | [7 empty] | Shelf Stock | [13 empty] | <a href="https://www.lutron.com/TechnicalDocumentLibrary/368-4493_Page_18.pdf" target="_blank">Tech Drawing</a> | [25 empty] | 39122216 | [13 empty] | <a href="https://www.lutron.com/TechnicalDocumentLibrary/369-119_Wallbox_Warranty.pdf" target="_blank">Warranty Information</a> |  |  |  |  | 0.300 L | [14 empty] | 0 | 0 | 0 | 0 | Lighting Fixtures | 2016-07-15 11:15 | 2024-07-20 11:04 | 0000-00-00 00:00:00 | 2024-07-20 11:04 | 0000-00-00 00:00:00 | [6 empty] | White
1 | Lutron Electronics | MA-S8AM-IV | 4460-2 | 4460 | 2 | Lutron Electronics | Ecom_MA-S8AM-IV_NoWallPlate.jpeg?w=1500 | 27557082624 | MAESTRO 8 AMP SWITCH M-LOC IVORY | Maestro Switch - Gloss Finish, Incandescent/Halogen, Magnetic Low-Voltage, Electronic Low-Voltage, Fluorescent, Multi-location/single-pole, 120V/8A in ivory |  | 2.3 | 4.5 | [50 empty] | 0 | 0 | 0 | [6 empty] | 0 | 1 | 1 | EA | 1 | Lighting Controls | [7 empty] | White | [16 empty] | Traditional |  |  | Lightswitches | [242 empty] | <a href="https://www.lutron.com/TechnicalDocumentLibrary/0301583.pdf" target="_blank">Installation Instructions</a> | [23 empty] | 2.000 DW |  |  | 2.3000 IN | [89 empty] | 1.000 EA | 1.000 EA | [35 empty] | No | [42 empty] | https://www.lutron.com/technicaldocumentlibrary/spec%20guide%20volume%201%20with%20addendums.pdf#page=9 | [7 empty] | Shelf Stock | [13 empty] | <a href="https://www.lutron.com/TechnicalDocumentLibrary/368-4493_Page_18.pdf" target="_blank">Tech Drawing</a> | [25 empty] | 39122216 | [13 empty] | <a href="https://www.lutron.com/TechnicalDocumentLibrary/369-119_Wallbox_Warranty.pdf" target="_blank">Warranty Information</a> |  |  |  |  | 0.300 L | [14 empty] | 0 | 0 | 0 | 0 | Lighting Fixtures | 2016-07-15 11:15 | 2024-07-20 11:03 | 0000-00-00 00:00:00 | 2024-07-20 11:03 | 0000-00-00 00:00:00 | [6 empty] | Ivory
1 | Lutron Electronics | MA-S8AM-AL | 4460-3 | 4460 | 3 | Lutron Electronics | Ecom_MA-S8AM-AL_NoWallPlate.jpeg?w=1500 | 27557082631 | MAESTRO 8 AMP SWITCH M-LOC ALMOND | Maestro Switch - Gloss Finish, Incandescent/Halogen, Magnetic Low-Voltage, Electronic Low-Voltage, Fluorescent, Multi-location/single-pole, 120V/8A in almond |  | 2.3 | 4.5 | [50 empty] | 0 | 0 | 0 | [6 empty] | 0 | 1 | 1 | EA | 1 | Lighting Controls | [7 empty] | Nickel | [16 empty] | Traditional |  |  | Lightswitches | [242 empty] | <a href="https://www.lutron.com/TechnicalDocumentLibrary/0301583.pdf" target="_blank">Installation Instructions</a> | [23 empty] | 2.000 DW |  |  | 2.3000 IN | [89 empty] | 1.000 EA | 1.000 EA | [35 empty] | No | [42 empty] | https://www.lutron.com/technicaldocumentlibrary/spec%20guide%20volume%201%20with%20addendums.pdf#page=9 | [7 empty] | Shelf Stock | [13 empty] | <a href="https://www.lutron.com/TechnicalDocumentLibrary/368-4493_Page_18.pdf" target="_blank">Tech Drawing</a> | [25 empty] | 39122216 | [13 empty] | <a href="https://www.lutron.com/TechnicalDocumentLibrary/369-119_Wallbox_Warranty.pdf" target="_blank">Warranty Information</a> |  |  |  |  | 0.300 L | [14 empty] | 0 | 0 | 0 | 0 | Lighting Fixtures | 2016-07-15 11:15 | 2024-07-20 11:02 | 0000-00-00 00:00:00 | 2024-07-20 11:02 | 0000-00-00 00:00:00 | [6 empty] | Almond
1 | Lutron Electronics | MA-S8AM-LA | 4460-4 | 4460 | 4 | Lutron Electronics | Ecom_MA-S8AM-LA_NoWallPlate.jpeg?w=1500 | 27557082648 | MAESTRO 8 AMP SWITCH M-LOC LIGHT ALMOND | Maestro Switch - Gloss Finish, Incandescent/Halogen, Magnetic Low-Voltage, Electronic Low-Voltage, Fluorescent, Multi-location/single-pole, 120V/8A in light almond |  | 2.3 | 4.5 | [50 empty] | 0 | 0 | 0 | [6 empty] | 0 | 1 | 1 | EA | 1 | Lighting Controls | [7 empty] | White | [16 empty] | Traditional |  |  | Lightswitches | [242 empty] | <a href="https://www.lutron.com/TechnicalDocumentLibrary/0301583.pdf" target="_blank">Installation Instructions</a> | [23 empty] | 10.000 DW |  |  | 2.3000 IN | [89 empty] | 1.000 EA | 1.000 EA | [35 empty] | No | [42 empty] | https://www.lutron.com/technicaldocumentlibrary/spec%20guide%20volume%201%20with%20addendums.pdf#page=9 | [7 empty] | Shelf Stock | [13 empty] | <a href="https://www.lutron.com/TechnicalDocumentLibrary/368-4493_Page_18.pdf" target="_blank">Tech Drawing</a> | [25 empty] | 39122216 | [13 empty] | <a href="https://www.lutron.com/TechnicalDocumentLibrary/369-119_Wallbox_Warranty.pdf" target="_blank">Warranty Information</a> |  |  |  |  | 0.300 L | [14 empty] | 0 | 0 | 0 | 0 | Lighting Fixtures | 2016-07-15 11:15 | 2024-07-20 11:01 | 0000-00-00 00:00:00 | 2024-07-20 11:01 | 0000-00-00 00:00:00
1 | Lutron Electronics | MA-S8AM-GR | 4460-5 | 4460 | 5 | Lutron Electronics | Ecom_MA-S8AM-GR_NoWallPlate.jpeg?w=1500 | 27557082655 | MAESTRO 8 AMP SWITCH M-LOC GRAY | Maestro Switch - Gloss Finish, Incandescent/Halogen, Magnetic Low-Voltage, Electronic Low-Voltage, Fluorescent, Multi-location/single-pole, 120V/8A in gray |  | 2.3 | 4.5 | [50 empty] | 0 | 0 | 0 | [6 empty] | 0 | 1 | 1 | EA | 1 | Lighting Controls | [7 empty] | Gray | [16 empty] | Traditional |  |  | Lightswitches | [242 empty] | <a href="https://www.lutron.com/TechnicalDocumentLibrary/0301583.pdf" target="_blank">Installation Instructions</a> | [23 empty] | 10.000 DW |  |  | 2.3000 IN | [89 empty] | 1.000 EA | 1.000 EA | [35 empty] | No | [42 empty] | https://www.lutron.com/technicaldocumentlibrary/spec%20guide%20volume%201%20with%20addendums.pdf#page=9 | [7 empty] | Shelf Stock | [13 empty] | <a href="https://www.lutron.com/TechnicalDocumentLibrary/368-4493_Page_18.pdf" target="_blank">Tech Drawing</a> | [25 empty] | 39122216 | [13 empty] | <a href="https://www.lutron.com/TechnicalDocumentLibrary/369-119_Wallbox_Warranty.pdf" target="_blank">Warranty Information</a> |  |  |  |  | 0.300 L | [14 empty] | 0 | 0 | 0 | 0 | Lighting Fixtures | 2016-07-15 11:15 | 2024-07-20 11:00 | 0000-00-00 00:00:00 | 2024-07-20 11:00 | 0000-00-00 00:00:00 | [6 empty] | Gray
1 | Lutron Electronics | MA-S8AM-BR | 4460-6 | 4460 | 6 | Lutron Electronics | Ecom_MA-S8AM-BR_NoWallPlate.jpeg?w=1500 | 27557082662 | MAESTRO 8 AMP SWITCH M-LOC BROWN | Maestro Switch - Gloss Finish, Incandescent/Halogen, Magnetic Low-Voltage, Electronic Low-Voltage, Fluorescent, Multi-location/single-pole, 120V/8A in brown |  | 2.3 | 4.5 | [50 empty] | 0 | 0 | 0 | [6 empty] | 0 | 1 | 1 | EA | 1 | Lighting Controls | [7 empty] | Brown | [16 empty] | Traditional |  |  | Lightswitches | [242 empty] | <a href="https://www.lutron.com/TechnicalDocumentLibrary/0301583.pdf" target="_blank">Installation Instructions</a> | [23 empty] | 10.000 DW |  |  | 2.3000 IN | [89 empty] | 1.000 EA | 1.000 EA | [35 empty] | No | [42 empty] | https://www.lutron.com/technicaldocumentlibrary/spec%20guide%20volume%201%20with%20addendums.pdf#page=9 | [7 empty] | Shelf Stock | [13 empty] | <a href="https://www.lutron.com/TechnicalDocumentLibrary/368-4493_Page_18.pdf" target="_blank">Tech Drawing</a> | [25 empty] | 39122216 | [13 empty] | <a href="https://www.lutron.com/TechnicalDocumentLibrary/369-119_Wallbox_Warranty.pdf" target="_blank">Warranty Information</a> |  |  |  |  | 0.300 L | [14 empty] | 0 | 0 | 0 | 0 | Lighting Fixtures | 2016-07-15 11:15 | 2024-07-20 11:01 | 0000-00-00 00:00:00 | 2024-07-20 11:01 | 0000-00-00 00:00:00 | [6 empty] | Brown
1 | Lutron Electronics | MA-S8AM-BL | 4460-7 | 4460 | 7 | Lutron Electronics | Ecom_MA-S8AM-BL_NoWallPlate.jpeg?w=1500 | 27557082679 | MAESTRO 8 AMP SWITCH M-LOC BLACK | Maestro Switch - Gloss Finish, Incandescent/Halogen, Magnetic Low-Voltage, Electronic Low-Voltage, Fluorescent, Multi-location/single-pole, 120V/8A in black |  | 2.4 | 4.6 | [50 empty] | 0 | 0 | 0 | [6 empty] | 0 | 1 | 1 | EA | 1 | Lighting Controls | [7 empty] | Black | [16 empty] | Traditional |  |  | Lightswitches | [242 empty] | <a href="https://www.lutron.com/TechnicalDocumentLibrary/0301583.pdf" target="_blank">Installation Instructions</a> | [23 empty] | 20.000 DW |  |  | 2.4000 IN | [89 empty] | 1.000 EA | 1.000 EA | [35 empty] | No | [42 empty] | https://www.lutron.com/technicaldocumentlibrary/spec%20guide%20volume%201%20with%20addendums.pdf#page=9 | [7 empty] | Shelf Stock | [13 empty] | <a href="https://www.lutron.com/TechnicalDocumentLibrary/368-4493_Page_18.pdf" target="_blank">Tech Drawing</a> | [25 empty] | 39122216 | [13 empty] | <a href="https://www.lutron.com/TechnicalDocumentLibrary/369-119_Wallbox_Warranty.pdf" target="_blank">Warranty Information</a> |  |  |  |  | 0.300 L | [14 empty] | 0 | 0 | 0 | 0 | Lighting Fixtures | 2016-07-15 11:15 | 2024-07-20 11:02 | 0000-00-00 00:00:00 | 2024-07-20 11:02 | 0000-00-00 00:00:00 | [6 empty] | Black
1 | Lutron Electronics | MA-AS-WH | 4460-8 | 4460 | 8 | Lutron Electronics | Ecom_MA-AS-WH_NoWallplate.jpeg | 27557082686 | MAESTRO ACCESSORY SWITCH WHITE | Maestro Companion switch for multi-location use, 120V, Gloss finish in white |  | 2.3 | 4.5 |  | Ecom_MA-AS-WH_NoWallplate.jpeg | http://grandbrass.xologic.com/vendors/4460/large/Ecom_MA-AS-WH_NoWallplate.jpeg | [47 empty] | 0 | 0 | 0 | [6 empty] | 0 | 1 | 1 | EA | 1 | Specialty Items | [7 empty] | White | [16 empty] | Traditional |  |  | Lighting Accessories | [242 empty] | <a href="https://www.lutron.com/TechnicalDocumentLibrary/030865c.pdf" target="_blank">Installation Instructions</a> | [23 empty] | 85.000 DW |  |  | 2.3000 IN | [89 empty] | 1.000 EA | 1.000 EA | [35 empty] | No | [42 empty] | https://www.lutron.com/TechnicalDocumentLibrary/369904_FRE.pdf | [7 empty] | Shelf Stock | [13 empty] | <a href="https://www.lutron.com/TechnicalDocumentLibrary/368-4493_Page_9.pdf" target="_blank">Tech Drawing</a> | [25 empty] | 39122221 | [13 empty] | <a href="https://www.lutron.com/TechnicalDocumentLibrary/369-119_Wallbox_Warranty.pdf" target="_blank">Warranty Information</a> |  |  |  |  | 0.350 L | [14 empty] | 0 | 0 | 0 | 0 | Lighting Fixtures | 2016-07-15 11:15 | 2024-07-20 11:02 | 0000-00-00 00:00:00 | 2024-07-20 11:02 | 0000-00-00 00:00:00 | [6 empty] | White
1 | Lutron Electronics | MA-AS-IV | 4460-9 | 4460 | 9 | Lutron Electronics | Ecom_MA-AS-IV_NoWallplate.jpeg | 27557082693 | MAESTRO ACCESSORY SWITCH IVORY | Maestro Companion switch for multi-location use, 120V, Gloss finish in ivory |  | 2.3 | 4.5 |  | Ecom_MA-AS-IV_NoWallplate.jpeg | http://grandbrass.xologic.com/vendors/4460/large/Ecom_MA-AS-IV_NoWallplate.jpeg | [47 empty] | 0 | 0 | 0 | [6 empty] | 0 | 1 | 1 | EA | 1 | Specialty Items | [7 empty] | White | [16 empty] | Traditional |  |  | Lighting Accessories | [242 empty] | <a href="https://www.lutron.com/TechnicalDocumentLibrary/030865c.pdf" target="_blank">Installation Instructions</a> | [23 empty] | 85.000 DW |  |  | 2.3000 IN | [89 empty] | 1.000 EA | 1.000 EA | [35 empty] | No | [42 empty] | https://www.lutron.com/TechnicalDocumentLibrary/369904_FRE.pdf | [7 empty] | Shelf Stock | [13 empty] | <a href="https://www.lutron.com/TechnicalDocumentLibrary/368-4493_Page_9.pdf" target="_blank">Tech Drawing</a> | [25 empty] | 39122221 | [13 empty] | <a href="https://www.lutron.com/TechnicalDocumentLibrary/369-119_Wallbox_Warranty.pdf" target="_blank">Warranty Information</a> |  |  |  |  | 0.350 L | [14 empty] | 0 | 0 | 0 | 0 | Lighting Fixtures | 2016-07-15 11:15 | 2024-07-20 11:00 | 0000-00-00 00:00:00 | 2024-07-20 11:00 | 0000-00-00 00:00:00 | [6 empty] | Ivory
1 | Lutron Electronics | MA-AS-AL | 4460-10 | 4460 | 10 | Lutron Electronics | Ecom_MA-AS-AL_NoWallplate.jpeg | 27557082709 | MAESTRO ACCESSORY SWITCH ALMOND | Maestro Companion switch for multi-location use, 120V, Gloss finish in almond |  | 2.3 | 4.5 |  | Ecom_MA-AS-AL_NoWallplate.jpeg | http://grandbrass.xologic.com/vendors/4460/large/Ecom_MA-AS-AL_NoWallplate.jpeg | [47 empty] | 0 | 0 | 0 | [6 empty] | 0 | 1 | 1 | EA | 1 | Specialty Items | [7 empty] | Nickel | [16 empty] | Traditional |  |  | Lighting Accessories | [242 empty] | <a href="https://www.lutron.com/TechnicalDocumentLibrary/030865c.pdf" target="_blank">Installation Instructions</a> | [23 empty] | 85.000 DW |  |  | 2.3000 IN | [89 empty] | 1.000 EA | 1.000 EA | [35 empty] | No | [42 empty] | https://www.lutron.com/TechnicalDocumentLibrary/369904_FRE.pdf | [7 empty] | Shelf Stock | [13 empty] | <a href="https://www.lutron.com/TechnicalDocumentLibrary/368-4493_Page_9.pdf" target="_blank">Tech Drawing</a> | [25 empty] | 39122221 | [13 empty] | <a href="https://www.lutron.com/TechnicalDocumentLibrary/369-119_Wallbox_Warranty.pdf" target="_blank">Warranty Information</a> |  |  |  |  | 0.350 L | [14 empty] | 0 | 0 | 0 | 0 | Lighting Fixtures | 2016-07-15 11:15 | 2024-07-20 11:02 | 0000-00-00 00:00:00 | 2024-07-20 11:02 | 0000-00-00 00:00:00 | [6 empty] | Almond
1 | Lutron Electronics | MA-AS-LA | 4460-11 | 4460 | 11 | Lutron Electronics | Ecom_MA-AS-LA_NoWallplate.jpeg | 27557082716 | MAESTRO ACCESSORY SWITCH LIGHT ALMOND | Maestro Companion switch for multi-location use, 120V, Gloss finish in light almond |  | 2.3 | 4.5 |  | Ecom_MA-AS-LA_NoWallplate.jpeg | http://grandbrass.xologic.com/vendors/4460/large/Ecom_MA-AS-LA_NoWallplate.jpeg | [47 empty] | 0 | 0 | 0 | [6 empty] | 0 | 1 | 1 | EA | 1 | Specialty Items | [7 empty] | White | [16 empty] | Traditional |  |  | Lighting Accessories | [242 empty] | <a href="https://www.lutron.com/TechnicalDocumentLibrary/030865c.pdf" target="_blank">Installation Instructions</a> | [23 empty] | 85.000 DW |  |  | 2.3000 IN | [89 empty] | 1.000 EA | 1.000 EA | [35 empty] | No | [42 empty] | https://www.lutron.com/TechnicalDocumentLibrary/369904_FRE.pdf | [7 empty] | Shelf Stock | [13 empty] | <a href="https://www.lutron.com/TechnicalDocumentLibrary/368-4493_Page_9.pdf" target="_blank">Tech Drawing</a> | [25 empty] | 39122221 | [13 empty] | <a href="https://www.lutron.com/TechnicalDocumentLibrary/369-119_Wallbox_Warranty.pdf" target="_blank">Warranty Information</a> |  |  |  |  | 0.350 L | [14 empty] | 0 | 0 | 0 | 0 | Lighting Fixtures | 2016-07-15 11:16 | 2024-07-20 11:02 | 0000-00-00 00:00:00 | 2024-07-20 11:02 | 0000-00-00 00:00:00
1 | Lutron Electronics | MA-AS-GR | 4460-12 | 4460 | 12 | Lutron Electronics | Ecom_MA-AS-GR_NoWallplate.jpeg | 27557082853 | MAESTRO ACCESSORY SWITCH GRAY | Maestro Companion switch for multi-location use, 120V, Gloss finish in gray |  | 2.3 | 4.5 |  | Ecom_MA-AS-GR_NoWallplate.jpeg | http://grandbrass.xologic.com/vendors/4460/large/Ecom_MA-AS-GR_NoWallplate.jpeg | [47 empty] | 0 | 0 | 0 | [6 empty] | 0 | 1 | 1 | EA | 1 | Specialty Items | [7 empty] | Gray | [16 empty] | Traditional |  |  | Lighting Accessories | [242 empty] | <a href="https://www.lutron.com/TechnicalDocumentLibrary/030865c.pdf" target="_blank">Installation Instructions</a> | [23 empty] | 85.000 DW |  |  | 2.3000 IN | [89 empty] | 1.000 EA | 1.000 EA | [35 empty] | No | [42 empty] | https://www.lutron.com/TechnicalDocumentLibrary/369904_FRE.pdf | [7 empty] | Shelf Stock | [13 empty] | <a href="https://www.lutron.com/TechnicalDocumentLibrary/368-4493_Page_9.pdf" target="_blank">Tech Drawing</a> | [25 empty] | 39122221 | [13 empty] | <a href="https://www.lutron.com/TechnicalDocumentLibrary/369-119_Wallbox_Warranty.pdf" target="_blank">Warranty Information</a> |  |  |  |  | 0.350 L | [14 empty] | 0 | 0 | 0 | 0 | Lighting Fixtures | 2016-07-15 11:16 | 2024-07-20 11:01 | 0000-00-00 00:00:00 | 2024-07-20 11:01 | 0000-00-00 00:00:00 | [6 empty] | Gray
1 | Lutron Electronics | MA-AS-BR | 4460-13 | 4460 | 13 | Lutron Electronics | Ecom_MA-AS-BR_NoWallplate.jpeg | 27557082860 | MAESTRO ACCESSORY SWITCH BROWN | Maestro Companion switch for multi-location use, 120V, Gloss finish in brown |  | 2.3 | 4.5 |  | Ecom_MA-AS-BR_NoWallplate.jpeg | http://grandbrass.xologic.com/vendors/4460/large/Ecom_MA-AS-BR_NoWallplate.jpeg | [47 empty] | 0 | 0 | 0 | [6 empty] | 0 | 1 | 1 | EA | 1 | Specialty Items | [7 empty] | Brown | [16 empty] | Traditional |  |  | Lighting Accessories | [242 empty] | <a href="https://www.lutron.com/TechnicalDocumentLibrary/030865c.pdf" target="_blank">Installation Instructions</a> | [23 empty] | 85.000 DW |  |  | 2.3000 IN | [89 empty] | 1.000 EA | 1.000 EA | [35 empty] | No | [42 empty] | https://www.lutron.com/TechnicalDocumentLibrary/369904_FRE.pdf | [7 empty] | Shelf Stock | [13 empty] | <a href="https://www.lutron.com/TechnicalDocumentLibrary/368-4493_Page_9.pdf" target="_blank">Tech Drawing</a> | [25 empty] | 39122221 | [13 empty] | <a href="https://www.lutron.com/TechnicalDocumentLibrary/369-119_Wallbox_Warranty.pdf" target="_blank">Warranty Information</a> |  |  |  |  | 0.350 L | [14 empty] | 0 | 0 | 0 | 0 | Lighting Fixtures | 2016-07-15 11:16 | 2024-07-20 11:03 | 0000-00-00 00:00:00 | 2024-07-20 11:03 | 0000-00-00 00:00:00 | [6 empty] | Brown
1 | Lutron Electronics | MA-AS-BL | 4460-14 | 4460 | 14 | Lutron Electronics | Ecom_MA-AS-BL_NoWallplate.jpeg | 27557082877 | MAESTRO ACCESSORY SWITCH BLACK | Maestro Companion switch for multi-location use, 120V, Gloss finish in black |  | 2.3 | 4.5 |  | Ecom_MA-AS-BL_NoWallplate.jpeg | http://grandbrass.xologic.com/vendors/4460/large/Ecom_MA-AS-BL_NoWallplate.jpeg | [47 empty] | 0 | 0 | 0 | [6 empty] | 0 | 1 | 1 | EA | 1 | Specialty Items | [7 empty] | Black | [16 empty] | Traditional |  |  | Lighting Accessories | [242 empty] | <a href="https://www.lutron.com/TechnicalDocumentLibrary/030865c.pdf" target="_blank">Installation Instructions</a> | [23 empty] | 85.000 DW |  |  | 2.3000 IN | [89 empty] | 1.000 EA | 1.000 EA | [35 empty] | No | [42 empty] | https://www.lutron.com/TechnicalDocumentLibrary/369904_FRE.pdf | [7 empty] | Shelf Stock | [13 empty] | <a href="https://www.lutron.com/TechnicalDocumentLibrary/368-4493_Page_9.pdf" target="_blank">Tech Drawing</a> | [25 empty] | 39122221 | [13 empty] | <a href="https://www.lutron.com/TechnicalDocumentLibrary/369-119_Wallbox_Warranty.pdf" target="_blank">Warranty Information</a> |  |  |  |  | 0.350 L | [14 empty] | 0 | 0 | 0 | 0 | Lighting Fixtures | 2016-07-15 11:16 | 2024-07-20 11:02 | 0000-00-00 00:00:00 | 2024-07-20 11:02 | 0000-00-00 00:00:00 | [6 empty] | Black
1 | Lutron Electronics | MSC-S8AM-TP | 4460-19 | 4460 | 19 | Lutron Electronics | Ecom_MSC-S8AM-TP_WithWallPlate.jpeg?w=1500 | 27557082921 | MAESTRO SC 8 AMP SWITCH M-LOC TAUPE | Maestro Switch - Satin Finish, Incandescent/Halogen, Magnetic Low-Voltage, Electronic Low-Voltage, Fluorescent, Multi-location/single-pole, 120V/8A in taupe |  | 2.3 | 4.5 | [50 empty] | 0 | 0 | 0 | [6 empty] | 0 | 1 | 1 | EA | 1 | Lighting Controls | [7 empty] | Gray | [16 empty] | Traditional |  |  | Lightswitches | [242 empty] | <a href="https://www.lutron.com/TechnicalDocumentLibrary/0301583.pdf" target="_blank">Installation Instructions</a> | [23 empty] | 10.000 DW |  |  | 2.3000 IN | [89 empty] | 1.000 EA | 1.000 EA | [35 empty] | No | [42 empty] | https://www.lutron.com/technicaldocumentlibrary/spec%20guide%20volume%201%20with%20addendums.pdf#page=9 | [7 empty] | Shelf Stock | [13 empty] | <a href="https://www.lutron.com/TechnicalDocumentLibrary/368-4493_Page_18.pdf" target="_blank">Tech Drawing</a> | [25 empty] | 39122216 | [13 empty] | <a href="https://www.lutron.com/TechnicalDocumentLibrary/369-119_Wallbox_Warranty.pdf" target="_blank">Warranty Information</a> |  |  |  |  | 0.300 L | [14 empty] | 0 | 0 | 0 | 0 | Lighting Fixtures | 2016-07-15 11:16 | 2024-07-20 11:02 | 0000-00-00 00:00:00 | 2024-07-20 11:02 | 0000-00-00 00:00:00 | [6 empty] | Taupe
1 | Lutron Electronics | MSC-S8AM-MN | 4460-20 | 4460 | 20 | Lutron Electronics | Ecom_MSC-S8AM-MN_WithWallPlate.jpeg?w=1500 | 27557082938 | MAESTRO SC 8 AMP SWITCH M-LOC MIDNIGHT | Maestro Switch - Satin Finish, Incandescent/Halogen, Magnetic Low-Voltage, Electronic Low-Voltage, Fluorescent, Multi-location/single-pole, 120V/8A in midnight |  | 2.3 | 4.5 | [50 empty] | 0 | 0 | 0 | [6 empty] | 0 | 1 | 1 | EA | 1 | Lighting Controls | [7 empty] | Black | [16 empty] | Traditional |  |  | Lightswitches | [242 empty] | <a href="https://www.lutron.com/TechnicalDocumentLibrary/0301583.pdf" target="_blank">Installation Instructions</a> | [23 empty] | 10.000 DW |  |  | 2.3000 IN | [89 empty] | 1.000 EA | 1.000 EA | [35 empty] | No | [42 empty] | https://www.lutron.com/technicaldocumentlibrary/spec%20guide%20volume%201%20with%20addendums.pdf#page=9 | [7 empty] | Shelf Stock | [13 empty] | <a href="https://www.lutron.com/TechnicalDocumentLibrary/368-4493_Page_18.pdf" target="_blank">Tech Drawing</a> | [25 empty] | 39122216 | [13 empty] | <a href="https://www.lutron.com/TechnicalDocumentLibrary/369-119_Wallbox_Warranty.pdf" target="_blank">Warranty Information</a> |  |  |  |  | 0.300 L | [14 empty] | 0 | 0 | 0 | 0 | Lighting Fixtures | 2016-07-15 11:16 | 2024-07-20 11:01 | 0000-00-00 00:00:00 | 2024-07-20 11:01 | 0000-00-00 00:00:00 | [6 empty] | Midnight
1 | Lutron Electronics | MSC-S8AM-BI | 4460-22 | 4460 | 22 | Lutron Electronics | Ecom_MSC-S8AM-BI_WithWallPlate.jpeg?w=1500 | 27557082952 | MAESTRO SC 8 AMP SWITCH M-LOC BISCUIT | Maestro Switch - Satin Finish, Incandescent/Halogen, Magnetic Low-Voltage, Electronic Low-Voltage, Fluorescent, Multi-location/single-pole, 120V/8A in biscuit |  | 2.3 | 4.5 | [50 empty] | 0 | 0 | 0 | [6 empty] | 0 | 1 | 1 | EA | 1 | Lighting Controls | [7 empty] | White | [16 empty] | Traditional |  |  | Lightswitches | [242 empty] | <a href="https://www.lutron.com/TechnicalDocumentLibrary/0301583.pdf" target="_blank">Installation Instructions</a> | [23 empty] | 2.000 DW |  |  | 2.3000 IN | [89 empty] | 1.000 EA | 1.000 EA | [35 empty] | No | [42 empty] | https://www.lutron.com/technicaldocumentlibrary/spec%20guide%20volume%201%20with%20addendums.pdf#page=9 | [7 empty] | Shelf Stock | [13 empty] | <a href="https://www.lutron.com/TechnicalDocumentLibrary/368-4493_Page_18.pdf" target="_blank">Tech Drawing</a> | [25 empty] | 39122216 | [13 empty] | <a href="https://www.lutron.com/TechnicalDocumentLibrary/369-119_Wallbox_Warranty.pdf" target="_blank">Warranty Information</a> |  |  |  |  | 0.300 L | [14 empty] | 0 | 0 | 0 | 0 | Lighting Fixtures | 2016-07-15 11:16 | 2024-07-20 11:02 | 0000-00-00 00:00:00 | 2024-07-20 11:02 | 0000-00-00 00:00:00 | [6 empty] | Biscuit
1 | Lutron Electronics | MSC-S8AM-SW | 4460-23 | 4460 | 23 | Lutron Electronics | Ecom_MSC-S8AM-SW_WithWallPlate.jpeg?w=1500 | 27557082969 | MAESTRO SC 8 AMP SWITCH M-LOC SNOW | Maestro Switch - Satin Finish, Incandescent/Halogen, Magnetic Low-Voltage, Electronic Low-Voltage, Fluorescent, Multi-location/single-pole, 120V/8A in snow |  | 2.3 | 4.5 | [50 empty] | 0 | 0 | 0 | [6 empty] | 0 | 1 | 1 | EA | 1 | Lighting Controls | [7 empty] | White | [16 empty] | Traditional |  |  | Lightswitches | [242 empty] | <a href="https://www.lutron.com/TechnicalDocumentLibrary/0301583.pdf" target="_blank">Installation Instructions</a> | [23 empty] | 15.000 DW |  |  | 2.3000 IN | [89 empty] | 1.000 EA | 1.000 EA | [35 empty] | No | [42 empty] | https://www.lutron.com/technicaldocumentlibrary/spec%20guide%20volume%201%20with%20addendums.pdf#page=9 | [7 empty] | Shelf Stock | [13 empty] | <a href="https://www.lutron.com/TechnicalDocumentLibrary/368-4493_Page_18.pdf" target="_blank">Tech Drawing</a> | [25 empty] | 39122216 | [13 empty] | <a href="https://www.lutron.com/TechnicalDocumentLibrary/369-119_Wallbox_Warranty.pdf" target="_blank">Warranty Information</a> |  |  |  |  | 0.300 L | [14 empty] | 0 | 0 | 0 | 0 | Lighting Fixtures | 2016-07-15 11:16 | 2024-07-20 11:01 | 0000-00-00 00:00:00 | 2024-07-20 11:01 | 0000-00-00 00:00:00 | [6 empty] | Snow
1 | Lutron Electronics | MSC-S8AM-HT | 4460-24 | 4460 | 24 | Lutron Electronics | Ecom_MSC-S8AM-HT_WithWallPlate.jpeg?w=1500 | 27557082976 | MAESTRO SC 8 AMP SWITCH M-LOC HOT | Maestro Switch - Satin Finish, Incandescent/Halogen, Magnetic Low-Voltage, Electronic Low-Voltage, Fluorescent, Multi-location/single-pole, 120V/8A in hot |  | 2.3 | 4.5 | [50 empty] | 0 | 0 | 0 | [6 empty] | 0 | 1 | 1 | EA | 1 | Lighting Controls | [7 empty] | Red | [16 empty] | Traditional |  |  | Lightswitches | [242 empty] | <a href="https://www.lutron.com/TechnicalDocumentLibrary/0301583.pdf" target="_blank">Installation Instructions</a> | [23 empty] | 5.000 DW |  |  | 2.3000 IN | [89 empty] | 1.000 EA | 1.000 EA | [35 empty] | No | [42 empty] | https://www.lutron.com/technicaldocumentlibrary/spec%20guide%20volume%201%20with%20addendums.pdf#page=9 | [7 empty] | Shelf Stock | [13 empty] | <a href="https://www.lutron.com/TechnicalDocumentLibrary/368-4493_Page_18.pdf" target="_blank">Tech Drawing</a> | [25 empty] | 39122216 | [13 empty] | <a href="https://www.lutron.com/TechnicalDocumentLibrary/369-119_Wallbox_Warranty.pdf" target="_blank">Warranty Information</a> |  |  |  |  | 0.300 L | [14 empty] | 0 | 0 | 0 | 0 | Lighting Fixtures | 2016-07-15 11:16 | 2024-07-20 11:03 | 0000-00-00 00:00:00 | 2024-07-20 11:03 | 0000-00-00 00:00:00
1 | Lutron Electronics | NLV-600-AL | 4460-55 | 4460 | 55 | Lutron Electronics | NLV-600-AL.jpg | 27557090353 | NOVA 600VA LOW VOLTAGE ALMOND | Nova Dimmer, Magnetic Low-Voltage, Neon/Cold Cathode, Single-pole (small control), 120V/600VA (450W) in almond |  | 5.2 | 5.4 |  | NLV-600-AL.jpg | http://grandbrass.xologic.com/vendors/4460/large/NLV-600-AL.jpg | [47 empty] | 0 | 0 | 0 | [6 empty] | 0 | 1 | 1 | EA | 1 | Lighting Controls | [7 empty] | Nickel | [19 empty] | Dimmers | [242 empty] | <a href="https://www.lutron.com/TechnicalDocumentLibrary/0301552.pdf" target="_blank">Installation Instructions</a> | [23 empty] | 2.000 DW |  |  | 4.0000 IN | [89 empty] | 1.000 EA | 1.000 EA | [35 empty] | No | [42 empty] | https://www.lutron.com/TechnicalDocumentLibrary/NovaSpecSubmittal.pdf | [7 empty] | Shelf Stock | [13 empty] | <a href="https://www.lutron.com/TechnicalDocumentLibrary/368-4493_Page_2.pdf" target="_blank">Tech Drawing</a> | [25 empty] | 39122206 | [6 empty] | <a href="https://www.lutron.com/Service-Support/Technical/InstallationInstructions/Pages/Videos.aspx?syst=Dimmers+%26+Switches&prodn=Nova%c2%ae+dimmer+%26+switch+" target="_blank">Product Video Clip</a> | [6 empty] | <a href="https://www.lutron.com/TechnicalDocumentLibrary/369-119_Wallbox_Warranty.pdf" target="_blank">Warranty Information</a> |  |  |  |  | 0.700 L | [14 empty] | 0 | 0 | 0 | 0 | Lighting Fixtures | 2016-07-15 11:24 | 2024-07-20 11:03 | 0000-00-00 00:00:00 | 2024-07-20 11:03 | 0000-00-00 00:00:00 | [6 empty] | Almond
1 | Lutron Electronics | NLV-600-LA | 4460-56 | 4460 | 56 | Lutron Electronics | NLV-600-LA.jpg | 27557090360 | NOVA 600VA LOW VOLTAGE LIGHT ALMOND | Nova Dimmer, Magnetic Low-Voltage, Neon/Cold Cathode, Single-pole (small control), 120V/600VA (450W) in light almond |  | 5.2 | 5.4 |  | NLV-600-LA.jpg | http://grandbrass.xologic.com/vendors/4460/large/NLV-600-LA.jpg | [47 empty] | 0 | 0 | 0 | [6 empty] | 0 | 1 | 1 | EA | 1 | Lighting Controls | [27 empty] | Dimmers | [242 empty] | <a href="https://www.lutron.com/TechnicalDocumentLibrary/0301552.pdf" target="_blank">Installation Instructions</a> | [23 empty] | 2.000 DW |  |  | 4.0000 IN | [89 empty] | 1.000 EA | 1.000 EA | [35 empty] | No | [42 empty] | https://www.lutron.com/TechnicalDocumentLibrary/NovaSpecSubmittal.pdf | [7 empty] | Shelf Stock | [13 empty] | <a href="https://www.lutron.com/TechnicalDocumentLibrary/368-4493_Page_2.pdf" target="_blank">Tech Drawing</a> | [25 empty] | 39122206 | [6 empty] | <a href="https://www.lutron.com/Service-Support/Technical/InstallationInstructions/Pages/Videos.aspx?syst=Dimmers+%26+Switches&prodn=Nova%c2%ae+dimmer+%26+switch+" target="_blank">Product Video Clip</a> | [6 empty] | <a href="https://www.lutron.com/TechnicalDocumentLibrary/369-119_Wallbox_Warranty.pdf" target="_blank">Warranty Information</a> |  |  |  |  | 0.700 L | [14 empty] | 0 | 0 | 0 | 0 | Lighting Fixtures | 2016-07-15 11:24 | 2024-07-20 11:03 | 0000-00-00 00:00:00 | 2024-07-20 11:03 | 0000-00-00 00:00:00
1 | Lutron Electronics | NLV-1000-AL | 4460-57 | 4460 | 57 | Lutron Electronics | NLV-1000-AL.jpg | 27557090377 | NOVA 1000VA LOW VOLTAGE ALMOND | Nova Dimmer, Magnetic Low-Voltage, Neon/Cold Cathode, Single-pole (large control), 120V/1000VA (800W) in almond |  | 5.2 | 5.4 |  | NLV-1000-AL.jpg | http://grandbrass.xologic.com/vendors/4460/large/NLV-1000-AL.jpg | [47 empty] | 0 | 0 | 0 | [6 empty] | 0 | 1 | 1 | EA | 1 | Lighting Controls | [7 empty] | Nickel | [19 empty] | Dimmers | [242 empty] | <a href="https://www.lutron.com/TechnicalDocumentLibrary/0301552.pdf" target="_blank">Installation Instructions</a> | [23 empty] | 5.000 DW |  |  | 4.0000 IN | [89 empty] | 1.000 EA | 1.000 EA | [35 empty] | No | [42 empty] | https://www.lutron.com/TechnicalDocumentLibrary/NovaSpecSubmittal.pdf | [7 empty] | Shelf Stock | [13 empty] | <a href="https://www.lutron.com/TechnicalDocumentLibrary/368-4493_Page_2.pdf" target="_blank">Tech Drawing</a> | [25 empty] | 39122206 | [6 empty] | <a href="https://www.lutron.com/Service-Support/Technical/InstallationInstructions/Pages/Videos.aspx?syst=Dimmers+%26+Switches&prodn=Nova%c2%ae+dimmer+%26+switch+" target="_blank">Product Video Clip</a> | [6 empty] | <a href="https://www.lutron.com/TechnicalDocumentLibrary/369-119_Wallbox_Warranty.pdf" target="_blank">Warranty Information</a> |  |  |  |  | 0.800 L | [14 empty] | 0 | 0 | 0 | 0 | Lighting Fixtures | 2016-07-15 11:24 | 2024-07-20 11:02 | 0000-00-00 00:00:00 | 2024-07-20 11:02 | 0000-00-00 00:00:00 | [6 empty] | Almond
1 | Lutron Electronics | NLV-1000-LA | 4460-58 | 4460 | 58 | Lutron Electronics | NLV-1000-LA.jpg | 27557090384 | NOVA 1000VA LOW VOLTAGE LIGHT ALMOND | Nova Dimmer, Magnetic Low-Voltage, Neon/Cold Cathode, Single-pole (large control), 120V/1000VA (800W) in light almond |  | 5.2 | 5.4 |  | NLV-1000-LA.jpg | http://grandbrass.xologic.com/vendors/4460/large/NLV-1000-LA.jpg | [47 empty] | 0 | 0 | 0 | [6 empty] | 0 | 1 | 1 | EA | 1 | Lighting Controls | [27 empty] | Dimmers | [242 empty] | <a href="https://www.lutron.com/TechnicalDocumentLibrary/0301552.pdf" target="_blank">Installation Instructions</a> | [23 empty] | 2.000 DW |  |  | 4.0000 IN | [89 empty] | 1.000 EA | 1.000 EA | [35 empty] | No | [42 empty] | https://www.lutron.com/TechnicalDocumentLibrary/NovaSpecSubmittal.pdf | [7 empty] | Shelf Stock | [13 empty] | <a href="https://www.lutron.com/TechnicalDocumentLibrary/368-4493_Page_2.pdf" target="_blank">Tech Drawing</a> | [25 empty] | 39122206 | [6 empty] | <a href="https://www.lutron.com/Service-Support/Technical/InstallationInstructions/Pages/Videos.aspx?syst=Dimmers+%26+Switches&prodn=Nova%c2%ae+dimmer+%26+switch+" target="_blank">Product Video Clip</a> | [6 empty] | <a href="https://www.lutron.com/TechnicalDocumentLibrary/369-119_Wallbox_Warranty.pdf" target="_blank">Warranty Information</a> |  |  |  |  | 0.800 L | [14 empty] | 0 | 0 | 0 | 0 | Lighting Fixtures | 2016-07-15 11:24 | 2024-07-20 11:01 | 0000-00-00 00:00:00 | 2024-07-20 11:01 | 0000-00-00 00:00:00
1 | Lutron Electronics | NLV-1500-AL | 4460-59 | 4460 | 59 | Lutron Electronics | NLV-1500-AL.jpg | 27557090391 | NOVA 1500VA LOW VOLTAGE ALMOND | Nova Dimmer, Magnetic Low-Voltage, Neon/Cold Cathode, Single-pole (large control), 120V/1500VA (1200W) in almond |  | 5.2 | 5.4 |  | NLV-1500-AL.jpg | http://grandbrass.xologic.com/vendors/4460/large/NLV-1500-AL.jpg | [47 empty] | 0 | 0 | 0 | [6 empty] | 0 | 1 | 1 | EA | 1 | Lighting Controls | [7 empty] | Nickel | [19 empty] | Dimmers | [242 empty] | <a href="https://www.lutron.com/TechnicalDocumentLibrary/0301552.pdf" target="_blank">Installation Instructions</a> | [23 empty] | 2.000 DW |  |  | 4.0000 IN | [89 empty] | 1.000 EA | 1.000 EA | [35 empty] | No | [42 empty] | https://www.lutron.com/TechnicalDocumentLibrary/NovaSpecSubmittal.pdf | [7 empty] | Shelf Stock | [13 empty] | <a href="https://www.lutron.com/TechnicalDocumentLibrary/368-4493_Page_2.pdf" target="_blank">Tech Drawing</a> | [25 empty] | 39122206 | [6 empty] | <a href="https://www.lutron.com/Service-Support/Technical/InstallationInstructions/Pages/Videos.aspx?syst=Dimmers+%26+Switches&prodn=Nova%c2%ae+dimmer+%26+switch+" target="_blank">Product Video Clip</a> | [6 empty] | <a href="https://www.lutron.com/TechnicalDocumentLibrary/369-119_Wallbox_Warranty.pdf" target="_blank">Warranty Information</a> |  |  |  |  | 0.800 L | [14 empty] | 0 | 0 | 0 | 0 | Lighting Fixtures | 2016-07-15 11:24 | 2024-07-20 11:00 | 0000-00-00 00:00:00 | 2024-07-20 11:00 | 0000-00-00 00:00:00 | [6 empty] | Almond
1 | Lutron Electronics | NLV-1500-LA | 4460-60 | 4460 | 60 | Lutron Electronics | NLV-1500-LA.jpg | 27557090407 | NOVA 1500VA LOW VOLTAGE LIGHT ALMOND | Nova Dimmer, Magnetic Low-Voltage, Neon/Cold Cathode, Single-pole (large control), 120V/1500VA (1200W) in light almond |  | 5.2 | 5.4 |  | NLV-1500-LA.jpg | http://grandbrass.xologic.com/vendors/4460/large/NLV-1500-LA.jpg | [47 empty] | 0 | 0 | 0 | [6 empty] | 0 | 1 | 1 | EA | 1 | Lighting Controls | [27 empty] | Dimmers | [242 empty] | <a href="https://www.lutron.com/TechnicalDocumentLibrary/0301552.pdf" target="_blank">Installation Instructions</a> | [23 empty] | 2.000 DW |  |  | 4.0000 IN | [89 empty] | 1.000 EA | 1.000 EA | [35 empty] | No | [42 empty] | https://www.lutron.com/TechnicalDocumentLibrary/NovaSpecSubmittal.pdf | [7 empty] | Shelf Stock | [13 empty] | <a href="https://www.lutron.com/TechnicalDocumentLibrary/368-4493_Page_2.pdf" target="_blank">Tech Drawing</a> | [25 empty] | 39122206 | [6 empty] | <a href="https://www.lutron.com/Service-Support/Technical/InstallationInstructions/Pages/Videos.aspx?syst=Dimmers+%26+Switches&prodn=Nova%c2%ae+dimmer+%26+switch+" target="_blank">Product Video Clip</a> | [6 empty] | <a href="https://www.lutron.com/TechnicalDocumentLibrary/369-119_Wallbox_Warranty.pdf" target="_blank">Warranty Information</a> |  |  |  |  | 0.800 L | [14 empty] | 0 | 0 | 0 | 0 | Lighting Fixtures | 2016-07-15 11:24 | 2024-07-20 11:03 | 0000-00-00 00:00:00 | 2024-07-20 11:03 | 0000-00-00 00:00:00
1 | Lutron Electronics | NF-10-AL | 4460-69 | 4460 | 69 | Lutron Electronics | NF-10-AL.jpg | 27557090490 | NOVA FLUOR DMR 1-10LP ALMOND | Nova Dimmer, Fluorescent or LED Dimming with 3-Wire Ballasts and Drivers, Single-pole (small control), 120V/16A in almond |  | 5.3 | 3.9 |  | NF-10-AL.jpg | http://grandbrass.xologic.com/vendors/4460/large/NF-10-AL.jpg | [47 empty] | 0 | 0 | 0 | [6 empty] | 0 | 1 | 1 | EA | 1 | Lighting Controls | [7 empty] | Nickel | [19 empty] | Dimmers | [242 empty] | <a href="https://www.lutron.com/TechnicalDocumentLibrary/031372.pdf" target="_blank">Installation Instructions</a> | [23 empty] | 2.000 DW |  |  | 5.3000 IN | [7 empty] | <a href="https://www.lutron.com/TechnicalDocumentLibrary/Nova_Family.pdf" target="_blank">Line Drawing</a> | [81 empty] | 1.000 EA | 1.000 EA | [35 empty] | No | [42 empty] | https://www.lutron.com/TechnicalDocumentLibrary/NovaSpecSubmittal.pdf | [7 empty] | Shelf Stock | [13 empty] | <a href="https://www.lutron.com/TechnicalDocumentLibrary/368-4493_Page_40.pdf" target="_blank">Tech Drawing</a> | [25 empty] | 39122206 | [6 empty] | <a href="https://www.lutron.com/Service-Support/Technical/InstallationInstructions/Pages/Videos.aspx?syst=Dimmers+%26+Switches&prodn=Nova%c2%ae+dimmer+%26+switch+" target="_blank">Product Video Clip</a> | [6 empty] | <a href="https://www.lutron.com/TechnicalDocumentLibrary/369-119_Wallbox_Warranty.pdf" target="_blank">Warranty Information</a> |  |  |  |  | 0.640 L | [14 empty] | 0 | 0 | 0 | 0 | Lighting Fixtures | 2016-07-15 11:24 | 2024-07-20 11:00 | 0000-00-00 00:00:00 | 2024-07-20 11:00 | 0000-00-00 00:00:00 | [6 empty] | Almond
1 | Lutron Electronics | NF-10-LA | 4460-70 | 4460 | 70 | Lutron Electronics | NF-10-LA.jpg | 27557090506 | NOVA FLUOR DMR 1-10LP LIGHT ALMOND | Nova Dimmer, Fluorescent or LED Dimming with 3-Wire Ballasts and Drivers, Single-pole (small control), 120V/16A in light almond |  | 5.3 | 3.9 |  | NF-10-LA.jpg | http://grandbrass.xologic.com/vendors/4460/large/NF-10-LA.jpg | [47 empty] | 0 | 0 | 0 | [6 empty] | 0 | 1 | 1 | EA | 1 | Lighting Controls | [27 empty] | Dimmers | [242 empty] | <a href="https://www.lutron.com/TechnicalDocumentLibrary/031372.pdf" target="_blank">Installation Instructions</a> | [23 empty] | 2.000 DW |  |  | 5.3000 IN | [7 empty] | <a href="https://www.lutron.com/TechnicalDocumentLibrary/Nova_Family.pdf" target="_blank">Line Drawing</a> | [81 empty] | 1.000 EA | 1.000 EA | [35 empty] | No | [42 empty] | https://www.lutron.com/TechnicalDocumentLibrary/NovaSpecSubmittal.pdf | [7 empty] | Shelf Stock | [13 empty] | <a href="https://www.lutron.com/TechnicalDocumentLibrary/368-4493_Page_40.pdf" target="_blank">Tech Drawing</a> | [25 empty] | 39122206 | [6 empty] | <a href="https://www.lutron.com/Service-Support/Technical/InstallationInstructions/Pages/Videos.aspx?syst=Dimmers+%26+Switches&prodn=Nova%c2%ae+dimmer+%26+switch+" target="_blank">Product Video Clip</a> | [6 empty] | <a href="https://www.lutron.com/TechnicalDocumentLibrary/369-119_Wallbox_Warranty.pdf" target="_blank">Warranty Information</a> |  |  |  |  | 0.640 L | [14 empty] | 0 | 0 | 0 | 0 | Lighting Fixtures | 2016-07-15 11:24 | 2024-07-20 11:02 | 0000-00-00 00:00:00 | 2024-07-20 11:02 | 0000-00-00 00:00:00
1 | Lutron Electronics | NF-10-277-AL | 4460-71 | 4460 | 71 | Lutron Electronics | NF-10-277-AL.jpg | 27557090513 | NOVA FLUOR DMR 1-10LP 277V ALMOND | Nova Dimmer, Fluorescent or LED Dimming with 3-Wire Ballasts and Drivers, Single-pole (large control), 277V/8A in almond |  | 5.3 | 3.9 |  | NF-10-277-AL.jpg | http://grandbrass.xologic.com/vendors/4460/large/NF-10-277-AL.jpg | [47 empty] | 0 | 0 | 0 | [6 empty] | 0 | 1 | 1 | EA | 1 | Lighting Controls | [7 empty] | Nickel | [19 empty] | Dimmers | [242 empty] | <a href="https://www.lutron.com/TechnicalDocumentLibrary/031372.pdf" target="_blank">Installation Instructions</a> | [23 empty] | 2.000 DW |  |  | 5.3000 IN | [89 empty] | 1.000 EA | 1.000 EA | [35 empty] | No | [42 empty] | https://www.lutron.com/TechnicalDocumentLibrary/NovaSpecSubmittal.pdf | [7 empty] | Shelf Stock | [13 empty] | <a href="https://www.lutron.com/TechnicalDocumentLibrary/368-4493_Page_40.pdf" target="_blank">Tech Drawing</a> | [25 empty] | 39122206 | [6 empty] | <a href="https://www.lutron.com/Service-Support/Technical/InstallationInstructions/Pages/Videos.aspx?syst=Dimmers+%26+Switches&prodn=Nova%c2%ae+dimmer+%26+switch+" target="_blank">Product Video Clip</a> | [6 empty] | <a href="https://www.lutron.com/TechnicalDocumentLibrary/369-119_Wallbox_Warranty.pdf" target="_blank">Warranty Information</a> |  |  |  |  | 0.790 L | [14 empty] | 0 | 0 | 0 | 0 | Lighting Fixtures | 2016-07-15 11:24 | 2024-07-20 11:00 | 0000-00-00 00:00:00 | 2024-07-20 11:00 | 0000-00-00 00:00:00 | [6 empty] | Almond
1 | Lutron Electronics | NF-10-277-LA | 4460-72 | 4460 | 72 | Lutron Electronics | NF-10-277-LA.jpg | 27557090520 | NOVA FUOR DIMMER 1-10LP 277V LIGHT ALMND | Nova Dimmer, Fluorescent or LED Dimming with 3-Wire Ballasts and Drivers, Single-pole (large control), 277V/8A in light almond |  | 5.3 | 3.9 |  | NF-10-277-LA.jpg | http://grandbrass.xologic.com/vendors/4460/large/NF-10-277-LA.jpg | [47 empty] | 0 | 0 | 0 | [6 empty] | 0 | 1 | 1 | EA | 1 | Lighting Controls | [27 empty] | Dimmers | [242 empty] | <a href="https://www.lutron.com/TechnicalDocumentLibrary/031372.pdf" target="_blank">Installation Instructions</a> | [23 empty] | 2.000 DW |  |  | 5.3000 IN | [89 empty] | 1.000 EA | 1.000 EA | [35 empty] | No | [42 empty] | https://www.lutron.com/TechnicalDocumentLibrary/NovaSpecSubmittal.pdf | [7 empty] | Shelf Stock | [13 empty] | <a href="https://www.lutron.com/TechnicalDocumentLibrary/368-4493_Page_40.pdf" target="_blank">Tech Drawing</a> | [25 empty] | 39122206 | [6 empty] | <a href="https://www.lutron.com/Service-Support/Technical/InstallationInstructions/Pages/Videos.aspx?syst=Dimmers+%26+Switches&prodn=Nova%c2%ae+dimmer+%26+switch+" target="_blank">Product Video Clip</a> | [6 empty] | <a href="https://www.lutron.com/TechnicalDocumentLibrary/369-119_Wallbox_Warranty.pdf" target="_blank">Warranty Information</a> |  |  |  |  | 0.790 L | [14 empty] | 0 | 0 | 0 | 0 | Lighting Fixtures | 2016-07-15 11:24 | 2024-07-20 11:02 | 0000-00-00 00:00:00 | 2024-07-20 11:02 | 0000-00-00 00:00:00
1 | Lutron Electronics | NF-20-AL | 4460-77 | 4460 | 77 | Lutron Electronics | NF-20-AL.jpg | 27557090575 | NOVA FLUOR DMR 1-20LP ALMOND | Nova Dimmer, Fluorescent Dimming with Magnetic Ballasts, Single-pole (large control), 120V/20 lamps in almond |  | 5.2 | 5.4 |  | NF-20-AL.jpg | http://grandbrass.xologic.com/vendors/4460/large/NF-20-AL.jpg | [47 empty] | 0 | 0 | 0 | [6 empty] | 0 | 1 | 1 | EA | 1 | Lighting Controls | [7 empty] | Nickel | [19 empty] | Dimmers | [242 empty] | <a href="https://www.lutron.com/TechnicalDocumentLibrary/031372.pdf" target="_blank">Installation Instructions</a> | [23 empty] | 2.000 DW |  |  | 4.0000 IN | [7 empty] | <a href="https://www.lutron.com/TechnicalDocumentLibrary/Nova_Family.pdf" target="_blank">Line Drawing</a> | [81 empty] | 1.000 EA | 1.000 EA | [35 empty] | No | [42 empty] | https://www.lutron.com/TechnicalDocumentLibrary/NovaSpecSubmittal.pdf | [7 empty] | Shelf Stock | [13 empty] | <a href="https://www.lutron.com/TechnicalDocumentLibrary/368-4493_Page_40.pdf" target="_blank">Tech Drawing</a> | [25 empty] | 39122206 | [6 empty] | <a href="https://www.lutron.com/Service-Support/Technical/InstallationInstructions/Pages/Videos.aspx?syst=Dimmers+%26+Switches&prodn=Nova%c2%ae+dimmer+%26+switch+" target="_blank">Product Video Clip</a> | [6 empty] | <a href="https://www.lutron.com/TechnicalDocumentLibrary/369-119_Wallbox_Warranty.pdf" target="_blank">Warranty Information</a> |  |  |  |  | 0.750 L | [14 empty] | 0 | 0 | 0 | 0 | Lighting Fixtures | 2016-07-15 11:25 | 2024-07-20 11:00 | 0000-00-00 00:00:00 | 2024-07-20 11:00 | 0000-00-00 00:00:00 | [6 empty] | Almond
1 | Lutron Electronics | NF-20-LA | 4460-78 | 4460 | 78 | Lutron Electronics | NF-20-LA.jpg | 27557090582 | NOVA FLUOR DMR 1-20LP LIGHT ALMOND | Nova Dimmer, Fluorescent Dimming with Magnetic Ballasts, Single-pole (large control), 120V/20 lamps in light almond |  | 5.2 | 5.4 |  | NF-20-LA.jpg | http://grandbrass.xologic.com/vendors/4460/large/NF-20-LA.jpg | [47 empty] | 0 | 0 | 0 | [6 empty] | 0 | 1 | 1 | EA | 1 | Lighting Controls | [27 empty] | Dimmers | [242 empty] | <a href="https://www.lutron.com/TechnicalDocumentLibrary/031372.pdf" target="_blank">Installation Instructions</a> | [23 empty] | 5.000 DW |  |  | 4.0000 IN | [7 empty] | <a href="https://www.lutron.com/TechnicalDocumentLibrary/Nova_Family.pdf" target="_blank">Line Drawing</a> | [81 empty] | 1.000 EA | 1.000 EA | [35 empty] | No | [42 empty] | https://www.lutron.com/TechnicalDocumentLibrary/NovaSpecSubmittal.pdf | [7 empty] | Shelf Stock | [13 empty] | <a href="https://www.lutron.com/TechnicalDocumentLibrary/368-4493_Page_40.pdf" target="_blank">Tech Drawing</a> | [25 empty] | 39122206 | [6 empty] | <a href="https://www.lutron.com/Service-Support/Technical/InstallationInstructions/Pages/Videos.aspx?syst=Dimmers+%26+Switches&prodn=Nova%c2%ae+dimmer+%26+switch+" target="_blank">Product Video Clip</a> | [6 empty] | <a href="https://www.lutron.com/TechnicalDocumentLibrary/369-119_Wallbox_Warranty.pdf" target="_blank">Warranty Information</a> |  |  |  |  | 0.750 L | [14 empty] | 0 | 0 | 0 | 0 | Lighting Fixtures | 2016-07-15 11:25 | 2024-07-20 11:00 | 0000-00-00 00:00:00 | 2024-07-20 11:00 | 0000-00-00 00:00:00
1 | Lutron Electronics | NF-30-AL | 4460-79 | 4460 | 79 | Lutron Electronics | NF-30-AL.jpg | 27557090599 | NOVA FLUOR DMR 1-30LP ALMOND | Nova Dimmer, Fluorescent Dimming with Magnetic Ballasts, Single-pole (large control), 120V/30 lamps in almond |  | 5.2 | 5.4 |  | NF-30-AL.jpg | http://grandbrass.xologic.com/vendors/4460/large/NF-30-AL.jpg | [47 empty] | 0 | 0 | 0 | [6 empty] | 0 | 1 | 1 | EA | 1 | Lighting Controls | [7 empty] | Nickel | [19 empty] | Dimmers | [242 empty] | <a href="https://www.lutron.com/TechnicalDocumentLibrary/031372.pdf" target="_blank">Installation Instructions</a> | [23 empty] | 2.000 DW |  |  | 4.0000 IN | [7 empty] | <a href="https://www.lutron.com/TechnicalDocumentLibrary/Nova_Family.pdf" target="_blank">Line Drawing</a> | [81 empty] | 1.000 EA | 1.000 EA | [35 empty] | No | [42 empty] | https://www.lutron.com/TechnicalDocumentLibrary/NovaSpecSubmittal.pdf | [7 empty] | Shelf Stock | [13 empty] | <a href="https://www.lutron.com/TechnicalDocumentLibrary/368-4493_Page_40.pdf" target="_blank">Tech Drawing</a> | [25 empty] | 39122206 | [6 empty] | <a href="https://www.lutron.com/Service-Support/Technical/InstallationInstructions/Pages/Videos.aspx?syst=Dimmers+%26+Switches&prodn=Nova%c2%ae+dimmer+%26+switch+" target="_blank">Product Video Clip</a> | [6 empty] | <a href="https://www.lutron.com/TechnicalDocumentLibrary/369-119_Wallbox_Warranty.pdf" target="_blank">Warranty Information</a> |  |  |  |  | 0.750 L | [14 empty] | 0 | 0 | 0 | 0 | Lighting Fixtures | 2016-07-15 11:25 | 2024-07-20 11:03 | 0000-00-00 00:00:00 | 2024-07-20 11:03 | 0000-00-00 00:00:00 | [6 empty] | Almond
1 | Lutron Electronics | NF-30-LA | 4460-80 | 4460 | 80 | Lutron Electronics | NF-30-LA.jpg | 27557090605 | NOVA FLUOR DMR 1-30LP LIGHT ALMOND | Nova Dimmer, Fluorescent Dimming with Magnetic Ballasts, Single-pole (large control), 120V/30 lamps in light almond |  | 5.2 | 5.4 |  | NF-30-LA.jpg | http://grandbrass.xologic.com/vendors/4460/large/NF-30-LA.jpg | [47 empty] | 0 | 0 | 0 | [6 empty] | 0 | 1 | 1 | EA | 1 | Lighting Controls | [27 empty] | Dimmers | [242 empty] | <a href="https://www.lutron.com/TechnicalDocumentLibrary/031372.pdf" target="_blank">Installation Instructions</a> | [23 empty] | 5.000 DW |  |  | 4.0000 IN | [7 empty] | <a href="https://www.lutron.com/TechnicalDocumentLibrary/Nova_Family.pdf" target="_blank">Line Drawing</a> | [81 empty] | 1.000 EA | 1.000 EA | [35 empty] | No | [42 empty] | https://www.lutron.com/TechnicalDocumentLibrary/NovaSpecSubmittal.pdf | [7 empty] | Shelf Stock | [13 empty] | <a href="https://www.lutron.com/TechnicalDocumentLibrary/368-4493_Page_40.pdf" target="_blank">Tech Drawing</a> | [25 empty] | 39122206 | [6 empty] | <a href="https://www.lutron.com/Service-Support/Technical/InstallationInstructions/Pages/Videos.aspx?syst=Dimmers+%26+Switches&prodn=Nova%c2%ae+dimmer+%26+switch+" target="_blank">Product Video Clip</a> | [6 empty] | <a href="https://www.lutron.com/TechnicalDocumentLibrary/369-119_Wallbox_Warranty.pdf" target="_blank">Warranty Information</a> |  |  |  |  | 0.750 L | [14 empty] | 0 | 0 | 0 | 0 | Lighting Fixtures | 2016-07-15 11:25 | 2024-07-20 11:03 | 0000-00-00 00:00:00 | 2024-07-20 11:03 | 0000-00-00 00:00:00
1 | Lutron Electronics | NF-20-277-AL | 4460-81 | 4460 | 81 | Lutron Electronics | NF-20-277-AL.jpg | 27557090612 | NOVA FUOR DIMMER 1-20LP 277V ALMOND | Nova Dimmer, Fluorescent Dimming with Magnetic Ballasts, Single-pole (large control), 277V/20 lamps in almond |  | 5.3 | 3.9 |  | NF-20-277-AL.jpg | http://grandbrass.xologic.com/vendors/4460/large/NF-20-277-AL.jpg | [47 empty] | 0 | 0 | 0 | [6 empty] | 0 | 1 | 1 | EA | 1 | Lighting Controls | [7 empty] | Nickel | [19 empty] | Dimmers | [242 empty] | <a href="https://www.lutron.com/TechnicalDocumentLibrary/031372.pdf" target="_blank">Installation Instructions</a> | [23 empty] | 5.000 DW |  |  | 5.3000 IN | [89 empty] | 1.000 EA | 1.000 EA | [35 empty] | No | [42 empty] | https://www.lutron.com/TechnicalDocumentLibrary/NovaSpecSubmittal.pdf | [7 empty] | Shelf Stock | [13 empty] | <a href="https://www.lutron.com/TechnicalDocumentLibrary/368-4493_Page_40.pdf" target="_blank">Tech Drawing</a> | [25 empty] | 39122206 | [6 empty] | <a href="https://www.lutron.com/Service-Support/Technical/InstallationInstructions/Pages/Videos.aspx?syst=Dimmers+%26+Switches&prodn=Nova%c2%ae+dimmer+%26+switch+" target="_blank">Product Video Clip</a> | [6 empty] | <a href="https://www.lutron.com/TechnicalDocumentLibrary/369-119_Wallbox_Warranty.pdf" target="_blank">Warranty Information</a> |  |  |  |  | 0.800 L | [14 empty] | 0 | 0 | 0 | 0 | Lighting Fixtures | 2016-07-15 11:25 | 2024-07-20 11:00 | 0000-00-00 00:00:00 | 2024-07-20 11:00 | 0000-00-00 00:00:00 | [6 empty] | Almond
1 | Lutron Electronics | NF-20-277-LA | 4460-82 | 4460 | 82 | Lutron Electronics | NF-20-277-LA.jpg | 27557090629 | NOVA FUOR DIMMER 1-20LP 277V LA | Nova Dimmer, Fluorescent Dimming with Magnetic Ballasts, Single-pole (large control), 277V/20 lamps in light almond |  | 5.3 | 3.9 |  | NF-20-277-LA.jpg | http://grandbrass.xologic.com/vendors/4460/large/NF-20-277-LA.jpg | [47 empty] | 0 | 0 | 0 | [6 empty] | 0 | 1 | 1 | EA | 1 | Lighting Controls | [27 empty] | Dimmers | [242 empty] | <a href="https://www.lutron.com/TechnicalDocumentLibrary/031372.pdf" target="_blank">Installation Instructions</a> | [23 empty] | 5.000 DW |  |  | 5.3000 IN | [89 empty] | 1.000 EA | 1.000 EA | [35 empty] | No | [42 empty] | https://www.lutron.com/TechnicalDocumentLibrary/NovaSpecSubmittal.pdf | [7 empty] | Shelf Stock | [13 empty] | <a href="https://www.lutron.com/TechnicalDocumentLibrary/368-4493_Page_40.pdf" target="_blank">Tech Drawing</a> | [25 empty] | 39122206 | [6 empty] | <a href="https://www.lutron.com/Service-Support/Technical/InstallationInstructions/Pages/Videos.aspx?syst=Dimmers+%26+Switches&prodn=Nova%c2%ae+dimmer+%26+switch+" target="_blank">Product Video Clip</a> | [6 empty] | <a href="https://www.lutron.com/TechnicalDocumentLibrary/369-119_Wallbox_Warranty.pdf" target="_blank">Warranty Information</a> |  |  |  |  | 0.800 L | [14 empty] | 0 | 0 | 0 | 0 | Lighting Fixtures | 2016-07-15 11:25 | 2024-07-20 11:01 | 0000-00-00 00:00:00 | 2024-07-20 11:01 | 0000-00-00 00:00:00
4 | Lutron Electronics | NTR-20-IG-OR-AL | 4460-84 | 4460 | 84 | Lutron Electronics | NTR-20-IG-OR-AL.jpg | 27557092531 | NOVA T 20A ISOLATED GROUND ALMOND | Duplex isolated ground 20 A receptacle, 125V/20A in almond |  | 5.3 | 3.9 |  | NTR-20-IG-OR-AL.jpg | http://grandbrass.xologic.com/vendors/4460/large/NTR-20-IG-OR-AL.jpg | [47 empty] | 0 | 0 | 0 | [6 empty] | 0 | 1 | 1 | EA | 1 | Lighting Controls |  |  | Electrical Distribution Equipment |  | Receptacles |  | Electrical Receptacles | Nickel | [19 empty] | Other Lighting Controls | [242 empty] | <a href="https://www.lutron.com/TechnicalDocumentLibrary/0301636.pdf" target="_blank">Installation Instructions</a> | [23 empty] | 5.000 DW |  |  | 5.3000 IN | [89 empty] | 1.000 EA | 1.000 EA | [35 empty] | No | [42 empty] | https://assets.lutron.com/a/documents/spec%20guide%20volume%201%20with%20addendums.pdf#page=78 | [7 empty] | Shelf Stock | [13 empty] | <a href="https://www.lutron.com/TechnicalDocumentLibrary/368-4493_Page_20.pdf" target="_blank">Tech Drawing</a> | [25 empty] | 39121406 | [13 empty] | <a href="https://www.lutron.com/TechnicalDocumentLibrary/369-119_Wallbox_Warranty.pdf" target="_blank">Warranty Information</a> |  |  |  |  | 0.560 L | [14 empty] | 0 | 0 | 0 | 0 | Electrical | 2016-07-15 11:25 | 2024-07-20 11:03 | 0000-00-00 00:00:00 | 2025-11-29 02:00 | 0000-00-00 00:00:00 | [6 empty] | Almond
4 | Lutron Electronics | NTR-20-IG-OR-LA | 4460-85 | 4460 | 85 | Lutron Electronics | NTR-20-IG-OR-LA.jpg | 27557092548 | NOVA T 20A ISOLATED GROUND LIGHT ALMOND | Duplex isolated ground 20 A receptacle, 125V/20A in light almond |  | 5.3 | 3.9 |  | NTR-20-IG-OR-LA.jpg | http://grandbrass.xologic.com/vendors/4460/large/NTR-20-IG-OR-LA.jpg | [47 empty] | 0 | 0 | 0 | [6 empty] | 0 | 1 | 1 | EA | 1 | Lighting Controls |  |  | Electrical Distribution Equipment |  | Receptacles |  | Electrical Receptacles | [20 empty] | Other Lighting Controls | [242 empty] | <a href="https://www.lutron.com/TechnicalDocumentLibrary/0301636.pdf" target="_blank">Installation Instructions</a> | [23 empty] | 5.000 DW |  |  | 5.3000 IN | [89 empty] | 1.000 EA | 1.000 EA | [35 empty] | No | [42 empty] | https://assets.lutron.com/a/documents/spec%20guide%20volume%201%20with%20addendums.pdf#page=78 | [7 empty] | Shelf Stock | [13 empty] | <a href="https://www.lutron.com/TechnicalDocumentLibrary/368-4493_Page_20.pdf" target="_blank">Tech Drawing</a> | [25 empty] | 39121406 | [13 empty] | <a href="https://www.lutron.com/TechnicalDocumentLibrary/369-119_Wallbox_Warranty.pdf" target="_blank">Warranty Information</a> |  |  |  |  | 0.560 L | [14 empty] | 0 | 0 | 0 | 0 | Electrical | 2016-07-15 11:25 | 2024-07-20 11:00 | 0000-00-00 00:00:00 | 2025-11-29 02:00 | 0000-00-00 00:00:00
4 | Lutron Electronics | NTR-15-AL | 4460-86 | 4460 | 86 | Lutron Electronics | NTR-15-AL.jpg | 27557092555 | NOVA T RECEPTACLE ALMOND | Duplex 15 A receptacle, 125V/15A in almond |  | 4.2 | 5.3 |  | NTR-15-AL.jpg | http://grandbrass.xologic.com/vendors/4460/large/NTR-15-AL.jpg | [47 empty] | 0 | 0 | 0 | [6 empty] | 0 | 1 | 1 | EA | 1 | Lighting Controls |  |  | Electrical Distribution Equipment |  | Receptacles |  | Electrical Receptacles | Nickel | [19 empty] | Other Lighting Controls | [242 empty] | <a href="https://www.lutron.com/TechnicalDocumentLibrary/0301636.pdf" target="_blank">Installation Instructions</a> | [23 empty] | 2.000 DW |  |  | 3.0000 IN | [7 empty] | <a href="https://www.lutron.com/TechnicalDocumentLibrary/NovaT_Accessories.pdf" target="_blank">Line Drawing</a> | [81 empty] | 1.000 EA | 1.000 EA | [35 empty] | No | [42 empty] | https://assets.lutron.com/a/documents/spec%20guide%20volume%201%20with%20addendums.pdf#page=78 | [7 empty] | Shelf Stock | [13 empty] | <a href="https://www.lutron.com/TechnicalDocumentLibrary/NovaTB.pdf" target="_blank">Tech Drawing</a> | [25 empty] | 39121406 | [13 empty] | <a href="https://www.lutron.com/TechnicalDocumentLibrary/369-119_Wallbox_Warranty.pdf" target="_blank">Warranty Information</a> |  |  |  |  | 0.350 L | [14 empty] | 0 | 0 | 0 | 0 | Electrical | 2016-07-15 11:25 | 2024-07-20 11:02 | 0000-00-00 00:00:00 | 2025-11-29 02:00 | 0000-00-00 00:00:00 | [6 empty] | Almond
4 | Lutron Electronics | NTR-15-LA | 4460-87 | 4460 | 87 | Lutron Electronics | NTR-15-LA.jpg | 27557092562 | NOVA T RECEPTACLE LIGHT ALMOND | Duplex 15 A receptacle, 125V/15A in light almond |  | 4.2 | 5.3 |  | NTR-15-LA.jpg | http://grandbrass.xologic.com/vendors/4460/large/NTR-15-LA.jpg | [47 empty] | 0 | 0 | 0 | [6 empty] | 0 | 1 | 1 | EA | 1 | Lighting Controls |  |  | Electrical Distribution Equipment |  | Receptacles |  | Electrical Receptacles | [20 empty] | Other Lighting Controls | [242 empty] | <a href="https://www.lutron.com/TechnicalDocumentLibrary/0301636.pdf" target="_blank">Installation Instructions</a> | [23 empty] | 2.000 DW |  |  | 3.0000 IN | [7 empty] | <a href="https://www.lutron.com/TechnicalDocumentLibrary/NovaT_Accessories.pdf" target="_blank">Line Drawing</a> | [81 empty] | 1.000 EA | 1.000 EA | [35 empty] | No | [42 empty] | https://assets.lutron.com/a/documents/spec%20guide%20volume%201%20with%20addendums.pdf#page=78 | [7 empty] | Shelf Stock | [13 empty] | <a href="https://www.lutron.com/TechnicalDocumentLibrary/NovaTB.pdf" target="_blank">Tech Drawing</a> | [25 empty] | 39121406 | [13 empty] | <a href="https://www.lutron.com/TechnicalDocumentLibrary/369-119_Wallbox_Warranty.pdf" target="_blank">Warranty Information</a> |  |  |  |  | 0.350 L | [14 empty] | 0 | 0 | 0 | 0 | Electrical | 2016-07-15 11:25 | 2024-07-20 11:03 | 0000-00-00 00:00:00 | 2025-11-29 02:00 | 0000-00-00 00:00:00
4 | Lutron Electronics | NTR-20-AL | 4460-88 | 4460 | 88 | Lutron Electronics | NTR-20-AL.jpg | 27557092579 | NOVA T RECEPTACLE 20 AMP ALMOND | Duplex 20 A receptacle, 125V/20A in almond |  | 4.2 | 5.3 |  | NTR-20-AL.jpg | http://grandbrass.xologic.com/vendors/4460/large/NTR-20-AL.jpg | [47 empty] | 0 | 0 | 0 | [6 empty] | 0 | 1 | 1 | EA | 1 | Lighting Controls |  |  | Electrical Distribution Equipment |  | Receptacles |  | Electrical Receptacles | Nickel | [19 empty] | Other Lighting Controls | [242 empty] | <a href="https://www.lutron.com/TechnicalDocumentLibrary/0301636.pdf" target="_blank">Installation Instructions</a> | [23 empty] | 2.000 DW |  |  | 3.0000 IN | [7 empty] | <a href="https://www.lutron.com/TechnicalDocumentLibrary/NovaT_Accessories.pdf" target="_blank">Line Drawing</a> | [81 empty] | 1.000 EA | 1.000 EA | [35 empty] | No | [42 empty] | https://assets.lutron.com/a/documents/spec%20guide%20volume%201%20with%20addendums.pdf#page=78 | [7 empty] | Shelf Stock | [13 empty] | <a href="https://www.lutron.com/TechnicalDocumentLibrary/NovaTB.pdf" target="_blank">Tech Drawing</a> | [25 empty] | 39121406 | [13 empty] | <a href="https://www.lutron.com/TechnicalDocumentLibrary/369-119_Wallbox_Warranty.pdf" target="_blank">Warranty Information</a> |  |  |  |  | 0.350 L | [14 empty] | 0 | 0 | 0 | 0 | Electrical | 2016-07-15 11:25 | 2024-07-20 11:03 | 0000-00-00 00:00:00 | 2025-11-29 02:00 | 0000-00-00 00:00:00 | [6 empty] | Almond
4 | Lutron Electronics | NTR-20-LA | 4460-89 | 4460 | 89 | Lutron Electronics | NTR-20-LA.jpg | 27557092586 | NOVA T RECEPTACLE 20 AMP LIGHT ALMOND | Duplex 20 A receptacle, 125V/20A in light almond |  | 4.2 | 5.3 |  | NTR-20-LA.jpg | http://grandbrass.xologic.com/vendors/4460/large/NTR-20-LA.jpg | [47 empty] | 0 | 0 | 0 | [6 empty] | 0 | 1 | 1 | EA | 1 | Lighting Controls |  |  | Electrical Distribution Equipment |  | Receptacles |  | Electrical Receptacles | [20 empty] | Other Lighting Controls | [242 empty] | <a href="https://www.lutron.com/TechnicalDocumentLibrary/0301636.pdf" target="_blank">Installation Instructions</a> | [23 empty] | 2.000 DW |  |  | 3.0000 IN | [7 empty] | <a href="https://www.lutron.com/TechnicalDocumentLibrary/NovaT_Accessories.pdf" target="_blank">Line Drawing</a> | [81 empty] | 1.000 EA | 1.000 EA | [35 empty] | No | [42 empty] | https://assets.lutron.com/a/documents/spec%20guide%20volume%201%20with%20addendums.pdf#page=78 | [7 empty] | Shelf Stock | [13 empty] | <a href="https://www.lutron.com/TechnicalDocumentLibrary/368-4493_Page_20.pdf" target="_blank">Tech Drawing</a> | [25 empty] | 39121406 | [13 empty] | <a href="https://www.lutron.com/TechnicalDocumentLibrary/369-119_Wallbox_Warranty.pdf" target="_blank">Warranty Information</a> |  |  |  |  | 0.350 L | [14 empty] | 0 | 0 | 0 | 0 | Electrical | 2016-07-15 11:25 | 2024-07-20 11:03 | 0000-00-00 00:00:00 | 2025-11-29 02:00 | 0000-00-00 00:00:00
4 | Lutron Electronics | NTR-15-IG-OR-AL | 4460-90 | 4460 | 90 | Lutron Electronics | NTR-15-IG-OR-AL.jpg | 27557092593 | 15A NOVA T ISOLATED GROUND ALMOND | Duplex isolated ground 15 A receptacle, 125V/15A in almond |  | 5.2 | 5.4 |  | NTR-15-IG-OR-AL.jpg | http://grandbrass.xologic.com/vendors/4460/large/NTR-15-IG-OR-AL.jpg | [47 empty] | 0 | 0 | 0 | [6 empty] | 0 | 1 | 1 | EA | 1 | Lighting Controls |  |  | Electrical Distribution Equipment |  | Receptacles |  | Electrical Receptacles | Nickel | [19 empty] | Other Lighting Controls | [242 empty] | <a href="https://www.lutron.com/TechnicalDocumentLibrary/0301636.pdf" target="_blank">Installation Instructions</a> | [23 empty] | 5.000 DW |  |  | 4.0000 IN | [7 empty] | <a href="https://www.lutron.com/TechnicalDocumentLibrary/NovaT_Accessories.pdf" target="_blank">Line Drawing</a> | [81 empty] | 1.000 EA | 1.000 EA | [35 empty] | No | [42 empty] | https://assets.lutron.com/a/documents/spec%20guide%20volume%201%20with%20addendums.pdf#page=78 | [7 empty] | Shelf Stock | [13 empty] | <a href="https://www.lutron.com/TechnicalDocumentLibrary/368-4493_Page_20.pdf" target="_blank">Tech Drawing</a> | [25 empty] | 39121406 | [13 empty] | <a href="https://www.lutron.com/TechnicalDocumentLibrary/369-119_Wallbox_Warranty.pdf" target="_blank">Warranty Information</a> |  |  |  |  | 0.400 L | [14 empty] | 0 | 0 | 0 | 0 | Electrical | 2016-07-15 11:25 | 2024-07-20 11:02 | 0000-00-00 00:00:00 | 2025-11-29 02:00 | 0000-00-00 00:00:00 | [6 empty] | Almond
4 | Lutron Electronics | NTR-15-IG-OR-LA | 4460-91 | 4460 | 91 | Lutron Electronics | NTR-15-IG-OR-LA.jpg | 27557092609 | 15A NOVA T ISOLATED GROUND LIGHT ALMOND | Duplex isolated ground 15 A receptacle, 125V/15A in light almond |  | 5.2 | 5.4 |  | NTR-15-IG-OR-LA.jpg | http://grandbrass.xologic.com/vendors/4460/large/NTR-15-IG-OR-LA.jpg | [47 empty] | 0 | 0 | 0 | [6 empty] | 0 | 1 | 1 | EA | 1 | Lighting Controls |  |  | Electrical Distribution Equipment |  | Receptacles |  | Electrical Receptacles | [20 empty] | Other Lighting Controls | [242 empty] | <a href="https://www.lutron.com/TechnicalDocumentLibrary/0301636.pdf" target="_blank">Installation Instructions</a> | [23 empty] | 5.000 DW |  |  | 4.0000 IN | [7 empty] | <a href="https://www.lutron.com/TechnicalDocumentLibrary/NovaT_Accessories.pdf" target="_blank">Line Drawing</a> | [81 empty] | 1.000 EA | 1.000 EA | [35 empty] | No | [42 empty] | https://assets.lutron.com/a/documents/spec%20guide%20volume%201%20with%20addendums.pdf#page=78 | [7 empty] | Shelf Stock | [13 empty] | <a href="https://www.lutron.com/TechnicalDocumentLibrary/368-4493_Page_20.pdf" target="_blank">Tech Drawing</a> | [25 empty] | 39121406 | [13 empty] | <a href="https://www.lutron.com/TechnicalDocumentLibrary/369-119_Wallbox_Warranty.pdf" target="_blank">Warranty Information</a> |  |  |  |  | 0.400 L | [14 empty] | 0 | 0 | 0 | 0 | Electrical | 2016-07-15 11:25 | 2024-07-20 11:02 | 0000-00-00 00:00:00 | 2025-11-29 02:00 | 0000-00-00 00:00:00
4 | Lutron Electronics | NT-PJ-AL | 4460-92 | 4460 | 92 | Lutron Electronics | NT-PJ-AL.jpg | 27557092616 | NOVA T PHONE JACK ALMOND | Nova T 8-conductor telephone jack, RJ11, single port in almond |  | 5.2 | 5.4 |  | NT-PJ-AL.jpg | http://grandbrass.xologic.com/vendors/4460/large/NT-PJ-AL.jpg | [47 empty] | 0 | 0 | 0 | [6 empty] | 0 | 1 | 1 | EA | 1 | Specialty Items |  |  | Lugs Plugs And Connectors |  | Plugs |  | Jack For Plug | Nickel | [16 empty] | Traditional |  |  | Other Specialty Items | [242 empty] | <a href="https://www.lutron.com/TechnicalDocumentLibrary/03040301A.pdf" target="_blank">Installation Instructions</a> | [23 empty] | 10.000 DW |  |  | 4.0000 IN | [7 empty] | <a href="https://www.lutron.com/TechnicalDocumentLibrary/NovaT_Accessories.pdf" target="_blank">Line Drawing</a> | [81 empty] | 1.000 EA | 1.000 EA | [35 empty] | No | [42 empty] | https://www.lutron.com/TechnicalDocumentLibrary/sixportframe.pdf | [7 empty] | Shelf Stock | [39 empty] | 39121463 | [13 empty] | <a href="https://www.lutron.com/TechnicalDocumentLibrary/369-119_Wallbox_Warranty.pdf" target="_blank">Warranty Information</a> |  |  |  |  | 0.300 L | [14 empty] | 0 | 0 | 0 | 0 | Electrical | 2016-07-15 11:25 | 2024-07-20 11:00 | 0000-00-00 00:00:00 | 2025-11-29 02:00 | 0000-00-00 00:00:00 | [6 empty] | Almond
4 | Lutron Electronics | NT-PJ-LA | 4460-93 | 4460 | 93 | Lutron Electronics | NT-PJ-LA.jpg | 27557092623 | NOVA T PHONE JACK LIGHT ALMOND | Nova T 8-conductor telephone jack, RJ11, single port in light almond |  | 5.2 | 5.4 |  | NT-PJ-LA.jpg | http://grandbrass.xologic.com/vendors/4460/large/NT-PJ-LA.jpg | [47 empty] | 0 | 0 | 0 | [6 empty] | 0 | 1 | 1 | EA | 1 | Specialty Items |  |  | Lugs Plugs And Connectors |  | Plugs |  | Jack For Plug | White | [16 empty] | Traditional |  |  | Other Specialty Items | [242 empty] | <a href="https://www.lutron.com/TechnicalDocumentLibrary/03040301A.pdf" target="_blank">Installation Instructions</a> | [23 empty] | 10.000 DW |  |  | 4.0000 IN | [7 empty] | <a href="https://www.lutron.com/TechnicalDocumentLibrary/NovaT_Accessories.pdf" target="_blank">Line Drawing</a> | [81 empty] | 1.000 EA | 1.000 EA | [35 empty] | No | [42 empty] | https://www.lutron.com/TechnicalDocumentLibrary/sixportframe.pdf | [7 empty] | Shelf Stock | [39 empty] | 39121463 | [13 empty] | <a href="https://www.lutron.com/TechnicalDocumentLibrary/369-119_Wallbox_Warranty.pdf" target="_blank">Warranty Information</a> |  |  |  |  | 0.300 L | [14 empty] | 0 | 0 | 0 | 0 | Electrical | 2016-07-15 11:25 | 2024-07-20 11:01 | 0000-00-00 00:00:00 | 2025-11-29 02:00 | 0000-00-00 00:00:00
4 | Lutron Electronics | NT-CJ-AL | 4460-94 | 4460 | 94 | Lutron Electronics | NT-CJ-AL.jpg | 27557092630 | NOVA T CABLE TV JACK ALMOND | F-style, 75-ohm coaxial cable, single port in almond |  | 5.2 | 5.4 |  | NT-CJ-AL.jpg | http://grandbrass.xologic.com/vendors/4460/large/NT-CJ-AL.jpg | [47 empty] | 0 | 0 | 0 | [6 empty] | 0 | 1 | 1 | EA | 1 | Specialty Items |  |  | Lugs Plugs And Connectors |  | Plugs |  | Jack For Plug | Nickel | [16 empty] | Traditional |  |  | Other Specialty Items | [242 empty] | <a href="https://www.lutron.com/TechnicalDocumentLibrary/sixportframe.pdf" target="_blank">Installation Instructions</a> | [23 empty] | 5.000 DW |  |  | 4.0000 IN | [7 empty] | <a href="https://www.lutron.com/TechnicalDocumentLibrary/NovaT_Accessories.pdf" target="_blank">Line Drawing</a> | [81 empty] | 1.000 EA | 1.000 EA | [35 empty] | No | [42 empty] | https://www.lutron.com/TechnicalDocumentLibrary/sixportframe.pdf | [7 empty] | Shelf Stock | [39 empty] | 39121463 | [13 empty] | <a href="https://www.lutron.com/TechnicalDocumentLibrary/369-119_Wallbox_Warranty.pdf" target="_blank">Warranty Information</a> |  |  |  |  | 0.300 L | [14 empty] | 0 | 0 | 0 | 0 | Electrical | 2016-07-15 11:25 | 2024-07-20 11:03 | 0000-00-00 00:00:00 | 2025-11-29 02:00 | 0000-00-00 00:00:00 | [6 empty] | Almond
4 | Lutron Electronics | NT-CJ-LA | 4460-95 | 4460 | 95 | Lutron Electronics | NT-CJ-LA.jpg | 27557092647 | NOVA T CABLE TV JACK LIGHT ALMOND | F-style, 75-ohm coaxial cable, single port in light almond |  | 5.2 | 5.4 |  | NT-CJ-LA.jpg | http://grandbrass.xologic.com/vendors/4460/large/NT-CJ-LA.jpg | [47 empty] | 0 | 0 | 0 | [6 empty] | 0 | 1 | 1 | EA | 1 | Specialty Items |  |  | Lugs Plugs And Connectors |  | Plugs |  | Jack For Plug | White | [16 empty] | Traditional |  |  | Other Specialty Items | [242 empty] | <a href="https://www.lutron.com/TechnicalDocumentLibrary/sixportframe.pdf" target="_blank">Installation Instructions</a> | [23 empty] | 10.000 DW |  |  | 4.0000 IN | [7 empty] | <a href="https://www.lutron.com/TechnicalDocumentLibrary/NovaT_Accessories.pdf" target="_blank">Line Drawing</a> | [81 empty] | 1.000 EA | 1.000 EA | [35 empty] | No | [42 empty] | https://www.lutron.com/TechnicalDocumentLibrary/sixportframe.pdf | [7 empty] | Shelf Stock | [39 empty] | 39121463 | [13 empty] | <a href="https://www.lutron.com/TechnicalDocumentLibrary/369-119_Wallbox_Warranty.pdf" target="_blank">Warranty Information</a> |  |  |  |  | 0.300 L | [14 empty] | 0 | 0 | 0 | 0 | Electrical | 2016-07-15 11:25 | 2024-07-20 11:00 | 0000-00-00 00:00:00 | 2025-11-29 02:00 | 0000-00-00 00:00:00
1 | Lutron Electronics | NT-600-AL | 4460-96 | 4460 | 96 | Lutron Electronics | NT-600-AL.jpg | 27557092654 | NOVA T INCAN DMR 600W ALMOND | Nova T Dimmer, Incandescent/Halogen, Single-pole (small control), 120V/600W in almond |  | 4.1 | 5.3 |  | NT-600-AL.jpg | http://grandbrass.xologic.com/vendors/4460/large/NT-600-AL.jpg | [47 empty] | 0 | 0 | 0 | [6 empty] | 0 | 1 | 1 | EA | 1 | Lighting Controls | [7 empty] | Nickel | [16 empty] | Traditional |  |  | Dimmers | [242 empty] | <a href="https://www.lutron.com/TechnicalDocumentLibrary/0301030A.pdf" target="_blank">Installation Instructions</a> | [23 empty] | 10.000 DW |  |  | 3.1000 IN | [7 empty] | <a href="https://www.lutron.com/TechnicalDocumentLibrary/NovaT_Family.pdf" target="_blank">Line Drawing</a> | [81 empty] | 1.000 EA | 1.000 EA | [35 empty] | No | [42 empty] | https://www.lutron.com/TechnicalDocumentLibrary/NovaTB.pdf | [7 empty] | Shelf Stock | [13 empty] | <a href="https://www.lutron.com/TechnicalDocumentLibrary/368-4493_Page_2.pdf" target="_blank">Tech Drawing</a> | [25 empty] | 39122206 | [13 empty] | <a href="https://www.lutron.com/TechnicalDocumentLibrary/369-119_Wallbox_Warranty.pdf" target="_blank">Warranty Information</a> |  |  |  |  | 0.400 L | [14 empty] | 0 | 0 | 0 | 0 | Lighting Fixtures | 2016-07-15 11:25 | 2024-07-20 11:01 | 0000-00-00 00:00:00 | 2024-07-20 11:01 | 0000-00-00 00:00:00 | [6 empty] | Almond
1 | Lutron Electronics | NT-600-LA | 4460-97 | 4460 | 97 | Lutron Electronics | NT-600-LA.jpg | 27557092661 | NOVA T INCAN DMR 600W LIGHT ALMOND | Nova T Dimmer, Incandescent/Halogen, Single-pole (small control), 120V/600W in light almond |  | 4.1 | 5.3 |  | NT-600-LA.jpg | http://grandbrass.xologic.com/vendors/4460/large/NT-600-LA.jpg | [47 empty] | 0 | 0 | 0 | [6 empty] | 0 | 1 | 1 | EA | 1 | Lighting Controls | [7 empty] | White | [16 empty] | Traditional |  |  | Dimmers | [242 empty] | <a href="https://www.lutron.com/TechnicalDocumentLibrary/0301030A.pdf" target="_blank">Installation Instructions</a> | [23 empty] | 10.000 DW |  |  | 3.1000 IN | [7 empty] | <a href="https://www.lutron.com/TechnicalDocumentLibrary/NovaT_Family.pdf" target="_blank">Line Drawing</a> | [81 empty] | 1.000 EA | 1.000 EA | [35 empty] | No | [42 empty] | https://www.lutron.com/TechnicalDocumentLibrary/NovaTB.pdf | [7 empty] | Shelf Stock | [13 empty] | <a href="https://www.lutron.com/TechnicalDocumentLibrary/368-4493_Page_2.pdf" target="_blank">Tech Drawing</a> | [25 empty] | 39122206 | [13 empty] | <a href="https://www.lutron.com/TechnicalDocumentLibrary/369-119_Wallbox_Warranty.pdf" target="_blank">Warranty Information</a> |  |  |  |  | 0.400 L | [14 empty] | 0 | 0 | 0 | 0 | Lighting Fixtures | 2016-07-15 11:25 | 2024-07-20 11:01 | 0000-00-00 00:00:00 | 2024-07-20 11:01 | 0000-00-00 00:00:00
1 | Lutron Electronics | NT-1000-AL | 4460-98 | 4460 | 98 | Lutron Electronics | NT-1000-AL.jpg | 27557092678 | NOVA T INCAN DMR 1000W ALMOND | Nova T Dimmer, Incandescent/Halogen, Single-pole (small control), 120V/1000W in almond |  | 4.1 | 5.3 |  | NT-1000-AL.jpg | http://grandbrass.xologic.com/vendors/4460/large/NT-1000-AL.jpg | [47 empty] | 0 | 0 | 0 | [6 empty] | 0 | 1 | 1 | EA | 1 | Lighting Controls | [7 empty] | Nickel | [19 empty] | Dimmers | [242 empty] | <a href="https://www.lutron.com/TechnicalDocumentLibrary/0301030A.pdf" target="_blank">Installation Instructions</a> | [23 empty] | 2.000 DW |  |  | 3.1000 IN | [89 empty] | 1.000 EA | 1.000 EA | [35 empty] | No | [42 empty] | https://www.lutron.com/TechnicalDocumentLibrary/NovaTB.pdf | [7 empty] | Shelf Stock | [13 empty] | <a href="https://www.lutron.com/TechnicalDocumentLibrary/368-4493_Page_2.pdf" target="_blank">Tech Drawing</a> | [25 empty] | 39122206 | [13 empty] | <a href="https://www.lutron.com/TechnicalDocumentLibrary/369-119_Wallbox_Warranty.pdf" target="_blank">Warranty Information</a> |  |  |  |  | 0.350 L | [14 empty] | 0 | 0 | 0 | 0 | Lighting Fixtures | 2016-07-15 11:25 | 2024-07-20 11:00 | 0000-00-00 00:00:00 | 2024-07-20 11:00 | 0000-00-00 00:00:00 | [6 empty] | Almond
1 | Lutron Electronics | NT-1000-LA | 4460-99 | 4460 | 99 | Lutron Electronics | NT-1000-LA.jpg | 27557092685 | NOVA T INCAN DMR 1000W LIGHT ALMOND | Nova T Dimmer, Incandescent/Halogen, Single-pole (small control), 120V/1000W in light almond |  | 4.1 | 5.3 |  | NT-1000-LA.jpg | http://grandbrass.xologic.com/vendors/4460/large/NT-1000-LA.jpg | [47 empty] | 0 | 0 | 0 | [6 empty] | 0 | 1 | 1 | EA | 1 | Lighting Controls | [27 empty] | Dimmers | [242 empty] | <a href="https://www.lutron.com/TechnicalDocumentLibrary/0301030A.pdf" target="_blank">Installation Instructions</a> | [23 empty] | 2.000 DW |  |  | 3.1000 IN | [89 empty] | 1.000 EA | 1.000 EA | [35 empty] | No | [42 empty] | https://www.lutron.com/TechnicalDocumentLibrary/NovaTB.pdf | [7 empty] | Shelf Stock | [13 empty] | <a href="https://www.lutron.com/TechnicalDocumentLibrary/368-4493_Page_2.pdf" target="_blank">Tech Drawing</a> | [25 empty] | 39122206 | [13 empty] | <a href="https://www.lutron.com/TechnicalDocumentLibrary/369-119_Wallbox_Warranty.pdf" target="_blank">Warranty Information</a> |  |  |  |  | 0.350 L | [14 empty] | 0 | 0 | 0 | 0 | Lighting Fixtures | 2016-07-15 11:25 | 2024-07-20 11:02 | 0000-00-00 00:00:00 | 2024-07-20 11:02 | 0000-00-00 00:00:00
1 | Lutron Electronics | NT-1500-AL | 4460-100 | 4460 | 100 | Lutron Electronics | NT-1500-AL.jpg | 27557092692 | NOVA T INCAN DMR 1500W ALMOND | Nova T Dimmer, Incandescent/Halogen, Single-pole (large control), 120V/1500W in almond |  | 5.2 | 5.4 |  | NT-1500-AL.jpg | http://grandbrass.xologic.com/vendors/4460/large/NT-1500-AL.jpg | [47 empty] | 0 | 0 | 0 | [6 empty] | 0 | 1 | 1 | EA | 1 | Lighting Controls | [7 empty] | Nickel | [16 empty] | Traditional |  |  | Dimmers | [242 empty] | <a href="https://www.lutron.com/TechnicalDocumentLibrary/0301030A.pdf" target="_blank">Installation Instructions</a> | [23 empty] | 2.000 DW |  |  | 4.0000 IN | [7 empty] | <a href="https://www.lutron.com/TechnicalDocumentLibrary/NovaT_Family.pdf" target="_blank">Line Drawing</a> | [81 empty] | 1.000 EA | 1.000 EA | [35 empty] | No | [42 empty] | https://www.lutron.com/TechnicalDocumentLibrary/NovaTB.pdf | [7 empty] | Shelf Stock | [13 empty] | <a href="https://www.lutron.com/TechnicalDocumentLibrary/368-4493_Page_2.pdf" target="_blank">Tech Drawing</a> | [25 empty] | 39122206 | [13 empty] | <a href="https://www.lutron.com/TechnicalDocumentLibrary/369-119_Wallbox_Warranty.pdf" target="_blank">Warranty Information</a> |  |  |  |  | 0.600 L | [14 empty] | 0 | 0 | 0 | 0 | Lighting Fixtures | 2016-07-15 11:25 | 2024-07-20 11:04 | 0000-00-00 00:00:00 | 2024-07-20 11:04 | 0000-00-00 00:00:00 | [6 empty] | Almond
1 | Lutron Electronics | NT-1500-LA | 4460-101 | 4460 | 101 | Lutron Electronics | NT-1500-LA.jpg | 27557092708 | NOVA T INCAN DMR 1500W LIGHT ALMOND | Nova T Dimmer, Incandescent/Halogen, Single-pole (large control), 120V/1500W in light almond |  | 5.2 | 5.4 |  | NT-1500-LA.jpg | http://grandbrass.xologic.com/vendors/4460/large/NT-1500-LA.jpg | [47 empty] | 0 | 0 | 0 | [6 empty] | 0 | 1 | 1 | EA | 1 | Lighting Controls | [7 empty] | White | [16 empty] | Traditional |  |  | Dimmers | [242 empty] | <a href="https://www.lutron.com/TechnicalDocumentLibrary/0301030A.pdf" target="_blank">Installation Instructions</a> | [23 empty] | 10.000 DW |  |  | 4.0000 IN | [7 empty] | <a href="https://www.lutron.com/TechnicalDocumentLibrary/NovaT_Family.pdf" target="_blank">Line Drawing</a> | [81 empty] | 1.000 EA | 1.000 EA | [35 empty] | No | [42 empty] | https://www.lutron.com/TechnicalDocumentLibrary/NovaTB.pdf | [7 empty] | Shelf Stock | [13 empty] | <a href="https://www.lutron.com/TechnicalDocumentLibrary/368-4493_Page_2.pdf" target="_blank">Tech Drawing</a> | [25 empty] | 39122206 | [13 empty] | <a href="https://www.lutron.com/TechnicalDocumentLibrary/369-119_Wallbox_Warranty.pdf" target="_blank">Warranty Information</a> |  |  |  |  | 0.600 L | [14 empty] | 0 | 0 | 0 | 0 | Lighting Fixtures | 2016-07-15 11:25 | 2024-07-20 11:02 | 0000-00-00 00:00:00 | 2024-07-20 11:02 | 0000-00-00 00:00:00
1 | Lutron Electronics | NTELV-300-AL | 4460-108 | 4460 | 108 | Lutron Electronics | NTELV-300-AL.jpg | 27557092838 | NOVA T 300W ELECTR LOW VOLT ALMOND | Nova T Dimmer, Electronic Low-Voltage, Single-pole (small control), 120V/300W in almond |  | 4.1 | 5.3 |  | NTELV-300-AL.jpg | http://grandbrass.xologic.com/vendors/4460/large/NTELV-300-AL.jpg | [47 empty] | 0 | 0 | 0 | [6 empty] | 0 | 1 | 1 | EA | 1 | Lighting Controls | [7 empty] | Nickel | [19 empty] | Dimmers | [242 empty] | <a href="https://www.lutron.com/TechnicalDocumentLibrary/0301030A.pdf" target="_blank">Installation Instructions</a> | [23 empty] | 5.000 DW |  |  | 3.1000 IN | [89 empty] | 1.000 EA | 1.000 EA | [35 empty] | No | [42 empty] | https://www.lutron.com/TechnicalDocumentLibrary/NovaTB.pdf | [7 empty] | Shelf Stock | [13 empty] | <a href="https://www.lutron.com/TechnicalDocumentLibrary/368-4493_Page_41.pdf" target="_blank">Tech Drawing</a> | [25 empty] | 39122206 | [13 empty] | <a href="https://www.lutron.com/TechnicalDocumentLibrary/369-119_Wallbox_Warranty.pdf" target="_blank">Warranty Information</a> |  |  |  |  | 0.550 L | [14 empty] | 0 | 0 | 0 | 0 | Lighting Fixtures | 2016-07-15 11:25 | 2024-07-20 11:01 | 0000-00-00 00:00:00 | 2024-07-20 11:01 | 0000-00-00 00:00:00 | [6 empty] | Almond
1 | Lutron Electronics | NTELV-300-LA | 4460-109 | 4460 | 109 | Lutron Electronics | NTELV-300-LA.jpg | 27557092845 | NOVA T 300W ELECTR LOW VOLT LIGHT ALMOND | Nova T Dimmer, Electronic Low-Voltage, Single-pole (small control), 120V/300W in light almond |  | 4.1 | 5.3 |  | NTELV-300-LA.jpg | http://grandbrass.xologic.com/vendors/4460/large/NTELV-300-LA.jpg | [47 empty] | 0 | 0 | 0 | [6 empty] | 0 | 1 | 1 | EA | 1 | Lighting Controls | [27 empty] | Dimmers | [242 empty] | <a href="https://www.lutron.com/TechnicalDocumentLibrary/0301030A.pdf" target="_blank">Installation Instructions</a> | [23 empty] | 10.000 DW |  |  | 3.1000 IN | [89 empty] | 1.000 EA | 1.000 EA | [35 empty] | No | [42 empty] | https://www.lutron.com/TechnicalDocumentLibrary/NovaTB.pdf | [7 empty] | Shelf Stock | [13 empty] | <a href="https://www.lutron.com/TechnicalDocumentLibrary/368-4493_Page_41.pdf" target="_blank">Tech Drawing</a> | [25 empty] | 39122206 | [13 empty] | <a href="https://www.lutron.com/TechnicalDocumentLibrary/369-119_Wallbox_Warranty.pdf" target="_blank">Warranty Information</a> |  |  |  |  | 0.550 L | [14 empty] | 0 | 0 | 0 | 0 | Lighting Fixtures | 2016-07-15 11:26 | 2024-07-20 11:03 | 0000-00-00 00:00:00 | 2024-07-20 11:03 | 0000-00-00 00:00:00
1 | Lutron Electronics | NTELV-600-AL | 4460-110 | 4460 | 110 | Lutron Electronics | NTELV-600-AL.jpg | 27557092852 | NOVA T 600W ELECTR LOW VOLT ALMOND | Nova T Dimmer, Electronic Low-Voltage, Single-pole (small control), 120V/600W in almond |  | 4.1 | 5.3 |  | NTELV-600-AL.jpg | http://grandbrass.xologic.com/vendors/4460/large/NTELV-600-AL.jpg | [47 empty] | 0 | 0 | 0 | [6 empty] | 0 | 1 | 1 | EA | 1 | Lighting Controls | [7 empty] | Nickel | [19 empty] | Dimmers | [242 empty] | <a href="https://www.lutron.com/TechnicalDocumentLibrary/0301030A.pdf" target="_blank">Installation Instructions</a> | [23 empty] | 2.000 DW |  |  | 3.0000 IN | [89 empty] | 1.000 EA | 1.000 EA | [35 empty] | No | [42 empty] | https://www.lutron.com/TechnicalDocumentLibrary/NovaTB.pdf | [7 empty] | Shelf Stock | [13 empty] | <a href="https://www.lutron.com/TechnicalDocumentLibrary/368-4493_Page_41.pdf" target="_blank">Tech Drawing</a> | [25 empty] | 39122206 | [13 empty] | <a href="https://www.lutron.com/TechnicalDocumentLibrary/369-119_Wallbox_Warranty.pdf" target="_blank">Warranty Information</a> |  |  |  |  | 0.550 L | [14 empty] | 0 | 0 | 0 | 0 | Lighting Fixtures | 2016-07-15 11:26 | 2024-07-20 11:02 | 0000-00-00 00:00:00 | 2024-07-20 11:02 | 0000-00-00 00:00:00 | [6 empty] | Almond
1 | Lutron Electronics | NTELV-600-LA | 4460-111 | 4460 | 111 | Lutron Electronics | NTELV-600-LA.jpg | 27557092869 | NOVA T 600W ELECTR LOW VOLT LIGHT ALMOND | Nova T Dimmer, Electronic Low-Voltage, Single-pole (small control), 120V/600W in light almond |  | 4.1 | 5.3 |  | NTELV-600-LA.jpg | http://grandbrass.xologic.com/vendors/4460/large/NTELV-600-LA.jpg | [47 empty] | 0 | 0 | 0 | [6 empty] | 0 | 1 | 1 | EA | 1 | Lighting Controls | [27 empty] | Dimmers | [242 empty] | <a href="https://www.lutron.com/TechnicalDocumentLibrary/0301030A.pdf" target="_blank">Installation Instructions</a> | [23 empty] | 2.000 DW |  |  | 3.0000 IN | [89 empty] | 1.000 EA | 1.000 EA | [35 empty] | No | [42 empty] | https://www.lutron.com/TechnicalDocumentLibrary/NovaTB.pdf | [7 empty] | Shelf Stock | [13 empty] | <a href="https://www.lutron.com/TechnicalDocumentLibrary/368-4493_Page_41.pdf" target="_blank">Tech Drawing</a> | [25 empty] | 39122206 | [13 empty] | <a href="https://www.lutron.com/TechnicalDocumentLibrary/369-119_Wallbox_Warranty.pdf" target="_blank">Warranty Information</a> |  |  |  |  | 0.550 L | [14 empty] | 0 | 0 | 0 | 0 | Lighting Fixtures | 2016-07-15 11:26 | 2024-07-20 11:03 | 0000-00-00 00:00:00 | 2024-07-20 11:03 | 0000-00-00 00:00:00
1 | Lutron Electronics | NTLV-600-AL | 4460-112 | 4460 | 112 | Lutron Electronics | NTLV-600-AL.jpg | 27557092876 | NOVA T LOW VOLT 600VA ALMOND | Nova T Dimmer, Magnetic Low-Voltage, Single-pole (small control), 120V/600VA (450W) in almond |  | 4.2 | 5.3 |  | NTLV-600-AL.jpg | http://grandbrass.xologic.com/vendors/4460/large/NTLV-600-AL.jpg | [47 empty] | 0 | 0 | 0 | [6 empty] | 0 | 1 | 1 | EA | 1 | Lighting Controls | [7 empty] | Nickel | [19 empty] | Dimmers | [242 empty] | <a href="https://www.lutron.com/TechnicalDocumentLibrary/0301030A.pdf" target="_blank">Installation Instructions</a> | [23 empty] | 2.000 DW |  |  | 3.0000 IN | [89 empty] | 1.000 EA | 1.000 EA | [35 empty] | No | [42 empty] | https://www.lutron.com/TechnicalDocumentLibrary/NovaTB.pdf | [7 empty] | Shelf Stock | [13 empty] | <a href="https://www.lutron.com/TechnicalDocumentLibrary/368-4493_Page_2.pdf" target="_blank">Tech Drawing</a> | [25 empty] | 39122206 | [13 empty] | <a href="https://www.lutron.com/TechnicalDocumentLibrary/369-119_Wallbox_Warranty.pdf" target="_blank">Warranty Information</a> |  |  |  |  | 0.400 L | [14 empty] | 0 | 0 | 0 | 0 | Lighting Fixtures | 2016-07-15 11:26 | 2024-07-20 11:03 | 0000-00-00 00:00:00 | 2024-07-20 11:03 | 0000-00-00 00:00:00 | [6 empty] | Almond
1 | Lutron Electronics | NTLV-600-LA | 4460-113 | 4460 | 113 | Lutron Electronics | NTLV-600-LA.jpg | 27557092883 | NOVA T LOW VOLT 600VA LIGHT ALMOND | Nova T Dimmer, Magnetic Low-Voltage, Single-pole (small control), 120V/600VA (450W) in light almond |  | 4.2 | 5.3 |  | NTLV-600-LA.jpg | http://grandbrass.xologic.com/vendors/4460/large/NTLV-600-LA.jpg | [47 empty] | 0 | 0 | 0 | [6 empty] | 0 | 1 | 1 | EA | 1 | Lighting Controls | [27 empty] | Dimmers | [242 empty] | <a href="https://www.lutron.com/TechnicalDocumentLibrary/0301030A.pdf" target="_blank">Installation Instructions</a> | [23 empty] | 10.000 DW |  |  | 3.0000 IN | [89 empty] | 1.000 EA | 1.000 EA | [35 empty] | No | [42 empty] | https://www.lutron.com/TechnicalDocumentLibrary/NovaTB.pdf | [7 empty] | Shelf Stock | [13 empty] | <a href="https://www.lutron.com/TechnicalDocumentLibrary/368-4493_Page_2.pdf" target="_blank">Tech Drawing</a> | [25 empty] | 39122206 | [13 empty] | <a href="https://www.lutron.com/TechnicalDocumentLibrary/369-119_Wallbox_Warranty.pdf" target="_blank">Warranty Information</a> |  |  |  |  | 0.400 L | [14 empty] | 0 | 0 | 0 | 0 | Lighting Fixtures | 2016-07-15 11:26 | 2024-07-20 11:00 | 0000-00-00 00:00:00 | 2024-07-20 11:00 | 0000-00-00 00:00:00
1 | Lutron Electronics | NTLV-1000-AL | 4460-114 | 4460 | 114 | Lutron Electronics | NTLV-1000-AL.jpg | 27557092890 | NOVA T LOW VOLT 1000VA ALMOND | Nova T Dimmer, Magnetic Low-Voltage, Single-pole (small control), preset, 120V/1000VA (800W) in almond |  | 4.1 | 5.3 |  | NTLV-1000-AL.jpg | http://grandbrass.xologic.com/vendors/4460/large/NTLV-1000-AL.jpg | [47 empty] | 0 | 0 | 0 | [6 empty] | 0 | 1 | 1 | EA | 1 | Lighting Controls | [7 empty] | Nickel | [19 empty] | Dimmers | [242 empty] | <a href="https://www.lutron.com/TechnicalDocumentLibrary/0301030A.pdf" target="_blank">Installation Instructions</a> | [23 empty] | 2.000 DW |  |  | 3.1000 IN | [89 empty] | 1.000 EA | 1.000 EA | [35 empty] | No | [42 empty] | https://www.lutron.com/TechnicalDocumentLibrary/NovaTB.pdf | [7 empty] | Shelf Stock | [13 empty] | <a href="https://www.lutron.com/TechnicalDocumentLibrary/368-4493_Page_2.pdf" target="_blank">Tech Drawing</a> | [25 empty] | 39122206 | [13 empty] | <a href="https://www.lutron.com/TechnicalDocumentLibrary/369-119_Wallbox_Warranty.pdf" target="_blank">Warranty Information</a> |  |  |  |  | 0.600 L | [14 empty] | 0 | 0 | 0 | 0 | Lighting Fixtures | 2016-07-15 11:26 | 2024-07-20 11:02 | 0000-00-00 00:00:00 | 2024-07-20 11:02 | 0000-00-00 00:00:00 | [6 empty] | Almond
1 | Lutron Electronics | NTLV-1000-LA | 4460-115 | 4460 | 115 | Lutron Electronics | NTLV-1000-LA.jpg | 27557092906 | NOVA T LOW VOLT 1000VA LIGHT ALMOND | Nova T Dimmer, Magnetic Low-Voltage, Single-pole (small control), preset, 120V/1000VA (800W) in light almond |  | 4.1 | 5.3 |  | NTLV-1000-LA.jpg | http://grandbrass.xologic.com/vendors/4460/large/NTLV-1000-LA.jpg | [47 empty] | 0 | 0 | 0 | [6 empty] | 0 | 1 | 1 | EA | 1 | Lighting Controls | [27 empty] | Dimmers | [242 empty] | <a href="https://www.lutron.com/TechnicalDocumentLibrary/0301030A.pdf" target="_blank">Installation Instructions</a> | [23 empty] | 2.000 DW |  |  | 3.1000 IN | [89 empty] | 1.000 EA | 1.000 EA | [35 empty] | No | [42 empty] | https://www.lutron.com/TechnicalDocumentLibrary/NovaTB.pdf | [7 empty] | Shelf Stock | [13 empty] | <a href="https://www.lutron.com/TechnicalDocumentLibrary/368-4493_Page_2.pdf" target="_blank">Tech Drawing</a> | [25 empty] | 39122206 | [13 empty] | <a href="https://www.lutron.com/TechnicalDocumentLibrary/369-119_Wallbox_Warranty.pdf" target="_blank">Warranty Information</a> |  |  |  |  | 0.600 L | [14 empty] | 0 | 0 | 0 | 0 | Lighting Fixtures | 2016-07-15 11:26 | 2024-07-20 11:01 | 0000-00-00 00:00:00 | 2024-07-20 11:01 | 0000-00-00 00:00:00
1 | Lutron Electronics | NTLV-1500-AL | 4460-116 | 4460 | 116 | Lutron Electronics | NTLV-1500-AL.jpg | 27557092913 | NOVA T LOW VOLT 1500VA ALMOND | Nova T Dimmer, Magnetic Low-Voltage, Single-pole (large control), 120V/1500VA (1200W) in almond |  | 5.2 | 5.4 |  | NTLV-1500-AL.jpg | http://grandbrass.xologic.com/vendors/4460/large/NTLV-1500-AL.jpg | [47 empty] | 0 | 0 | 0 | [6 empty] | 0 | 1 | 1 | EA | 1 | Lighting Controls | [7 empty] | Nickel | [19 empty] | Dimmers | [242 empty] | <a href="https://www.lutron.com/TechnicalDocumentLibrary/0301030A.pdf" target="_blank">Installation Instructions</a> | [23 empty] | 2.000 DW |  |  | 4.0000 IN | [89 empty] | 1.000 EA | 1.000 EA | [35 empty] | No | [42 empty] | https://www.lutron.com/TechnicalDocumentLibrary/NovaTB.pdf | [7 empty] | Shelf Stock | [13 empty] | <a href="https://www.lutron.com/TechnicalDocumentLibrary/368-4493_Page_2.pdf" target="_blank">Tech Drawing</a> | [25 empty] | 39122206 | [13 empty] | <a href="https://www.lutron.com/TechnicalDocumentLibrary/369-119_Wallbox_Warranty.pdf" target="_blank">Warranty Information</a> |  |  |  |  | 0.600 L | [14 empty] | 0 | 0 | 0 | 0 | Lighting Fixtures | 2016-07-15 11:26 | 2024-07-20 11:01 | 0000-00-00 00:00:00 | 2024-07-20 11:01 | 0000-00-00 00:00:00 | [6 empty] | Almond
1 | Lutron Electronics | NTLV-1500-LA | 4460-117 | 4460 | 117 | Lutron Electronics | NTLV-1500-LA.jpg | 27557092920 | NOVA T LOW VOLT 1500VA LIGHT ALMOND | Nova T Dimmer, Magnetic Low-Voltage, Single-pole (large control), 120V/1500VA (1200W) in light almond |  | 5.2 | 5.4 |  | NTLV-1500-LA.jpg | http://grandbrass.xologic.com/vendors/4460/large/NTLV-1500-LA.jpg | [47 empty] | 0 | 0 | 0 | [6 empty] | 0 | 1 | 1 | EA | 1 | Lighting Controls | [27 empty] | Dimmers | [242 empty] | <a href="https://www.lutron.com/TechnicalDocumentLibrary/0301030A.pdf" target="_blank">Installation Instructions</a> | [23 empty] | 2.000 DW |  |  | 4.0000 IN | [89 empty] | 1.000 EA | 1.000 EA | [35 empty] | No | [42 empty] | https://www.lutron.com/TechnicalDocumentLibrary/NovaTB.pdf | [7 empty] | Shelf Stock | [13 empty] | <a href="https://www.lutron.com/TechnicalDocumentLibrary/368-4493_Page_2.pdf" target="_blank">Tech Drawing</a> | [25 empty] | 39122206 | [13 empty] | <a href="https://www.lutron.com/TechnicalDocumentLibrary/369-119_Wallbox_Warranty.pdf" target="_blank">Warranty Information</a> |  |  |  |  | 0.600 L | [14 empty] | 0 | 0 | 0 | 0 | Lighting Fixtures | 2016-07-15 11:26 | 2024-07-20 11:02 | 0000-00-00 00:00:00 | 2024-07-20 11:02 | 0000-00-00 00:00:00
1 | Lutron Electronics | NTLV-600-277-AL | 4460-118 | 4460 | 118 | Lutron Electronics | NTLV-600-277-AL.jpg | 27557092937 | NOVA T LOW VOLT 600VA 277V ALMOND | Nova T Dimmer, Magnetic Low-Voltage, Single-pole (small control), 277V/600VA (450W) in almond |  | 4.1 | 5.3 |  | NTLV-600-277-AL.jpg | http://grandbrass.xologic.com/vendors/4460/large/NTLV-600-277-AL.jpg | [47 empty] | 0 | 0 | 0 | [6 empty] | 0 | 1 | 1 | EA | 1 | Lighting Controls | [7 empty] | Nickel | [19 empty] | Dimmers | [242 empty] | <a href="https://www.lutron.com/TechnicalDocumentLibrary/0301030A.pdf" target="_blank">Installation Instructions</a> | [23 empty] | 5.000 DW |  |  | 3.1000 IN | [7 empty] | <a href="https://www.lutron.com/TechnicalDocumentLibrary/NovaT_Family.pdf" target="_blank">Line Drawing</a> | [81 empty] | 1.000 EA | 1.000 EA | [35 empty] | No | [42 empty] | https://www.lutron.com/TechnicalDocumentLibrary/NovaTB.pdf | [7 empty] | Shelf Stock | [13 empty] | <a href="https://www.lutron.com/TechnicalDocumentLibrary/368-4493_Page_41.pdf" target="_blank">Tech Drawing</a> | [25 empty] | 39122206 | [13 empty] | <a href="https://www.lutron.com/TechnicalDocumentLibrary/369-119_Wallbox_Warranty.pdf" target="_blank">Warranty Information</a> |  |  |  |  | 0.500 L | [14 empty] | 0 | 0 | 0 | 0 | Lighting Fixtures | 2016-07-15 11:26 | 2024-07-20 11:04 | 0000-00-00 00:00:00 | 2024-07-20 11:04 | 0000-00-00 00:00:00 | [6 empty] | Almond
1 | Lutron Electronics | NTLV-600-277-LA | 4460-119 | 4460 | 119 | Lutron Electronics | NTLV-600-277-LA.jpg | 27557092944 | NOVA T LOW VOLT 600VA 277V LIGHT ALMOND | Nova T Dimmer, Magnetic Low-Voltage, Single-pole (small control), 277V/600VA (450W) in light almond |  | 4.1 | 5.3 |  | NTLV-600-277-LA.jpg | http://grandbrass.xologic.com/vendors/4460/large/NTLV-600-277-LA.jpg | [47 empty] | 0 | 0 | 0 | [6 empty] | 0 | 1 | 1 | EA | 1 | Lighting Controls | [27 empty] | Dimmers | [242 empty] | <a href="https://www.lutron.com/TechnicalDocumentLibrary/0301030A.pdf" target="_blank">Installation Instructions</a> | [23 empty] | 2.000 DW |  |  | 3.1000 IN | [7 empty] | <a href="https://www.lutron.com/TechnicalDocumentLibrary/NovaT_Family.pdf" target="_blank">Line Drawing</a> | [81 empty] | 1.000 EA | 1.000 EA | [35 empty] | No | [42 empty] | https://www.lutron.com/TechnicalDocumentLibrary/NovaTB.pdf | [7 empty] | Shelf Stock | [13 empty] | <a href="https://www.lutron.com/TechnicalDocumentLibrary/368-4493_Page_41.pdf" target="_blank">Tech Drawing</a> | [25 empty] | 39122206 | [13 empty] | <a href="https://www.lutron.com/TechnicalDocumentLibrary/369-119_Wallbox_Warranty.pdf" target="_blank">Warranty Information</a> |  |  |  |  | 0.500 L | [14 empty] | 0 | 0 | 0 | 0 | Lighting Fixtures | 2016-07-15 11:26 | 2024-07-20 11:01 | 0000-00-00 00:00:00 | 2024-07-20 11:01 | 0000-00-00 00:00:00
1 | Lutron Electronics | NTLV-1000-277-AL | 4460-120 | 4460 | 120 | Lutron Electronics | NTLV-1000-277-AL.jpg | 27557092951 | NOVA T LOW VOLT 1000VA 277V ALMOND | Nova T Dimmer, Magnetic Low-Voltage, Single-pole (small control), preset, 277V/1000VA (800W) in almond |  | 4.1 | 5.3 |  | NTLV-1000-277-AL.jpg | http://grandbrass.xologic.com/vendors/4460/large/NTLV-1000-277-AL.jpg | [47 empty] | 0 | 0 | 0 | [6 empty] | 0 | 1 | 1 | EA | 1 | Lighting Controls | [7 empty] | Nickel | [19 empty] | Dimmers | [242 empty] | <a href="https://www.lutron.com/TechnicalDocumentLibrary/0301030A.pdf" target="_blank">Installation Instructions</a> | [23 empty] | 5.000 DW |  |  | 3.1000 IN | [7 empty] | <a href="https://www.lutron.com/TechnicalDocumentLibrary/NovaT_Family.pdf" target="_blank">Line Drawing</a> | [81 empty] | 1.000 EA | 1.000 EA | [35 empty] | No | [42 empty] | https://www.lutron.com/TechnicalDocumentLibrary/NovaTB.pdf | [7 empty] | Shelf Stock | [13 empty] | <a href="https://www.lutron.com/TechnicalDocumentLibrary/368-4493_Page_2.pdf" target="_blank">Tech Drawing</a> | [25 empty] | 39122206 | [13 empty] | <a href="https://www.lutron.com/TechnicalDocumentLibrary/369-119_Wallbox_Warranty.pdf" target="_blank">Warranty Information</a> |  |  |  |  | 0.450 L | [14 empty] | 0 | 0 | 0 | 0 | Lighting Fixtures | 2016-07-15 11:26 | 2024-07-20 11:02 | 0000-00-00 00:00:00 | 2024-07-20 11:02 | 0000-00-00 00:00:00 | [6 empty] | Almond
1 | Lutron Electronics | NTLV-1000-277-LA | 4460-121 | 4460 | 121 | Lutron Electronics | NTLV-1000-277-LA.jpg | 27557092968 | NOVA T LOW VOLT 1000VA 277V LIGHT ALMOND | Nova T Dimmer, Magnetic Low-Voltage, Single-pole (small control), preset, 277V/1000VA (800W) in light almond |  | 4.1 | 5.3 |  | NTLV-1000-277-LA.jpg | http://grandbrass.xologic.com/vendors/4460/large/NTLV-1000-277-LA.jpg | [47 empty] | 0 | 0 | 0 | [6 empty] | 0 | 1 | 1 | EA | 1 | Lighting Controls | [27 empty] | Dimmers | [242 empty] | <a href="https://www.lutron.com/TechnicalDocumentLibrary/0301030A.pdf" target="_blank">Installation Instructions</a> | [23 empty] | 2.000 DW |  |  | 3.1000 IN | [7 empty] | <a href="https://www.lutron.com/TechnicalDocumentLibrary/NovaT_Family.pdf" target="_blank">Line Drawing</a> | [81 empty] | 1.000 EA | 1.000 EA | [35 empty] | No | [42 empty] | https://www.lutron.com/TechnicalDocumentLibrary/NovaTB.pdf | [7 empty] | Shelf Stock | [13 empty] | <a href="https://www.lutron.com/TechnicalDocumentLibrary/368-4493_Page_2.pdf" target="_blank">Tech Drawing</a> | [25 empty] | 39122206 | [13 empty] | <a href="https://www.lutron.com/TechnicalDocumentLibrary/369-119_Wallbox_Warranty.pdf" target="_blank">Warranty Information</a> |  |  |  |  | 0.450 L | [14 empty] | 0 | 0 | 0 | 0 | Lighting Fixtures | 2016-07-15 11:26 | 2024-07-20 11:00 | 0000-00-00 00:00:00 | 2024-07-20 11:00 | 0000-00-00 00:00:00
1 | Lutron Electronics | NTF-10-AL | 4460-128 | 4460 | 128 | Lutron Electronics | NTF-10-AL.jpg | 27557093033 | NOVA T FLUOR CTRL 1-10LP ALMOND | Nova T Dimmer, Fluorescent or LED Dimming with 3-Wire Ballasts and Drivers, Single-pole (small control), 120V/16A in almond |  | 4.1 | 5.3 |  | NTF-10-AL.jpg | http://grandbrass.xologic.com/vendors/4460/large/NTF-10-AL.jpg | [47 empty] | 0 | 0 | 0 | [6 empty] | 0 | 1 | 1 | EA | 1 | Lighting Controls | [7 empty] | Nickel | [19 empty] | Dimmers | [242 empty] | <a href="https://www.lutron.com/TechnicalDocumentLibrary/0301030A.pdf" target="_blank">Installation Instructions</a> | [23 empty] | 2.000 DW |  |  | 3.1000 IN | [7 empty] | <a href="https://www.lutron.com/TechnicalDocumentLibrary/NovaT_Family.pdf" target="_blank">Line Drawing</a> | [81 empty] | 1.000 EA | 1.000 EA | [35 empty] | No | [42 empty] | https://www.lutron.com/TechnicalDocumentLibrary/NovaTB.pdf | [7 empty] | Shelf Stock | [13 empty] | <a href="https://www.lutron.com/TechnicalDocumentLibrary/368-4493_Page_40.pdf" target="_blank">Tech Drawing</a> | [25 empty] | 39122206 | [13 empty] | <a href="https://www.lutron.com/TechnicalDocumentLibrary/369-119_Wallbox_Warranty.pdf" target="_blank">Warranty Information</a> |  |  |  |  | 0.550 L | [14 empty] | 0 | 0 | 0 | 0 | Lighting Fixtures | 2016-07-15 11:26 | 2024-07-20 11:02 | 0000-00-00 00:00:00 | 2024-07-20 11:02 | 0000-00-00 00:00:00 | [6 empty] | Almond
1 | Lutron Electronics | NTF-10-LA | 4460-129 | 4460 | 129 | Lutron Electronics | NTF-10-LA.jpg | 27557093040 | NOVA T FLUOR CTRL 1-10LP LIGHT ALMOND | Nova T Dimmer, Fluorescent or LED Dimming with 3-Wire Ballasts and Drivers, Single-pole (small control), 120V/16A in light almond |  | 4.1 | 5.3 |  | NTF-10-LA.jpg | http://grandbrass.xologic.com/vendors/4460/large/NTF-10-LA.jpg | [47 empty] | 0 | 0 | 0 | [6 empty] | 0 | 1 | 1 | EA | 1 | Lighting Controls | [27 empty] | Dimmers | [242 empty] | <a href="https://www.lutron.com/TechnicalDocumentLibrary/0301030A.pdf" target="_blank">Installation Instructions</a> | [23 empty] | 2.000 DW |  |  | 3.1000 IN | [7 empty] | <a href="https://www.lutron.com/TechnicalDocumentLibrary/NovaT_Family.pdf" target="_blank">Line Drawing</a> | [81 empty] | 1.000 EA | 1.000 EA | [35 empty] | No | [42 empty] | https://www.lutron.com/TechnicalDocumentLibrary/NovaTB.pdf | [7 empty] | Shelf Stock | [13 empty] | <a href="https://www.lutron.com/TechnicalDocumentLibrary/368-4493_Page_40.pdf" target="_blank">Tech Drawing</a> | [25 empty] | 39122206 | [13 empty] | <a href="https://www.lutron.com/TechnicalDocumentLibrary/369-119_Wallbox_Warranty.pdf" target="_blank">Warranty Information</a> |  |  |  |  | 0.550 L | [14 empty] | 0 | 0 | 0 | 0 | Lighting Fixtures | 2016-07-15 11:26 | 2024-07-20 11:04 | 0000-00-00 00:00:00 | 2024-07-20 11:04 | 0000-00-00 00:00:00
1 | Lutron Electronics | NTF-10-277-AL | 4460-130 | 4460 | 130 | Lutron Electronics | NTF-10-277-AL.jpg | 27557093057 | NOVA T FLUOR 1-10LP 277V ALMOND | Nova T Dimmer, Fluorescent or LED Dimming with 3-Wire Ballasts and Drivers, Single-pole (small control), 277V/8A in almond |  | 4.1 | 5.3 |  | NTF-10-277-AL.jpg | http://grandbrass.xologic.com/vendors/4460/large/NTF-10-277-AL.jpg | [47 empty] | 0 | 0 | 0 | [6 empty] | 0 | 1 | 1 | EA | 1 | Lighting Controls | [7 empty] | Nickel | [19 empty] | Dimmers | [242 empty] | <a href="https://www.lutron.com/TechnicalDocumentLibrary/0301030A.pdf" target="_blank">Installation Instructions</a> | [23 empty] | 2.000 DW |  |  | 3.1000 IN | [7 empty] | <a href="https://www.lutron.com/TechnicalDocumentLibrary/NovaT_Family.pdf" target="_blank">Line Drawing</a> | [81 empty] | 1.000 EA | 1.000 EA | [35 empty] | No | [42 empty] | https://www.lutron.com/TechnicalDocumentLibrary/NovaTB.pdf | [7 empty] | Shelf Stock | [13 empty] | <a href="https://www.lutron.com/TechnicalDocumentLibrary/368-4493_Page_40.pdf" target="_blank">Tech Drawing</a> | [25 empty] | 39122206 | [13 empty] | <a href="https://www.lutron.com/TechnicalDocumentLibrary/369-119_Wallbox_Warranty.pdf" target="_blank">Warranty Information</a> |  |  |  |  | 0.450 L | [14 empty] | 0 | 0 | 0 | 0 | Lighting Fixtures | 2016-07-15 11:26 | 2024-07-20 11:01 | 0000-00-00 00:00:00 | 2024-07-20 11:01 | 0000-00-00 00:00:00 | [6 empty] | Almond
1 | Lutron Electronics | NTF-10-277-LA | 4460-131 | 4460 | 131 | Lutron Electronics | NTF-10-277-LA.jpg | 27557093064 | NOVA T FLUOR 1-10LP 277V LIGHT ALMOND | Nova T Dimmer, Fluorescent or LED Dimming with 3-Wire Ballasts and Drivers, Single-pole (small control), 277V/8A in light almond |  | 4.1 | 5.3 |  | NTF-10-277-LA.jpg | http://grandbrass.xologic.com/vendors/4460/large/NTF-10-277-LA.jpg | [47 empty] | 0 | 0 | 0 | [6 empty] | 0 | 1 | 1 | EA | 1 | Lighting Controls | [27 empty] | Dimmers | [242 empty] | <a href="https://www.lutron.com/TechnicalDocumentLibrary/0301030A.pdf" target="_blank">Installation Instructions</a> | [23 empty] | 2.000 DW |  |  | 3.1000 IN | [7 empty] | <a href="https://www.lutron.com/TechnicalDocumentLibrary/NovaT_Family.pdf" target="_blank">Line Drawing</a> | [81 empty] | 1.000 EA | 1.000 EA | [35 empty] | No | [42 empty] | https://www.lutron.com/TechnicalDocumentLibrary/NovaTB.pdf | [7 empty] | Shelf Stock | [13 empty] | <a href="https://www.lutron.com/TechnicalDocumentLibrary/368-4493_Page_40.pdf" target="_blank">Tech Drawing</a> | [25 empty] | 39122206 | [13 empty] | <a href="https://www.lutron.com/TechnicalDocumentLibrary/369-119_Wallbox_Warranty.pdf" target="_blank">Warranty Information</a> |  |  |  |  | 0.450 L | [14 empty] | 0 | 0 | 0 | 0 | Lighting Fixtures | 2016-07-15 11:26 | 2024-07-20 11:03 | 0000-00-00 00:00:00 | 2024-07-20 11:03 | 0000-00-00 00:00:00
1 | Lutron Electronics | NT-1PS-AL | 4460-138 | 4460 | 138 | Lutron Electronics | NT-1PS-AL.jpg | 27557093156 | NOVA T SINGLE POLE SWITCH ALMOND | Nova T Linear Slide Switch, Single-pole (small control), 120V/20A in almond |  | 5.2 | 5.4 |  | NT-1PS-AL.jpg | http://grandbrass.xologic.com/vendors/4460/large/NT-1PS-AL.jpg | [47 empty] | 0 | 0 | 0 | [6 empty] | 0 | 1 | 1 | EA | 1 | Lighting Controls | [7 empty] | Nickel | [16 empty] | Traditional |  |  | Dimmers | [242 empty] | <a href="https://www.lutron.com/TechnicalDocumentLibrary/0301030A.pdf" target="_blank">Installation Instructions</a> | [23 empty] | 2.000 DW |  |  | 4.0000 IN | [7 empty] | <a href="https://www.lutron.com/TechnicalDocumentLibrary/NovaT_Family.pdf" target="_blank">Line Drawing</a> | [81 empty] | 1.000 EA | 1.000 EA | [35 empty] | No | [42 empty] | https://www.lutron.com/TechnicalDocumentLibrary/NovaTB.pdf | [7 empty] | Shelf Stock | [13 empty] | <a href="https://www.lutron.com/TechnicalDocumentLibrary/368-4493_Page_2.pdf" target="_blank">Tech Drawing</a> | [25 empty] | 39122212 | [13 empty] | <a href="https://www.lutron.com/TechnicalDocumentLibrary/369-119_Wallbox_Warranty.pdf" target="_blank">Warranty Information</a> |  |  |  |  | 0.400 L | [14 empty] | 0 | 0 | 0 | 0 | Lighting Fixtures | 2016-07-15 11:26 | 2024-07-20 11:02 | 0000-00-00 00:00:00 | 2024-07-20 11:02 | 0000-00-00 00:00:00 | [6 empty] | Almond
1 | Lutron Electronics | NT-1PS-LA | 4460-139 | 4460 | 139 | Lutron Electronics | NT-1PS-LA.jpg | 27557093163 | NOVA T SINGLE POLE SWITCH LIGHT ALMOND | Nova T Linear Slide Switch, Single-pole (small control), 120V/20A in light almond |  | 5.2 | 5.4 |  | NT-1PS-LA.jpg | http://grandbrass.xologic.com/vendors/4460/large/NT-1PS-LA.jpg | [47 empty] | 0 | 0 | 0 | [6 empty] | 0 | 1 | 1 | EA | 1 | Lighting Controls | [7 empty] | White | [16 empty] | Traditional |  |  | Dimmers | [242 empty] | <a href="https://www.lutron.com/TechnicalDocumentLibrary/0301030A.pdf" target="_blank">Installation Instructions</a> | [23 empty] | 10.000 DW |  |  | 4.0000 IN | [7 empty] | <a href="https://www.lutron.com/TechnicalDocumentLibrary/NovaT_Family.pdf" target="_blank">Line Drawing</a> | [81 empty] | 1.000 EA | 1.000 EA | [35 empty] | No | [42 empty] | https://www.lutron.com/TechnicalDocumentLibrary/NovaTB.pdf | [7 empty] | Shelf Stock | [13 empty] | <a href="https://www.lutron.com/TechnicalDocumentLibrary/368-4493_Page_2.pdf" target="_blank">Tech Drawing</a> | [25 empty] | 39122212 | [13 empty] | <a href="https://www.lutron.com/TechnicalDocumentLibrary/369-119_Wallbox_Warranty.pdf" target="_blank">Warranty Information</a> |  |  |  |  | 0.400 L | [14 empty] | 0 | 0 | 0 | 0 | Lighting Fixtures | 2016-07-15 11:26 | 2024-07-20 11:03 | 0000-00-00 00:00:00 | 2024-07-20 11:03 | 0000-00-00 00:00:00
1 | Lutron Electronics | NT-3PS-AL | 4460-140 | 4460 | 140 | Lutron Electronics | NT-3PS-AL.jpg | 27557093170 | NOVA T 3-WAY SWITCH ALMOND | Nova T Linear Slide Switch, 3-way (small control), 120V/20A in almond |  | 5.3 | 3.9 |  | NT-3PS-AL.jpg | http://grandbrass.xologic.com/vendors/4460/large/NT-3PS-AL.jpg | [47 empty] | 0 | 0 | 0 | [6 empty] | 0 | 1 | 1 | EA | 1 | Lighting Controls | [7 empty] | Nickel | [19 empty] | Dimmers | [242 empty] | <a href="https://www.lutron.com/TechnicalDocumentLibrary/0301030A.pdf" target="_blank">Installation Instructions</a> | [23 empty] | 2.000 DW |  |  | 5.3000 IN | [89 empty] | 1.000 EA | 1.000 EA | [35 empty] | No | [42 empty] | https://www.lutron.com/TechnicalDocumentLibrary/NovaTB.pdf | [7 empty] | Shelf Stock | [13 empty] | <a href="https://www.lutron.com/TechnicalDocumentLibrary/368-4493_Page_5.pdf" target="_blank">Tech Drawing</a> | [25 empty] | 39122212 | [13 empty] | <a href="https://www.lutron.com/TechnicalDocumentLibrary/369-119_Wallbox_Warranty.pdf" target="_blank">Warranty Information</a> |  |  |  |  | 0.550 L | [14 empty] | 0 | 0 | 0 | 0 | Lighting Fixtures | 2016-07-15 11:26 | 2024-07-20 11:00 | 0000-00-00 00:00:00 | 2024-07-20 11:00 | 0000-00-00 00:00:00 | [6 empty] | Almond
1 | Lutron Electronics | NT-3PS-LA | 4460-141 | 4460 | 141 | Lutron Electronics | NT-3PS-LA.jpg | 27557093187 | NOVA T 3-WAY SWITCH LIGHT ALMOND | Nova T Linear Slide Switch, 3-way (small control), 120V/20A in light almond |  | 5.3 | 3.9 |  | NT-3PS-LA.jpg | http://grandbrass.xologic.com/vendors/4460/large/NT-3PS-LA.jpg | [47 empty] | 0 | 0 | 0 | [6 empty] | 0 | 1 | 1 | EA | 1 | Lighting Controls | [27 empty] | Dimmers | [242 empty] | <a href="https://www.lutron.com/TechnicalDocumentLibrary/0301030A.pdf" target="_blank">Installation Instructions</a> | [23 empty] | 2.000 DW |  |  | 5.3000 IN | [89 empty] | 1.000 EA | 1.000 EA | [35 empty] | No | [42 empty] | https://www.lutron.com/TechnicalDocumentLibrary/NovaTB.pdf | [7 empty] | Shelf Stock | [13 empty] | <a href="https://www.lutron.com/TechnicalDocumentLibrary/368-4493_Page_5.pdf" target="_blank">Tech Drawing</a> | [25 empty] | 39122212 | [13 empty] | <a href="https://www.lutron.com/TechnicalDocumentLibrary/369-119_Wallbox_Warranty.pdf" target="_blank">Warranty Information</a> |  |  |  |  | 0.550 L | [14 empty] | 0 | 0 | 0 | 0 | Lighting Fixtures | 2016-07-15 11:26 | 2024-07-20 11:03 | 0000-00-00 00:00:00 | 2024-07-20 11:03 | 0000-00-00 00:00:00
1 | Lutron Electronics | NT-4PS-AL | 4460-142 | 4460 | 142 | Lutron Electronics | NT-4PS-AL.jpg | 27557093194 | NOVA T 4-WAY SWITCH ALMOND | Nova T Linear Slide Switch, 4-way (small control), 120V/20A in almond |  | 5.2 | 5.4 |  | NT-4PS-AL.jpg | http://grandbrass.xologic.com/vendors/4460/large/NT-4PS-AL.jpg | [47 empty] | 0 | 0 | 0 | [6 empty] | 0 | 1 | 1 | EA | 1 | Lighting Controls | [7 empty] | Nickel | [19 empty] | Dimmers | [242 empty] | <a href="https://www.lutron.com/TechnicalDocumentLibrary/0301030A.pdf" target="_blank">Installation Instructions</a> | [23 empty] | 2.000 DW |  |  | 4.0000 IN | [89 empty] | 1.000 EA | 1.000 EA | [35 empty] | No | [42 empty] | https://www.lutron.com/TechnicalDocumentLibrary/NovaTB.pdf | [7 empty] | Shelf Stock | [39 empty] | 39122212 | [13 empty] | <a href="https://www.lutron.com/TechnicalDocumentLibrary/369-119_Wallbox_Warranty.pdf" target="_blank">Warranty Information</a> |  |  |  |  | 0.450 L | [14 empty] | 0 | 0 | 0 | 0 | Lighting Fixtures | 2016-07-15 11:27 | 2024-07-20 11:00 | 0000-00-00 00:00:00 | 2024-07-20 11:00 | 0000-00-00 00:00:00 | [6 empty] | Almond
1 | Lutron Electronics | NT-4PS-LA | 4460-143 | 4460 | 143 | Lutron Electronics | NT-4PS-LA.jpg | 27557093200 | NOVA T 4-WAY SWITCH LIGHT ALMOND | Nova T Linear Slide Switch, 4-way (small control), 120V/20A in light almond |  | 5.2 | 5.4 |  | NT-4PS-LA.jpg | http://grandbrass.xologic.com/vendors/4460/large/NT-4PS-LA.jpg | [47 empty] | 0 | 0 | 0 | [6 empty] | 0 | 1 | 1 | EA | 1 | Lighting Controls | [27 empty] | Dimmers | [242 empty] | <a href="https://www.lutron.com/TechnicalDocumentLibrary/0301030A.pdf" target="_blank">Installation Instructions</a> | [23 empty] | 2.000 DW |  |  | 4.0000 IN | [89 empty] | 1.000 EA | 1.000 EA | [35 empty] | No | [42 empty] | https://www.lutron.com/TechnicalDocumentLibrary/NovaTB.pdf | [7 empty] | Shelf Stock | [39 empty] | 39122212 | [13 empty] | <a href="https://www.lutron.com/TechnicalDocumentLibrary/369-119_Wallbox_Warranty.pdf" target="_blank">Warranty Information</a> |  |  |  |  | 0.450 L | [14 empty] | 0 | 0 | 0 | 0 | Lighting Fixtures | 2016-07-15 11:27 | 2024-07-20 11:03 | 0000-00-00 00:00:00 | 2024-07-20 11:03 | 0000-00-00 00:00:00
4 | Lutron Electronics | NTFSQ-AL | 4460-144 | 4460 | 144 | Lutron Electronics | NTFSQ-AL.jpg | 27557093217 | NOVA T QUIET FAN SPD CONTROL ALMOND | Nova T Quiet Fan-Speed Control, Single-pole (small control), 120V/1.5A in almond |  | 4.1 | 5.3 |  | NTFSQ-AL.jpg | http://grandbrass.xologic.com/vendors/4460/large/NTFSQ-AL.jpg | [47 empty] | 0 | 0 | 0 | [6 empty] | 0 | 1 | 1 | EA | 1 | Fan Accessories |  |  | Control And Automation |  | Switches |  | Speed Switch | Nickel | [19 empty] | Fan Wall Mount Controls | [242 empty] | <a href="https://www.lutron.com/TechnicalDocumentLibrary/0301030A.pdf" target="_blank">Installation Instructions</a> | [23 empty] | 5.000 DW |  |  | 3.1000 IN | [89 empty] | 1.000 EA | 1.000 EA | [35 empty] | No | [42 empty] | https://www.lutron.com/TechnicalDocumentLibrary/NovaTB.pdf | [7 empty] | Shelf Stock | [13 empty] | <a href="https://www.lutron.com/TechnicalDocumentLibrary/368-4493_Page_2.pdf" target="_blank">Tech Drawing</a> | [25 empty] | 39122240 | [13 empty] | <a href="https://www.lutron.com/TechnicalDocumentLibrary/369-119_Wallbox_Warranty.pdf" target="_blank">Warranty Information</a> |  |  |  |  | 0.550 L | [14 empty] | 0 | 0 | 0 | 0 | Electrical | 2016-07-15 11:27 | 2024-07-20 11:03 | 0000-00-00 00:00:00 | 2025-11-29 02:00 | 0000-00-00 00:00:00 | [6 empty] | Almond
4 | Lutron Electronics | NTFSQ-LA | 4460-145 | 4460 | 145 | Lutron Electronics | NTFSQ-LA.jpg | 27557093224 | NOVA T QUIET FAN SPD CONTROL LIGHT AL | Nova T Quiet Fan-Speed Control, Single-pole (small control), 120V/1.5A in light almond |  | 4.1 | 5.3 |  | NTFSQ-LA.jpg | http://grandbrass.xologic.com/vendors/4460/large/NTFSQ-LA.jpg | [47 empty] | 0 | 0 | 0 | [6 empty] | 0 | 1 | 1 | EA | 1 | Fan Accessories |  |  | Control And Automation |  | Switches |  | Speed Switch | [20 empty] | Fan Wall Mount Controls | [242 empty] | <a href="https://www.lutron.com/TechnicalDocumentLibrary/0301030A.pdf" target="_blank">Installation Instructions</a> | [23 empty] | 2.000 DW |  |  | 3.1000 IN | [89 empty] | 1.000 EA | 1.000 EA | [35 empty] | No | [42 empty] | https://www.lutron.com/TechnicalDocumentLibrary/NovaTB.pdf | [7 empty] | Shelf Stock | [13 empty] | <a href="https://www.lutron.com/TechnicalDocumentLibrary/368-4493_Page_2.pdf" target="_blank">Tech Drawing</a> | [25 empty] | 39122240 | [13 empty] | <a href="https://www.lutron.com/TechnicalDocumentLibrary/369-119_Wallbox_Warranty.pdf" target="_blank">Warranty Information</a> |  |  |  |  | 0.550 L | [14 empty] | 0 | 0 | 0 | 0 | Electrical | 2016-07-15 11:27 | 2024-07-20 11:04 | 0000-00-00 00:00:00 | 2025-11-29 02:00 | 0000-00-00 00:00:00
4 | Lutron Electronics | NTFS-6E-AL | 4460-146 | 4460 | 146 | Lutron Electronics | NTFS-6E-AL.jpg | 27557093231 | NOVA T FAN SPEED CTRL 6A ALMOND | Nova T Fully Variable Fan-Speed Control, Single-pole (small control), 120V/6A in almond |  | 4.1 | 5.3 |  | NTFS-6E-AL.jpg | http://grandbrass.xologic.com/vendors/4460/large/NTFS-6E-AL.jpg | [47 empty] | 0 | 0 | 0 | [6 empty] | 0 | 1 | 1 | EA | 1 | Fan Accessories |  |  | Control And Automation |  | Switches |  | Speed Switch | Nickel | [19 empty] | Fan Wall Mount Controls | [242 empty] | <a href="https://www.lutron.com/TechnicalDocumentLibrary/0301030A.pdf" target="_blank">Installation Instructions</a> | [23 empty] | 2.000 DW |  |  | 3.1000 IN | [89 empty] | 1.000 EA | 1.000 EA | [35 empty] | No | [42 empty] | https://www.lutron.com/TechnicalDocumentLibrary/NovaTB.pdf | [7 empty] | Shelf Stock | [13 empty] | <a href="https://www.lutron.com/TechnicalDocumentLibrary/368-4493_Page_71.pdf" target="_blank">Tech Drawing</a> | [25 empty] | 39122240 | [13 empty] | <a href="https://www.lutron.com/TechnicalDocumentLibrary/369-119_Wallbox_Warranty.pdf" target="_blank">Warranty Information</a> |  |  |  |  | 0.450 L | [14 empty] | 0 | 0 | 0 | 0 | Electrical | 2016-07-15 11:27 | 2024-07-20 11:03 | 0000-00-00 00:00:00 | 2025-11-29 02:00 | 0000-00-00 00:00:00 | [6 empty] | Almond
4 | Lutron Electronics | NTFS-6E-LA | 4460-147 | 4460 | 147 | Lutron Electronics | NTFS-6E-LA.jpg | 27557093248 | NOVA T FAN SPEED CTRL 6A LIGHT ALMOND | Nova T Fully Variable Fan-Speed Control, Single-pole (small control), 120V/6A in light almond |  | 4.1 | 5.3 |  | NTFS-6E-LA.jpg | http://grandbrass.xologic.com/vendors/4460/large/NTFS-6E-LA.jpg | [47 empty] | 0 | 0 | 0 | [6 empty] | 0 | 1 | 1 | EA | 1 | Fan Accessories |  |  | Control And Automation |  | Switches |  | Speed Switch | [20 empty] | Fan Wall Mount Controls | [242 empty] | <a href="https://www.lutron.com/TechnicalDocumentLibrary/0301030A.pdf" target="_blank">Installation Instructions</a> | [23 empty] | 2.000 DW |  |  | 3.1000 IN | [89 empty] | 1.000 EA | 1.000 EA | [35 empty] | No | [42 empty] | https://www.lutron.com/TechnicalDocumentLibrary/NovaTB.pdf | [7 empty] | Shelf Stock | [13 empty] | <a href="https://www.lutron.com/TechnicalDocumentLibrary/368-4493_Page_71.pdf" target="_blank">Tech Drawing</a> | [25 empty] | 39122240 | [13 empty] | <a href="https://www.lutron.com/TechnicalDocumentLibrary/369-119_Wallbox_Warranty.pdf" target="_blank">Warranty Information</a> |  |  |  |  | 0.450 L | [14 empty] | 0 | 0 | 0 | 0 | Electrical | 2016-07-15 11:27 | 2024-07-20 11:01 | 0000-00-00 00:00:00 | 2025-11-29 02:00 | 0000-00-00 00:00:00
4 | Lutron Electronics | NTFS-12E-AL | 4460-148 | 4460 | 148 | Lutron Electronics | NTFS-12E-AL.jpg | 27557093255 | NOVA T FAN SPEED CTRL 12A ALMOND | Nova T Fully Variable Fan-Speed Control, Single-pole (large control), 120V/12A in almond |  | 5.2 | 5.4 |  | NTFS-12E-AL.jpg | http://grandbrass.xologic.com/vendors/4460/large/NTFS-12E-AL.jpg | [47 empty] | 0 | 0 | 0 | [6 empty] | 0 | 1 | 1 | EA | 1 | Fan Accessories |  |  | Control And Automation |  | Switches |  | Speed Switch | Nickel | [19 empty] | Fan Wall Mount Controls | [242 empty] | <a href="https://www.lutron.com/TechnicalDocumentLibrary/0301030A.pdf" target="_blank">Installation Instructions</a> | [23 empty] | 2.000 DW |  |  | 4.0000 IN | [89 empty] | 1.000 EA | 1.000 EA | [35 empty] | No | [42 empty] | https://www.lutron.com/TechnicalDocumentLibrary/NovaTB.pdf | [7 empty] | Shelf Stock | [13 empty] | <a href="https://www.lutron.com/TechnicalDocumentLibrary/368-4493_Page_71.pdf" target="_blank">Tech Drawing</a> | [25 empty] | 39122240 | [13 empty] | <a href="https://www.lutron.com/TechnicalDocumentLibrary/369-119_Wallbox_Warranty.pdf" target="_blank">Warranty Information</a> |  |  |  |  | 0.650 L | [14 empty] | 0 | 0 | 0 | 0 | Electrical | 2016-07-15 11:27 | 2024-07-20 11:01 | 0000-00-00 00:00:00 | 2025-11-29 02:00 | 0000-00-00 00:00:00 | [6 empty] | Almond
4 | Lutron Electronics | NTFS-12E-LA | 4460-149 | 4460 | 149 | Lutron Electronics | NTFS-12E-LA.jpg | 27557093262 | NOVA T FAN SPEED CTRL 12A LIGHT ALMOND | Nova T Fully Variable Fan-Speed Control, Single-pole (large control), 120V/12A in light almond |  | 5.2 | 5.4 |  | NTFS-12E-LA.jpg | http://grandbrass.xologic.com/vendors/4460/large/NTFS-12E-LA.jpg | [47 empty] | 0 | 0 | 0 | [6 empty] | 0 | 1 | 1 | EA | 1 | Fan Accessories |  |  | Control And Automation |  | Switches |  | Speed Switch | [20 empty] | Fan Wall Mount Controls | [242 empty] | <a href="https://www.lutron.com/TechnicalDocumentLibrary/0301030A.pdf" target="_blank">Installation Instructions</a> | [23 empty] | 2.000 DW |  |  | 4.0000 IN | [89 empty] | 1.000 EA | 1.000 EA | [35 empty] | No | [42 empty] | https://www.lutron.com/TechnicalDocumentLibrary/NovaTB.pdf | [7 empty] | Shelf Stock | [13 empty] | <a href="https://www.lutron.com/TechnicalDocumentLibrary/368-4493_Page_71.pdf" target="_blank">Tech Drawing</a> | [25 empty] | 39122240 | [13 empty] | <a href="https://www.lutron.com/TechnicalDocumentLibrary/369-119_Wallbox_Warranty.pdf" target="_blank">Warranty Information</a> |  |  |  |  | 0.650 L | [14 empty] | 0 | 0 | 0 | 0 | Electrical | 2016-07-15 11:27 | 2024-07-20 11:00 | 0000-00-00 00:00:00 | 2025-11-29 02:00 | 0000-00-00 00:00:00
1 | Lutron Electronics | NT-2000-AL | 4460-150 | 4460 | 150 | Lutron Electronics | NT-2000-AL.jpg | 27557093316 | NOVA T 2000W INC ALMOND | Nova T Dimmer, Incandescent/Halogen, Single-pole (large control), 120V/2000W in almond |  | 5.3 | 3.9 |  | NT-2000-AL.jpg | http://grandbrass.xologic.com/vendors/4460/large/NT-2000-AL.jpg | [47 empty] | 0 | 0 | 0 | [6 empty] | 0 | 1 | 1 | EA | 1 | Lighting Controls | [7 empty] | Nickel | [19 empty] | Dimmers | [242 empty] | <a href="https://www.lutron.com/TechnicalDocumentLibrary/0301030A.pdf" target="_blank">Installation Instructions</a> | [23 empty] | 10.000 DW |  |  | 5.3000 IN | [89 empty] | 1.000 EA | 1.000 EA | [35 empty] | No | [42 empty] | https://www.lutron.com/TechnicalDocumentLibrary/NovaTB.pdf | [7 empty] | Shelf Stock | [13 empty] | <a href="https://www.lutron.com/TechnicalDocumentLibrary/368-4493_Page_2.pdf" target="_blank">Tech Drawing</a> | [25 empty] | 39122206 | [13 empty] | <a href="https://www.lutron.com/TechnicalDocumentLibrary/369-119_Wallbox_Warranty.pdf" target="_blank">Warranty Information</a> |  |  |  |  | 1.000 L | [14 empty] | 0 | 0 | 0 | 0 | Lighting Fixtures | 2016-07-15 11:27 | 2024-07-20 11:02 | 0000-00-00 00:00:00 | 2024-07-20 11:02 | 0000-00-00 00:00:00 | [6 empty] | Almond
1 | Lutron Electronics | NT-6PF-AL | 4460-152 | 4460 | 152 | Lutron Electronics | NT-6PF-AL.jpg | 27557093507 | SIX PORT FRAME W/BLANKS NT ALMOND | Nova T Architectural Series Wallplate Field-customizable 6-port frame in almond |  | 5.2 | 5.4 |  | NT-6PF-AL.jpg | http://grandbrass.xologic.com/vendors/4460/large/NT-6PF-AL.jpg | [47 empty] | 0 | 0 | 0 | [6 empty] | 0 | 1 | 1 | EA | 1 | Specialty Items | [7 empty] | Nickel | [16 empty] | Traditional |  |  | Lighting Accessories | [242 empty] | <a href="https://www.lutron.com/TechnicalDocumentLibrary/sixportframe.pdf" target="_blank">Installation Instructions</a> | [23 empty] | 10.000 DW |  |  | 4.0000 IN | [7 empty] | <a href="https://www.lutron.com/TechnicalDocumentLibrary/NovaT_Accessories.pdf" target="_blank">Line Drawing</a> | [81 empty] | 1.000 EA | 1.000 EA | [35 empty] | No | [42 empty] | https://www.lutron.com/TechnicalDocumentLibrary/sixportframe.pdf | [7 empty] | Shelf Stock | [39 empty] | 39122221 | [13 empty] | <a href="https://www.lutron.com/TechnicalDocumentLibrary/369-119_Wallbox_Warranty.pdf" target="_blank">Warranty Information</a> |  |  |  |  | 0.300 L | [14 empty] | 0 | 0 | 0 | 0 | Lighting Fixtures | 2016-07-15 11:27 | 2024-07-20 11:03 | 0000-00-00 00:00:00 | 2024-07-20 11:03 | 0000-00-00 00:00:00 | [6 empty] | Almond
1 | Lutron Electronics | NT-6PF-LA | 4460-153 | 4460 | 153 | Lutron Electronics | NT-6PF-LA.jpg | 27557093514 | SIX PORT FRAME W/BLANKS NT LIGHT ALMOND | Nova T Architectural Series Wallplate Field-customizable 6-port frame in light almond |  | 5.2 | 5.4 |  | NT-6PF-LA.jpg | http://grandbrass.xologic.com/vendors/4460/large/NT-6PF-LA.jpg | [47 empty] | 0 | 0 | 0 | [6 empty] | 0 | 1 | 1 | EA | 1 | Specialty Items | [7 empty] | White | [16 empty] | Traditional |  |  | Lighting Accessories | [242 empty] | <a href="https://www.lutron.com/TechnicalDocumentLibrary/sixportframe.pdf" target="_blank">Installation Instructions</a> | [23 empty] | 10.000 DW |  |  | 4.0000 IN | [7 empty] | <a href="https://www.lutron.com/TechnicalDocumentLibrary/NovaT_Accessories.pdf" target="_blank">Line Drawing</a> | [81 empty] | 1.000 EA | 1.000 EA | [35 empty] | No | [42 empty] | https://www.lutron.com/TechnicalDocumentLibrary/sixportframe.pdf | [7 empty] | Shelf Stock | [39 empty] | 39122221 | [13 empty] | <a href="https://www.lutron.com/TechnicalDocumentLibrary/369-119_Wallbox_Warranty.pdf" target="_blank">Warranty Information</a> |  |  |  |  | 0.300 L | [14 empty] | 0 | 0 | 0 | 0 | Lighting Fixtures | 2016-07-15 11:27 | 2024-07-20 11:04 | 0000-00-00 00:00:00 | 2024-07-20 11:04 | 0000-00-00 00:00:00
4 | Lutron Electronics | NT-S-NFB-AL | 4460-168 | 4460 | 168 | Lutron Electronics | NT-S-NFB-AL.jpg | 27557098137 | NOVA T KIT SM W/ SLIDER ALMOND | Nova T Wallplate Kit, Single gang, small (no fin sections removed) in almond |  | 3.6 | 5.8 |  | NT-S-NFB-AL.jpg | http://grandbrass.xologic.com/vendors/4460/large/NT-S-NFB-AL.jpg | [47 empty] | 0 | 0 | 0 | [6 empty] | 0 | 1 | 1 | EA | 1 | Fan Accessories |  |  | Fittings and Hardware |  | Electrical Hardware And Supplies |  | Wallplates | Nickel | [19 empty] | Fan Wall Mount Controls | [49 empty] | <a href="https://www.lutron.com/TechnicalDocumentLibrary/367-1015.pdf" target="_blank">Manufacturer Brochure</a> | [192 empty] | <a href="https://www.lutron.com/TechnicalDocumentLibrary/030925a.pdf" target="_blank">Installation Instructions</a> | [23 empty] | 2.000 DW |  |  | 0.9000 IN | [89 empty] | 1.000 EA | 1.000 EA | [35 empty] | No | [42 empty] | https://www.lutron.com/TechnicalDocumentLibrary/3682811b_Volume%201%20Addendum-Wallplates.pdf | [7 empty] | Shelf Stock | [39 empty] | 39121704 | [13 empty] | <a href="https://www.lutron.com/TechnicalDocumentLibrary/369-119_Wallbox_Warranty.pdf" target="_blank">Warranty Information</a> |  |  |  |  | 0.200 L | [14 empty] | 0 | 0 | 0 | 0 | Electrical | 2016-07-15 11:27 | 2024-07-20 11:00 | 0000-00-00 00:00:00 | 2025-11-29 02:00 | 0000-00-00 00:00:00 | [6 empty] | Almond
4 | Lutron Electronics | NT-S-NFB-LA | 4460-169 | 4460 | 169 | Lutron Electronics | NT-S-NFB-LA.jpg | 27557098144 | NOVA T KIT SM W/ SLIDER LIGHT ALMOND | Nova T Wallplate Kit, Single gang, small (no fin sections removed) in light almond |  | 3.6 | 5.8 |  | NT-S-NFB-LA.jpg | http://grandbrass.xologic.com/vendors/4460/large/NT-S-NFB-LA.jpg | [47 empty] | 0 | 0 | 0 | [6 empty] | 0 | 1 | 1 | EA | 1 | Fan Accessories |  |  | Fittings and Hardware |  | Electrical Hardware And Supplies |  | Wallplates | [20 empty] | Fan Wall Mount Controls | [242 empty] | <a href="https://www.lutron.com/TechnicalDocumentLibrary/033105A.pdf" target="_blank">Installation Instructions</a> | [23 empty] | 2.000 DW |  |  | 0.9000 IN | [89 empty] | 1.000 EA | 1.000 EA | [35 empty] | No | [42 empty] | https://www.lutron.com/TechnicalDocumentLibrary/3682811b_Volume%201%20Addendum-Wallplates.pdf | [7 empty] | Shelf Stock | [39 empty] | 39121704 | [13 empty] | <a href="https://www.lutron.com/TechnicalDocumentLibrary/369-119_Wallbox_Warranty.pdf" target="_blank">Warranty Information</a> |  |  |  |  | 0.200 L | [14 empty] | 0 | 0 | 0 | 0 | Electrical | 2016-07-15 11:27 | 2024-07-20 11:00 | 0000-00-00 00:00:00 | 2025-11-29 02:00 | 0000-00-00 00:00:00
4 | Lutron Electronics | FS-5FH-DK | 4460-170 | 4460 | 170 | Lutron Electronics | D-600P-WH-LG.jpg | 27557101509 | 120V 5AMP 2 WIRE FAN DUAL KNOB | Lutron Rotary Fan Control, Fan Controls with 2 Rotate On/Off Knobs 1 WH, 1 IV - Fully Variable, Single-pole fan control, factory set minimum speed, 120V/5A |  | 4.2 | 2.9 |  | D-600P-WH-LG.jpg | http://grandbrass.xologic.com/vendors/4460/large/D-600P-WH-LG.jpg | [47 empty] | 0 | 0 | 0 | [6 empty] | 0 | 1 | 1 | EA | 1 | Fan Accessories |  |  | Control And Automation |  | Switches |  | Speed Switch | [20 empty] | Fan Wall Mount Controls | [242 empty] | <a href="https://www.lutron.com/TechnicalDocumentLibrary/033226.pdf" target="_blank">Installation Instructions</a> | [23 empty] | 10.000 DW |  |  | 6.2000 IN | [89 empty] | 1.000 EA | 1.000 EA | [35 empty] | No | [42 empty] | https://assets.lutron.com/a/documents/spec%20guide%20volume%201%20with%20addendums.pdf#page=56 | [7 empty] | Shelf Stock | [13 empty] | <a href="https://www.lutron.com/TechnicalDocumentLibrary/368-4493_Page_71.pdf" target="_blank">Tech Drawing</a> | [25 empty] | 39122240 | [13 empty] | <a href="https://www.lutron.com/TechnicalDocumentLibrary/369-119_Wallbox_Warranty.pdf" target="_blank">Warranty Information</a> |  |  |  |  | 0.300 L | [14 empty] | 0 | 0 | 0 | 0 | Electrical | 2016-07-15 11:27 | 2024-07-20 11:01 | 0000-00-00 00:00:00 | 2025-11-29 02:00 | 0000-00-00 00:00:00 | [6 empty] | White Ivory
1 | Lutron Electronics | S-1000H-LA | 4460-171 | 4460 | 171 | Lutron Electronics | S-1000H-LA.jpg | 27557101554 | SKYLARK 1000W INC | Skylark Slide-to-Off Dimmer, Incandescent/Halogen, Single-pole, 120V/1000W, clamshell packaging in light almond |  | 4.1 | 6.1 |  | S-1000H-LA.jpg | http://grandbrass.xologic.com/vendors/4460/large/S-1000H-LA.jpg | [47 empty] | 0 | 0 | 0 | [6 empty] | 0 | 1 | 1 | EA | 1 | Lighting Controls | [7 empty] | Gray | [16 empty] | Traditional |  |  | Dimmers | [242 empty] | <a href="https://www.lutron.com/TechnicalDocumentLibrary/0301689.pdf" target="_blank">Installation Instructions</a> | [23 empty] | 10.000 DW |  |  | 2.8000 IN | [89 empty] | 1.000 EA | 1.000 EA | [35 empty] | No | [42 empty] | https://www.lutron.com/technicaldocumentlibrary/spec%20guide%20volume%201%20with%20addendums.pdf#page=20 | [7 empty] | Shelf Stock | [13 empty] | <a href="https://www.lutron.com/TechnicalDocumentLibrary/368-4493_Page_2.pdf" target="_blank">Tech Drawing</a> | [25 empty] | 39122206 | [13 empty] | <a href="https://www.lutron.com/TechnicalDocumentLibrary/369-119_Wallbox_Warranty.pdf" target="_blank">Warranty Information</a> |  |  |  |  | 0.250 L | [14 empty] | 0 | 0 | 0 | 0 | Lighting Fixtures | 2016-07-15 11:27 | 2024-07-20 11:02 | 0000-00-00 00:00:00 | 2024-07-20 11:02 | 0000-00-00 00:00:00
1 | Lutron Electronics | S2-LFSQH-LA | 4460-172 | 4460 | 172 | Lutron Electronics | S2-LFSQH-LA.jpg | 27557101561 | SKYLARK DUAL LGT/QUIET FAN LA CLAMSHELL | Skylark Fan/Light Control, Single-pole, quiet 3-speed and dimmer, 120V/300W light, 1.5A fan, clamshell packaging in light almond |  | 4.1 | 6.1 |  | S2-LFSQH-LA.jpg | http://grandbrass.xologic.com/vendors/4460/large/S2-LFSQH-LA.jpg | [47 empty] | 0 | 0 | 0 | [6 empty] | 0 | 1 | 1 | EA | 1 | Lighting Controls | [7 empty] | Gray | [16 empty] | Traditional |  |  | Lightswitches | [242 empty] | <a href="https://www.lutron.com/TechnicalDocumentLibrary/0301992.pdf" target="_blank">Installation Instructions</a> | [23 empty] | 15.000 DW |  |  | 2.8000 IN | [89 empty] | 1.000 EA | 1.000 EA | [35 empty] | No | [42 empty] | https://www.lutron.com/technicaldocumentlibrary/spec%20guide%20volume%201%20with%20addendums.pdf#page=20 | [7 empty] | Shelf Stock | [13 empty] | <a href="https://www.lutron.com/TechnicalDocumentLibrary/368-4493_Page_30.pdf" target="_blank">Tech Drawing</a> | [25 empty] | 39122232 | [13 empty] | <a href="https://www.lutron.com/TechnicalDocumentLibrary/369-119_Wallbox_Warranty.pdf" target="_blank">Warranty Information</a> |  |  |  |  | 0.350 L | [14 empty] | 0 | 0 | 0 | 0 | Lighting Fixtures | 2016-07-15 11:27 | 2024-07-20 11:00 | 0000-00-00 00:00:00 | 2024-07-20 11:00 | 0000-00-00 00:00:00
4 | Lutron Electronics | SFSQ-FH-LA | 4460-173 | 4460 | 173 | Lutron Electronics | Ecom_SFSQ-FH-LA_nowallplate.jpeg?w=1500 | 27557101578 | SKYLARK QUIET FAN | Skylark Fan-Speed Control, Single-pole, quiet 3-speed, 120V/1.5A, clamshell packaging in light almond |  | 4.1 | 6.1 | [50 empty] | 0 | 0 | 0 | [6 empty] | 0 | 1 | 1 | EA | 1 |  |  |  | Control And Automation |  | Switches |  | Speed Switch | Gray | [16 empty] | Traditional | [245 empty] | <a href="https://www.lutron.com/TechnicalDocumentLibrary/033206.pdf" target="_blank">Installation Instructions</a> | [23 empty] | 30.000 DW |  |  | 2.8000 IN | [89 empty] | 1.000 EA | 1.000 EA | [35 empty] | No | [42 empty] | https://www.lutron.com/technicaldocumentlibrary/spec%20guide%20volume%201%20with%20addendums.pdf#page=20 | [7 empty] | Shelf Stock | [13 empty] | <a href="https://www.lutron.com/TechnicalDocumentLibrary/368-4493_Page_2.pdf" target="_blank">Tech Drawing</a> | [25 empty] | 39122240 | [13 empty] | <a href="https://www.lutron.com/TechnicalDocumentLibrary/369-119_Wallbox_Warranty.pdf" target="_blank">Warranty Information</a> |  |  |  |  | 0.300 L | [14 empty] | 0 | 0 | 0 | 0 | Electrical | 2016-07-15 11:27 | 2024-07-20 11:00 | 0000-00-00 00:00:00 | 2024-07-20 11:00 | 0000-00-00 00:00:00
1 | Lutron Electronics | SS-1BI-GWH-E00 | 4460-184 | 4460 | 184 | Lutron Electronics | HQWA-W1BN-WH.jpg | 27557108683 | SOFTSWITCH 48 1BUTTON SEETOUCH | seeTouch Keypad for Softswitch 128, 1-button keypad, in white |  | 5.3 | 3.9 |  | HQWA-W1BN-WH.jpg | http://grandbrass.xologic.com/vendors/4460/large/HQWA-W1BN-WH.jpg | [47 empty] | 0 | 0 | 0 | [6 empty] | 0 | 1 | 1 | EA | 1 | Lighting Controls | [7 empty] | White | [19 empty] | Other Lighting Controls | [242 empty] | <a href="https://www.lutron.com/TechnicalDocumentLibrary/seetouchA.pdf" target="_blank">Installation Instructions</a> | [23 empty] | 5.000 DW |  |  | 5.3000 IN | [89 empty] | 1.000 EA | 1.000 EA | [35 empty] | No | [42 empty] | https://www.lutron.com/TechnicalDocumentLibrary/SS_Controls_1BI_GWH_E00.pdf | [7 empty] | Shelf Stock | [39 empty] | 52161525 | [13 empty] | <a href="https://www.lutron.com/TechnicalDocumentLibrary/3601201A_Commercial_Limited_Warranty.pdf" target="_blank">Warranty Information</a> |  |  |  |  | 0.300 L | [14 empty] | 0 | 0 | 0 | 0 | Lighting Fixtures | 2016-07-15 11:28 | 2024-07-20 11:01 | 0000-00-00 00:00:00 | 2024-07-20 11:01 | 0000-00-00 00:00:00
1 | Lutron Electronics | SS-2BI-GWH-E00 | 4460-185 | 4460 | 185 | Lutron Electronics | SG-2BN-WH-GN.MD.shad.g.jpg | 27557108690 | SOFTSWITCH 48 2BUTTON SEETOUCH | seeTouch Keypad for Softswitch 128, 2-button keypad in white |  | 5.3 | 3.9 |  | SG-2BN-WH-GN.MD.shad.g.jpg | http://grandbrass.xologic.com/vendors/4460/large/SG-2BN-WH-GN.MD.shad.g.jpg | [47 empty] | 0 | 0 | 0 | [6 empty] | 0 | 1 | 1 | EA | 1 | Lighting Controls | [7 empty] | White | [19 empty] | Other Lighting Controls | [242 empty] | <a href="https://www.lutron.com/TechnicalDocumentLibrary/seetouchA.pdf" target="_blank">Installation Instructions</a> | [23 empty] | 5.000 DW |  |  | 5.3000 IN | [89 empty] | 1.000 EA | 1.000 EA | [35 empty] | No | [42 empty] | https://www.lutron.com/TechnicalDocumentLibrary/SS_Controls_1BI_GWH_E00.pdf | [7 empty] | Shelf Stock | [39 empty] | 52161525 | [13 empty] | <a href="https://www.lutron.com/TechnicalDocumentLibrary/3601201A_Commercial_Limited_Warranty.pdf" target="_blank">Warranty Information</a> |  |  |  |  | 0.300 L | [14 empty] | 0 | 0 | 0 | 0 | Lighting Fixtures | 2016-07-15 11:28 | 2024-07-20 11:02 | 0000-00-00 00:00:00 | 2024-07-20 11:02 | 0000-00-00 00:00:00
1 | Lutron Electronics | SS-3BI-GWH-E00 | 4460-186 | 4460 | 186 | Lutron Electronics | HQWA-W3BN-WH.jpg | 27557108706 | SOFTSWITCH 48 3BUTTON SEETOUCH | seeTouch Keypad for Softswitch 128, 3-button keypad in white |  | 5.3 | 3.9 |  | HQWA-W3BN-WH.jpg | http://grandbrass.xologic.com/vendors/4460/large/HQWA-W3BN-WH.jpg | [47 empty] | 0 | 0 | 0 | [6 empty] | 0 | 1 | 1 | EA | 1 | Lighting Controls | [7 empty] | White | [19 empty] | Other Lighting Controls | [242 empty] | <a href="https://www.lutron.com/TechnicalDocumentLibrary/seetouchA.pdf" target="_blank">Installation Instructions</a> | [23 empty] | 5.000 DW |  |  | 5.3000 IN | [89 empty] | 1.000 EA | 1.000 EA | [35 empty] | No | [42 empty] | https://www.lutron.com/TechnicalDocumentLibrary/SS_Controls_1BI_GWH_E00.pdf | [7 empty] | Shelf Stock | [39 empty] | 52161525 | [13 empty] | <a href="https://www.lutron.com/TechnicalDocumentLibrary/3601201A_Commercial_Limited_Warranty.pdf" target="_blank">Warranty Information</a> |  |  |  |  | 0.300 L | [14 empty] | 0 | 0 | 0 | 0 | Lighting Fixtures | 2016-07-15 11:28 | 2024-07-20 11:02 | 0000-00-00 00:00:00 | 2024-07-20 11:02 | 0000-00-00 00:00:00
1 | Lutron Electronics | SS-4BI-GWH-E00 | 4460-187 | 4460 | 187 | Lutron Electronics | SS-4BI-GWH-E00.jpg | 27557108713 | SOFTSWITCH 48 4 BUTTON SEETOUC | seeTouch Keypad for Softswitch 128, 4-button keypad in white |  | 5.3 | 3.9 |  | SS-4BI-GWH-E00.jpg | http://grandbrass.xologic.com/vendors/4460/large/SS-4BI-GWH-E00.jpg | [47 empty] | 0 | 0 | 0 | [6 empty] | 0 | 1 | 1 | EA | 1 | Lighting Controls | [7 empty] | White | [19 empty] | Other Lighting Controls | [242 empty] | <a href="https://www.lutron.com/TechnicalDocumentLibrary/seetouchA.pdf" target="_blank">Installation Instructions</a> | [23 empty] | 10.000 DW |  |  | 5.3000 IN | [89 empty] | 1.000 EA | 1.000 EA | [35 empty] | No | [42 empty] | https://www.lutron.com/TechnicalDocumentLibrary/SS_Controls_1BI_GWH_E00.pdf | [7 empty] | Shelf Stock | [39 empty] | 52161525 | [13 empty] | <a href="https://www.lutron.com/TechnicalDocumentLibrary/3601201A_Commercial_Limited_Warranty.pdf" target="_blank">Warranty Information</a> |  |  |  |  | 0.300 L | [14 empty] | 0 | 0 | 0 | 0 | Lighting Fixtures | 2016-07-15 11:28 | 2024-07-20 11:01 | 0000-00-00 00:00:00 | 2024-07-20 11:01 | 0000-00-00 00:00:00
1 | Lutron Electronics | SS-7BI-GWH-E00 | 4460-188 | 4460 | 188 | Lutron Electronics | HQWA-W7BN-WH.jpg | 27557108720 | SOFTSWITCH 48 7 BUTTON SEETOUC | seeTouch Keypad for Softswitch 128, 7-button keypad in white |  | 5.3 | 3.9 |  | HQWA-W7BN-WH.jpg | http://grandbrass.xologic.com/vendors/4460/large/HQWA-W7BN-WH.jpg | [47 empty] | 0 | 0 | 0 | [6 empty] | 0 | 1 | 1 | EA | 1 | Lighting Controls | [7 empty] | White | [19 empty] | Other Lighting Controls | [242 empty] | <a href="https://www.lutron.com/TechnicalDocumentLibrary/seetouchA.pdf" target="_blank">Installation Instructions</a> | [23 empty] | 10.000 DW |  |  | 5.3000 IN | [89 empty] | 1.000 EA | 1.000 EA | [35 empty] | No | [42 empty] | https://www.lutron.com/TechnicalDocumentLibrary/SS_Controls_1BI_GWH_E00.pdf | [7 empty] | Shelf Stock | [39 empty] | 52161525 | [13 empty] | <a href="https://www.lutron.com/TechnicalDocumentLibrary/3601201A_Commercial_Limited_Warranty.pdf" target="_blank">Warranty Information</a> |  |  |  |  | 0.300 L | [14 empty] | 0 | 0 | 0 | 0 | Lighting Fixtures | 2016-07-15 11:28 | 2024-07-20 11:02 | 0000-00-00 00:00:00 | 2024-07-20 11:02 | 0000-00-00 00:00:00
1 | Lutron Electronics | AY2-LFSQ-AL | 4460-195 | 4460 | 195 | Lutron Electronics | Ecom_AY2-LFSQ-AL_withwallplate.jpeg?w=1500 | 27557121156 | ARIADNI DUAL PRESET FANSPEED ALMOND | Ariadni Fan/Light Control, Fan control and dimmer, single-pole - quiet 3-speed, 120V/1.5A/300W in almond |  | 2.3 | 4.5 | [50 empty] | 0 | 0 | 0 | [6 empty] | 0 | 1 | 1 | EA | 1 | Lighting Controls | [7 empty] | Nickel | [16 empty] | Traditional |  |  | Lightswitches | [242 empty] | <a href="https://www.lutron.com/TechnicalDocumentLibrary/0301992.pdf" target="_blank">Installation Instructions</a> | [23 empty] | 10.000 DW |  |  | 2.3000 IN | [89 empty] | 1.000 EA | 1.000 EA | [35 empty] | No | [42 empty] | https://assets.lutron.com/a/documents/spec%20guide%20volume%201%20with%20addendums.pdf#page=50 | [7 empty] | Shelf Stock | [13 empty] | <a href="https://www.lutron.com/TechnicalDocumentLibrary/368-4493_Page_30.pdf" target="_blank">Tech Drawing</a> | [25 empty] | 39122232 | [13 empty] | <a href="https://www.lutron.com/TechnicalDocumentLibrary/369-119_Wallbox_Warranty.pdf" target="_blank">Warranty Information</a> |  |  |  |  | 0.250 L | [14 empty] | 0 | 0 | 0 | 0 | Lighting Fixtures | 2016-07-15 11:28 | 2024-07-20 11:01 | 0000-00-00 00:00:00 | 2024-07-20 11:01 | 0000-00-00 00:00:00 | [6 empty] | Almond
4 | Lutron Electronics | AYFSQ-F-AL | 4460-196 | 4460 | 196 | Lutron Electronics | Ecom_AYFSQ-F-AL_nowallplate.jpeg?w=1500 | 27557121163 | ARIADNI FAN SPEED QUIET | Ariadni Fan Control, 3-way/single-pole, quiet 3-speed, 120V/1.5A in almond |  | 2.3 | 4.5 | [50 empty] | 0 | 0 | 0 | [6 empty] | 0 | 1 | 1 | EA | 1 |  |  |  | Control And Automation |  | Switches |  | Speed Switch | Nickel | [16 empty] | Traditional | [245 empty] | <a href="https://www.lutron.com/TechnicalDocumentLibrary/030-1541_Combined_Language.pdf" target="_blank">Installation Instructions</a> | [23 empty] | 2.000 DW |  |  | 2.3000 IN | [89 empty] | 1.000 EA | 1.000 EA | [35 empty] | No | [42 empty] | https://assets.lutron.com/a/documents/spec%20guide%20volume%201%20with%20addendums.pdf#page=50 | [7 empty] | Shelf Stock | [13 empty] | <a href="https://www.lutron.com/TechnicalDocumentLibrary/368-4493_Page_5.pdf" target="_blank">Tech Drawing</a> | [25 empty] | 39122240 | [13 empty] | <a href="https://www.lutron.com/TechnicalDocumentLibrary/369-119_Wallbox_Warranty.pdf" target="_blank">Warranty Information</a> |  |  |  |  | 0.250 L | [14 empty] | 0 | 0 | 0 | 0 | Electrical | 2016-07-15 11:28 | 2024-07-20 11:01 | 0000-00-00 00:00:00 | 2024-07-20 11:01 | 0000-00-00 00:00:00 | [6 empty] | Almond
1 | Lutron Electronics | AYF-103P-277-AL | 4460-197 | 4460 | 197 | Lutron Electronics | AYF-103P-277-AL.jpg | 27557121170 | ARIADNI FLOURESCENT 1000W | Ariadni Fluorescent Dimmer with Hi-lume Ballasts, 3-way/single-pole, preset, 277V/6A in almond |  | 2.3 | 4.5 |  | AYF-103P-277-AL.jpg | http://grandbrass.xologic.com/vendors/4460/large/AYF-103P-277-AL.jpg | [47 empty] | 0 | 0 | 0 | [6 empty] | 0 | 1 | 1 | EA | 1 | Lighting Controls | [7 empty] | Nickel | [16 empty] | Traditional |  |  | Dimmers | [242 empty] | <a href="https://www.lutron.com/TechnicalDocumentLibrary/031376.pdf" target="_blank">Installation Instructions</a> | [23 empty] | 2.000 DW |  |  | 2.3000 IN | [89 empty] | 1.000 EA | 1.000 EA | [35 empty] | No | [42 empty] | https://assets.lutron.com/a/documents/spec%20guide%20volume%201%20with%20addendums.pdf#page=50 | [7 empty] | Shelf Stock | [13 empty] | <a href="https://www.lutron.com/TechnicalDocumentLibrary/368-4493_Page_43.pdf" target="_blank">Tech Drawing</a> | [25 empty] | 39122206 | [13 empty] | <a href="https://www.lutron.com/TechnicalDocumentLibrary/369-119_Wallbox_Warranty.pdf" target="_blank">Warranty Information</a> |  |  |  |  | 0.400 L | [14 empty] | 0 | 0 | 0 | 0 | Lighting Fixtures | 2016-07-15 11:28 | 2024-07-20 11:01 | 0000-00-00 00:00:00 | 2024-07-20 11:01 | 0000-00-00 00:00:00 | [6 empty] | Almond
1 | Lutron Electronics | AYF-103P-AL | 4460-198 | 4460 | 198 | Lutron Electronics | AYF-103P-AL.jpg | 27557121187 | ARIADNI FLUORESCENT 1000W | Ariadni Fluorescent Dimmer with Hi-lume Ballasts, 3-way/single-pole, preset, 120V/8A in almond |  | 2.3 | 4.5 |  | AYF-103P-AL.jpg | http://grandbrass.xologic.com/vendors/4460/large/AYF-103P-AL.jpg | [47 empty] | 0 | 0 | 0 | [6 empty] | 0 | 1 | 1 | EA | 1 | Lighting Controls | [7 empty] | Nickel | [16 empty] | Traditional |  |  | Dimmers | [242 empty] | <a href="https://www.lutron.com/TechnicalDocumentLibrary/031376.pdf" target="_blank">Installation Instructions</a> | [23 empty] | 2.000 DW |  |  | 2.3000 IN | [89 empty] | 1.000 EA | 1.000 EA | [35 empty] | No | [42 empty] | https://assets.lutron.com/a/documents/spec%20guide%20volume%201%20with%20addendums.pdf#page=50 | [7 empty] | Shelf Stock | [13 empty] | <a href="https://www.lutron.com/TechnicalDocumentLibrary/368-4493_Page_43.pdf" target="_blank">Tech Drawing</a> | [25 empty] | 39122206 | [6 empty] | <a href="https://www.lutron.com/Education-Training/Tools/Pages/InstallDimmer.aspx?syst=Dimmers+%26+Switches&prodn=Ariadni%c2%ae+%2f+Toggler%c2%ae+dimmer" target="_blank">Product Video Clip</a> | [6 empty] | <a href="https://www.lutron.com/TechnicalDocumentLibrary/369-119_Wallbox_Warranty.pdf" target="_blank">Warranty Information</a> |  |  |  |  | 0.250 L | [14 empty] | 0 | 0 | 0 | 0 | Lighting Fixtures | 2016-07-15 11:28 | 2024-07-20 11:02 | 0000-00-00 00:00:00 | 2024-07-20 11:02 | 0000-00-00 00:00:00 | [6 empty] | Almond
1 | Lutron Electronics | AYLV-603P-AL | 4460-199 | 4460 | 199 | Lutron Electronics | AYLV-603P-AL.jpg | 27557121194 | ARIADNI MLV 600VA 3-WAY PRESET | Ariadni Dimmer, Magnetic Low-Voltage, 3-way, preset, 120V/600VA (450W) in almond |  | 2.3 | 4.5 |  | AYLV-603P-AL.jpg | http://grandbrass.xologic.com/vendors/4460/large/AYLV-603P-AL.jpg | [47 empty] | 0 | 0 | 0 | [6 empty] | 0 | 1 | 1 | EA | 1 | Lighting Controls | [7 empty] | Nickel | [16 empty] | Traditional |  |  | Dimmers | [242 empty] | <a href="https://www.lutron.com/TechnicalDocumentLibrary/0301287.pdf" target="_blank">Installation Instructions</a> | [23 empty] | 2.000 DW |  |  | 2.3000 IN | [89 empty] | 1.000 EA | 1.000 EA | [35 empty] | No | [42 empty] | https://assets.lutron.com/a/documents/spec%20guide%20volume%201%20with%20addendums.pdf#page=50 | [7 empty] | Shelf Stock | [13 empty] | <a href="https://www.lutron.com/TechnicalDocumentLibrary/368-4493_Page_7.pdf" target="_blank">Tech Drawing</a> | [25 empty] | 39122206 | [6 empty] | <a href="https://www.lutron.com/Education-Training/Tools/Pages/InstallDimmer.aspx?syst=Dimmers+%26+Switches&prodn=Ariadni%c2%ae+%2f+Toggler%c2%ae+dimmer" target="_blank">Product Video Clip</a> | [6 empty] | <a href="https://www.lutron.com/TechnicalDocumentLibrary/369-119_Wallbox_Warranty.pdf" target="_blank">Warranty Information</a> |  |  |  |  | 0.200 L | [14 empty] | 0 | 0 | 0 | 0 | Lighting Fixtures | 2016-07-15 11:28 | 2024-07-20 11:02 | 0000-00-00 00:00:00 | 2024-07-20 11:02 | 0000-00-00 00:00:00 | [6 empty] | Almond
1 | Lutron Electronics | AYLV-600P-AL | 4460-200 | 4460 | 200 | Lutron Electronics | AYLV-600P-AL.jpg | 27557121200 | ARIADNI MLV 600VA PRESET | Ariadni Dimmer, Magnetic Low-Voltage, Single-pole, preset, 120V/600VA (450W) in almond |  | 2.3 | 4.5 |  | AYLV-600P-AL.jpg | http://grandbrass.xologic.com/vendors/4460/large/AYLV-600P-AL.jpg | [47 empty] | 0 | 0 | 0 | [6 empty] | 0 | 1 | 1 | EA | 1 | Lighting Controls | [7 empty] | Nickel | [16 empty] | Traditional |  |  | Dimmers | [242 empty] | <a href="https://www.lutron.com/TechnicalDocumentLibrary/0301273.pdf" target="_blank">Installation Instructions</a> | [23 empty] | 2.000 DW |  |  | 2.3000 IN | [89 empty] | 1.000 EA | 1.000 EA | [35 empty] | No | [42 empty] | https://assets.lutron.com/a/documents/spec%20guide%20volume%201%20with%20addendums.pdf#page=50 | [7 empty] | Shelf Stock | [13 empty] | <a href="https://www.lutron.com/TechnicalDocumentLibrary/368-4493_Page_2.pdf" target="_blank">Tech Drawing</a> | [25 empty] | 39122206 | [6 empty] | <a href="https://www.lutron.com/Education-Training/Tools/Pages/InstallDimmer.aspx?syst=Dimmers+%26+Switches&prodn=Ariadni%c2%ae+%2f+Toggler%c2%ae+dimmer" target="_blank">Product Video Clip</a> | [6 empty] | <a href="https://www.lutron.com/TechnicalDocumentLibrary/369-119_Wallbox_Warranty.pdf" target="_blank">Warranty Information</a> |  |  |  |  | 0.250 L | [14 empty] | 0 | 0 | 0 | 0 | Lighting Fixtures | 2016-07-15 11:28 | 2024-07-20 11:01 | 0000-00-00 00:00:00 | 2024-07-20 11:01 | 0000-00-00 00:00:00 | [6 empty] | Almond
1 | Lutron Electronics | AY-103PNL-AL | 4460-201 | 4460 | 201 | Lutron Electronics | AY-103PNL-AL.jpg | 27557121217 | ARIADNI INC 1000W 3 WAY PRESET | Ariadni Dimmer with Locator Light, Incandescent/Halogen, 3-way, preset, 120V/1000W in almond |  | 2.3 | 4.5 |  | AY-103PNL-AL.jpg | http://grandbrass.xologic.com/vendors/4460/large/AY-103PNL-AL.jpg | [47 empty] | 0 | 0 | 0 | [6 empty] | 0 | 1 | 1 | EA | 1 | Lighting Controls | [7 empty] | Nickel | [16 empty] | Traditional |  |  | Dimmers | [242 empty] | <a href="https://www.lutron.com/TechnicalDocumentLibrary/0301689.pdf" target="_blank">Installation Instructions</a> | [23 empty] | 2.000 DW |  |  | 2.3000 IN | [89 empty] | 1.000 EA | 1.000 EA | [35 empty] | No | [42 empty] | https://assets.lutron.com/a/documents/spec%20guide%20volume%201%20with%20addendums.pdf#page=50 | [7 empty] | Shelf Stock | [13 empty] | <a href="https://www.lutron.com/TechnicalDocumentLibrary/368-4493_Page_5.pdf" target="_blank">Tech Drawing</a> | [25 empty] | 39122206 | [6 empty] | <a href="https://www.lutron.com/Education-Training/Tools/Pages/InstallDimmer.aspx?syst=Dimmers+%26+Switches&prodn=Ariadni%c2%ae+%2f+Toggler%c2%ae+dimmer" target="_blank">Product Video Clip</a> | [6 empty] | <a href="https://www.lutron.com/TechnicalDocumentLibrary/369-119_Wallbox_Warranty.pdf" target="_blank">Warranty Information</a> |  |  |  |  | 0.250 L | [14 empty] | 0 | 0 | 0 | 0 | Lighting Fixtures | 2016-07-15 11:28 | 2024-07-20 11:03 | 0000-00-00 00:00:00 | 2024-07-20 11:03 | 0000-00-00 00:00:00 | [6 empty] | Almond
1 | Lutron Electronics | AY-10PNL-AL | 4460-203 | 4460 | 203 | Lutron Electronics | AY-10PNL-AL.jpg | 27557121231 | ARIADNI INC 1000W PRESET | Ariadni Dimmer with Locator Light, Incandescent/Halogen, Single-pole, preset, 120V/1000W in almond |  | 2.3 | 4.5 |  | AY-10PNL-AL.jpg | http://grandbrass.xologic.com/vendors/4460/large/AY-10PNL-AL.jpg | [47 empty] | 0 | 0 | 0 | [6 empty] | 0 | 1 | 1 | EA | 1 | Lighting Controls | [7 empty] | Nickel | [16 empty] | Traditional |  |  | Dimmers | [242 empty] | <a href="https://www.lutron.com/TechnicalDocumentLibrary/0301689.pdf" target="_blank">Installation Instructions</a> | [23 empty] | 10.000 DW |  |  | 2.3000 IN | [89 empty] | 1.000 EA | 1.000 EA | [35 empty] | No | [42 empty] | https://assets.lutron.com/a/documents/spec%20guide%20volume%201%20with%20addendums.pdf#page=50 | [7 empty] | Shelf Stock | [13 empty] | <a href="https://www.lutron.com/TechnicalDocumentLibrary/368-4493_Page_2.pdf" target="_blank">Tech Drawing</a> | [25 empty] | 39122206 | [6 empty] | <a href="https://www.lutron.com/Education-Training/Tools/Pages/InstallDimmer.aspx?syst=Dimmers+%26+Switches&prodn=Ariadni%c2%ae+%2f+Toggler%c2%ae+dimmer" target="_blank">Product Video Clip</a> | [6 empty] | <a href="https://www.lutron.com/TechnicalDocumentLibrary/369-119_Wallbox_Warranty.pdf" target="_blank">Warranty Information</a> |  |  |  |  | 0.250 L | [14 empty] | 0 | 0 | 0 | 0 | Lighting Fixtures | 2016-07-15 11:28 | 2024-07-20 11:04 | 0000-00-00 00:00:00 | 2024-07-20 11:04 | 0000-00-00 00:00:00 | [6 empty] | Almond
1 | Lutron Electronics | AY-103P-AL | 4460-205 | 4460 | 205 | Lutron Electronics | AY-103P-AL.jpg | 27557121255 | ARIADNI INCANDESCENT 1000W | Ariadni Dimmer, Incandescent/Halogen, 3-way, preset, 120V/1000W in almond |  | 2.3 | 4.5 |  | AY-103P-AL.jpg | http://grandbrass.xologic.com/vendors/4460/large/AY-103P-AL.jpg | [47 empty] | 0 | 0 | 0 | [6 empty] | 0 | 1 | 1 | EA | 1 | Lighting Controls | [7 empty] | Nickel | [16 empty] | Traditional |  |  | Dimmers | [242 empty] | <a href="https://www.lutron.com/TechnicalDocumentLibrary/0301689.pdf" target="_blank">Installation Instructions</a> | [23 empty] | 2.000 DW |  |  | 2.3000 IN | [89 empty] | 1.000 EA | 1.000 EA | [35 empty] | No | [42 empty] | https://assets.lutron.com/a/documents/spec%20guide%20volume%201%20with%20addendums.pdf#page=50 | [7 empty] | Shelf Stock | [13 empty] | <a href="https://www.lutron.com/TechnicalDocumentLibrary/368-4493_Page_5.pdf" target="_blank">Tech Drawing</a> | [25 empty] | 39122206 | [6 empty] | <a href="https://www.lutron.com/Education-Training/Tools/Pages/InstallDimmer.aspx?syst=Dimmers+%26+Switches&prodn=Ariadni%c2%ae+%2f+Toggler%c2%ae+dimmer" target="_blank">Product Video Clip</a> | [6 empty] | <a href="https://www.lutron.com/TechnicalDocumentLibrary/369-119_Wallbox_Warranty.pdf" target="_blank">Warranty Information</a> |  |  |  |  | 0.150 L | [14 empty] | 0 | 0 | 0 | 0 | Lighting Fixtures | 2016-07-15 11:28 | 2024-07-20 11:02 | 0000-00-00 00:00:00 | 2024-07-20 11:02 | 0000-00-00 00:00:00 | [6 empty] | Almond
1 | Lutron Electronics | AY-10P-AL | 4460-208 | 4460 | 208 | Lutron Electronics | AY-10P-AL.jpg | 27557121286 | ARIADNI 1000W PRESET ALMOND | Ariadni Dimmer, Incandescent/Halogen, Single-pole, preset, 120V/1000W in almond |  | 2.3 | 4.5 |  | AY-10P-AL.jpg | http://grandbrass.xologic.com/vendors/4460/large/AY-10P-AL.jpg | [47 empty] | 0 | 0 | 0 | [6 empty] | 0 | 1 | 1 | EA | 1 | Lighting Controls | [7 empty] | Nickel | [16 empty] | Traditional |  |  | Dimmers | [242 empty] | <a href="https://www.lutron.com/TechnicalDocumentLibrary/0301689.pdf" target="_blank">Installation Instructions</a> | [23 empty] | 2.000 DW |  |  | 2.4000 IN | [89 empty] | 1.000 EA | 1.000 EA | [35 empty] | No | [42 empty] | https://assets.lutron.com/a/documents/spec%20guide%20volume%201%20with%20addendums.pdf#page=50 | [7 empty] | Shelf Stock | [13 empty] | <a href="https://www.lutron.com/TechnicalDocumentLibrary/368-4493_Page_2.pdf" target="_blank">Tech Drawing</a> | [25 empty] | 39122206 | [6 empty] | <a href="https://www.lutron.com/Education-Training/Tools/Pages/InstallDimmer.aspx?syst=Dimmers+%26+Switches&prodn=Ariadni%c2%ae+%2f+Toggler%c2%ae+dimmer" target="_blank">Product Video Clip</a> | [6 empty] | <a href="https://www.lutron.com/TechnicalDocumentLibrary/369-119_Wallbox_Warranty.pdf" target="_blank">Warranty Information</a> |  |  |  |  | 0.250 L | [14 empty] | 0 | 0 | 0 | 0 | Lighting Fixtures | 2016-07-15 11:29 | 2024-07-20 11:02 | 0000-00-00 00:00:00 | 2024-07-20 11:02 | 0000-00-00 00:00:00 | [6 empty] | Almond
1 | Lutron Electronics | SS-5BI-GWH-E00 | 4460-209 | 4460 | 209 | Lutron Electronics | HQWA-W5BN-WH.jpg | 27557127721 | SOFTSWITCH 48 5BUTTON SEETOUCH | seeTouch Keypad for Softswitch 128, 5-button keypad in white |  | 5.3 | 3.9 |  | HQWA-W5BN-WH.jpg | http://grandbrass.xologic.com/vendors/4460/large/HQWA-W5BN-WH.jpg | [47 empty] | 0 | 0 | 0 | [6 empty] | 0 | 1 | 1 | EA | 1 | Lighting Controls | [7 empty] | White | [19 empty] | Other Lighting Controls | [242 empty] | <a href="https://www.lutron.com/TechnicalDocumentLibrary/seetouchA.pdf" target="_blank">Installation Instructions</a> | [23 empty] | 5.000 DW |  |  | 5.3000 IN | [89 empty] | 1.000 EA | 1.000 EA | [35 empty] | No | [42 empty] | https://www.lutron.com/TechnicalDocumentLibrary/SS_Controls_1BI_GWH_E00.pdf | [7 empty] | Shelf Stock | [39 empty] | 52161525 | [13 empty] | <a href="https://www.lutron.com/TechnicalDocumentLibrary/3601201A_Commercial_Limited_Warranty.pdf" target="_blank">Warranty Information</a> |  |  |  |  | 0.300 L | [14 empty] | 0 | 0 | 0 | 0 | Lighting Fixtures | 2016-07-15 11:29 | 2024-07-20 11:03 | 0000-00-00 00:00:00 | 2024-07-20 11:03 | 0000-00-00 00:00:00
1 | Lutron Electronics | SS-6BI-GWH-E00 | 4460-210 | 4460 | 210 | Lutron Electronics | SS-6BI-GWH-E00.jpg | 27557127738 | SOFTSWITCH 48 6BUTTON SEETOUCH | seeTouch Keypad for Softswitch 128, 6-button keypad in white |  | 5.3 | 3.9 |  | SS-6BI-GWH-E00.jpg | http://grandbrass.xologic.com/vendors/4460/large/SS-6BI-GWH-E00.jpg | [47 empty] | 0 | 0 | 0 | [6 empty] | 0 | 1 | 1 | EA | 1 | Lighting Controls | [7 empty] | White | [19 empty] | Other Lighting Controls | [242 empty] | <a href="https://www.lutron.com/TechnicalDocumentLibrary/seetouchA.pdf" target="_blank">Installation Instructions</a> | [23 empty] | 10.000 DW |  |  | 5.3000 IN | [89 empty] | 1.000 EA | 1.000 EA | [35 empty] | No | [42 empty] | https://www.lutron.com/TechnicalDocumentLibrary/SS_Controls_1BI_GWH_E00.pdf | [7 empty] | Shelf Stock | [39 empty] | 52161525 | [13 empty] | <a href="https://www.lutron.com/TechnicalDocumentLibrary/3601201A_Commercial_Limited_Warranty.pdf" target="_blank">Warranty Information</a> |  |  |  |  | 0.300 L | [14 empty] | 0 | 0 | 0 | 0 | Lighting Fixtures | 2016-07-15 11:29 | 2024-07-20 11:02 | 0000-00-00 00:00:00 | 2024-07-20 11:02 | 0000-00-00 00:00:00
1 | Lutron Electronics | DVELV-300PH-WH | 4460-211 | 4460 | 211 | Lutron Electronics | DVELV-300PH-WH.jpg | 27557135924 | DIVA ELEC LOW VOLT 300W S-POLE | Diva Dimmer - Gloss Finish, Electronic Low-Voltage, Single-pole, 120V/300W clamshell packaging in white |  | 4.1 | 2.5 |  | DVELV-300PH-WH.jpg | http://grandbrass.xologic.com/vendors/4460/large/DVELV-300PH-WH.jpg | [47 empty] | 0 | 0 | 0 | [6 empty] | 0 | 1 | 1 | EA | 1 | Lighting Controls | [7 empty] | White | [16 empty] | Traditional |  |  | Dimmers | [242 empty] | <a href="https://www.lutron.com/TechnicalDocumentLibrary/0301295.pdf" target="_blank">Installation Instructions</a> | [23 empty] | 10.000 DW |  |  | 6.1000 IN | [89 empty] | 1.000 EA | 1.000 EA | [35 empty] | No | [42 empty] | https://www.lutron.com/TechnicalDocumentLibrary/DivaSatinColors.pdf | [7 empty] | Shelf Stock | [13 empty] | <a href="https://www.lutron.com/TechnicalDocumentLibrary/368-4493_Page_41.pdf" target="_blank">Tech Drawing</a> | [25 empty] | 39122206 | [6 empty] | <a href="https://www.lutron.com/Education-Training/Tools/Pages/InstallDimmer.aspx?syst=Dimmers+%26+Switches&prodn=Diva%c2%ae+dimmer+%26+switch" target="_blank">Product Video Clip</a> | [6 empty] | <a href="https://www.lutron.com/TechnicalDocumentLibrary/369-119_Wallbox_Warranty.pdf" target="_blank">Warranty Information</a> |  |  |  |  | 0.350 L | [14 empty] | 0 | 0 | 0 | 0 | Lighting Fixtures | 2016-07-15 11:29 | 2024-07-20 11:04 | 0000-00-00 00:00:00 | 2024-07-20 11:04 | 0000-00-00 00:00:00 | [6 empty] | White
4 | Lutron Electronics | AYFSQ-F-BL | 4460-214 | 4460 | 214 | Lutron Electronics | Ecom_AYFSQ-F-BL_nowallplate.jpeg?w=244 | 27557162531 | ARIADNI QUIET FAN | Ariadni Fan Control, 3-way/single-pole, quiet 3-speed, 120V/1.5A in black |  | 2.3 | 4.5 | [50 empty] | 0 | 0 | 0 | [6 empty] | 0 | 1 | 1 | EA | 1 |  |  |  | Control And Automation |  | Switches |  | Speed Switch | Black | [16 empty] | Traditional | [245 empty] | <a href="https://www.lutron.com/TechnicalDocumentLibrary/030-1541_Combined_Language.pdf" target="_blank">Installation Instructions</a> | [23 empty] | 10.000 DW |  |  | 2.3000 IN | [89 empty] | 1.000 EA | 1.000 EA | [35 empty] | No | [42 empty] | https://assets.lutron.com/a/documents/spec%20guide%20volume%201%20with%20addendums.pdf#page=50 | [7 empty] | Shelf Stock | [13 empty] | <a href="https://www.lutron.com/TechnicalDocumentLibrary/368-4493_Page_5.pdf" target="_blank">Tech Drawing</a> | [25 empty] | 39122240 | [13 empty] | <a href="https://www.lutron.com/TechnicalDocumentLibrary/369-119_Wallbox_Warranty.pdf" target="_blank">Warranty Information</a> |  |  |  |  | 0.250 L | [14 empty] | 0 | 0 | 0 | 0 | Electrical | 2016-07-15 11:29 | 2024-07-20 11:01 | 0000-00-00 00:00:00 | 2024-07-20 11:01 | 0000-00-00 00:00:00 | [6 empty] | Black
1 | Lutron Electronics | NF-10-SI | 4460-415 | 4460 | 415 | Lutron Electronics | NF-10-SI.jpg | 27557176392 | NOVA FLUOR DMR 1-10LP SIENNA | Nova Dimmer, Fluorescent or LED Dimming with 3-Wire Ballasts and Drivers, Single-pole (small control), 120V/16A in sienna |  | 5.3 | 3.9 |  | NF-10-SI.jpg | http://grandbrass.xologic.com/vendors/4460/large/NF-10-SI.jpg | [47 empty] | 0 | 0 | 0 | [6 empty] | 0 | 1 | 1 | EA | 1 | Lighting Controls | [27 empty] | Dimmers | [242 empty] | <a href="https://www.lutron.com/TechnicalDocumentLibrary/031372.pdf" target="_blank">Installation Instructions</a> | [23 empty] | 5.000 DW |  |  | 5.3000 IN | [7 empty] | <a href="https://www.lutron.com/TechnicalDocumentLibrary/Nova_Family.pdf" target="_blank">Line Drawing</a> | [81 empty] | 1.000 EA | 1.000 EA | [35 empty] | No | [42 empty] | https://www.lutron.com/TechnicalDocumentLibrary/NovaSpecSubmittal.pdf | [7 empty] | Shelf Stock | [13 empty] | <a href="https://www.lutron.com/TechnicalDocumentLibrary/368-4493_Page_40.pdf" target="_blank">Tech Drawing</a> | [25 empty] | 39122206 | [6 empty] | <a href="https://www.lutron.com/Service-Support/Technical/InstallationInstructions/Pages/Videos.aspx?syst=Dimmers+%26+Switches&prodn=Nova%c2%ae+dimmer+%26+switch+" target="_blank">Product Video Clip</a> | [6 empty] | <a href="https://www.lutron.com/TechnicalDocumentLibrary/369-119_Wallbox_Warranty.pdf" target="_blank">Warranty Information</a> |  |  |  |  | 0.640 L | [14 empty] | 0 | 0 | 0 | 0 | Lighting Fixtures | 2016-07-15 11:35 | 2024-07-20 11:00 | 0000-00-00 00:00:00 | 2024-07-20 11:00 | 0000-00-00 00:00:00 | [6 empty] | Sienna
1 | Lutron Electronics | NF-10-277-SI | 4460-416 | 4460 | 416 | Lutron Electronics | NF-10-277-SI.jpg | 27557176408 | NOVA FUOR DIMMER 1-10LP 277V SIENNA | Nova Dimmer, Fluorescent or LED Dimming with 3-Wire Ballasts and Drivers, Single-pole (large control), 277V/8A in sienna |  | 5.3 | 3.9 |  | NF-10-277-SI.jpg | http://grandbrass.xologic.com/vendors/4460/large/NF-10-277-SI.jpg | [47 empty] | 0 | 0 | 0 | [6 empty] | 0 | 1 | 1 | EA | 1 | Lighting Controls | [27 empty] | Dimmers | [242 empty] | <a href="https://www.lutron.com/TechnicalDocumentLibrary/031372.pdf" target="_blank">Installation Instructions</a> | [23 empty] | 5.000 DW |  |  | 5.3000 IN | [89 empty] | 1.000 EA | 1.000 EA | [35 empty] | No | [42 empty] | https://www.lutron.com/TechnicalDocumentLibrary/NovaSpecSubmittal.pdf | [7 empty] | Shelf Stock | [13 empty] | <a href="https://www.lutron.com/TechnicalDocumentLibrary/368-4493_Page_40.pdf" target="_blank">Tech Drawing</a> | [25 empty] | 39122206 | [6 empty] | <a href="https://www.lutron.com/Service-Support/Technical/InstallationInstructions/Pages/Videos.aspx?syst=Dimmers+%26+Switches&prodn=Nova%c2%ae+dimmer+%26+switch+" target="_blank">Product Video Clip</a> | [6 empty] | <a href="https://www.lutron.com/TechnicalDocumentLibrary/369-119_Wallbox_Warranty.pdf" target="_blank">Warranty Information</a> |  |  |  |  | 0.790 L | [14 empty] | 0 | 0 | 0 | 0 | Lighting Fixtures | 2016-07-15 11:35 | 2024-07-20 11:01 | 0000-00-00 00:00:00 | 2024-07-20 11:01 | 0000-00-00 00:00:00 | [6 empty] | Sienna
1 | Lutron Electronics | NF-20-SI | 4460-419 | 4460 | 419 | Lutron Electronics | NF-20-SI.jpg | 27557176439 | NOVA FLUOR DMR 1-20LP SIENNA | Nova Dimmer, Fluorescent Dimming with Magnetic Ballasts, Single-pole (large control), 120V/20 lamps in sienna |  | 5.2 | 5.4 |  | NF-20-SI.jpg | http://grandbrass.xologic.com/vendors/4460/large/NF-20-SI.jpg | [47 empty] | 0 | 0 | 0 | [6 empty] | 0 | 1 | 1 | EA | 1 | Lighting Controls | [27 empty] | Dimmers | [242 empty] | <a href="https://www.lutron.com/TechnicalDocumentLibrary/031372.pdf" target="_blank">Installation Instructions</a> | [23 empty] | 5.000 DW |  |  | 4.0000 IN | [7 empty] | <a href="https://www.lutron.com/TechnicalDocumentLibrary/Nova_Family.pdf" target="_blank">Line Drawing</a> | [81 empty] | 1.000 EA | 1.000 EA | [35 empty] | No | [42 empty] | https://www.lutron.com/TechnicalDocumentLibrary/NovaSpecSubmittal.pdf | [7 empty] | Shelf Stock | [13 empty] | <a href="https://www.lutron.com/TechnicalDocumentLibrary/368-4493_Page_40.pdf" target="_blank">Tech Drawing</a> | [25 empty] | 39122206 | [6 empty] | <a href="https://www.lutron.com/Service-Support/Technical/InstallationInstructions/Pages/Videos.aspx?syst=Dimmers+%26+Switches&prodn=Nova%c2%ae+dimmer+%26+switch+" target="_blank">Product Video Clip</a> | [6 empty] | <a href="https://www.lutron.com/TechnicalDocumentLibrary/369-119_Wallbox_Warranty.pdf" target="_blank">Warranty Information</a> |  |  |  |  | 0.750 L | [14 empty] | 0 | 0 | 0 | 0 | Lighting Fixtures | 2016-07-15 11:35 | 2024-07-20 11:03 | 0000-00-00 00:00:00 | 2024-07-20 11:03 | 0000-00-00 00:00:00 | [6 empty] | Sienna
1 | Lutron Electronics | NF-20-277-SI | 4460-420 | 4460 | 420 | Lutron Electronics | NF-20-277-SI.jpg | 27557176446 | NOVA FUOR DIMMER 1-20LP 277V SIENNA | Nova Dimmer, Fluorescent Dimming with Magnetic Ballasts, Single-pole (large control), 277V/20 lamps in sienna |  | 5.3 | 3.9 |  | NF-20-277-SI.jpg | http://grandbrass.xologic.com/vendors/4460/large/NF-20-277-SI.jpg | [47 empty] | 0 | 0 | 0 | [6 empty] | 0 | 1 | 1 | EA | 1 | Lighting Controls | [27 empty] | Dimmers | [242 empty] | <a href="https://www.lutron.com/TechnicalDocumentLibrary/031372.pdf" target="_blank">Installation Instructions</a> | [23 empty] | 5.000 DW |  |  | 5.3000 IN | [89 empty] | 1.000 EA | 1.000 EA | [35 empty] | No | [42 empty] | https://www.lutron.com/TechnicalDocumentLibrary/NovaSpecSubmittal.pdf | [7 empty] | Shelf Stock | [13 empty] | <a href="https://www.lutron.com/TechnicalDocumentLibrary/368-4493_Page_40.pdf" target="_blank">Tech Drawing</a> | [25 empty] | 39122206 | [6 empty] | <a href="https://www.lutron.com/Service-Support/Technical/InstallationInstructions/Pages/Videos.aspx?syst=Dimmers+%26+Switches&prodn=Nova%c2%ae+dimmer+%26+switch+" target="_blank">Product Video Clip</a> | [6 empty] | <a href="https://www.lutron.com/TechnicalDocumentLibrary/369-119_Wallbox_Warranty.pdf" target="_blank">Warranty Information</a> |  |  |  |  | 0.800 L | [14 empty] | 0 | 0 | 0 | 0 | Lighting Fixtures | 2016-07-15 11:35 | 2024-07-20 11:03 | 0000-00-00 00:00:00 | 2024-07-20 11:03 | 0000-00-00 00:00:00 | [6 empty] | Sienna
1 | Lutron Electronics | NF-30-SI | 4460-421 | 4460 | 421 | Lutron Electronics | NF-30-SI.jpg | 27557176453 | NOVA FLUOR DMR 1-30LP SIENNA | Nova Dimmer, Fluorescent Dimming with Magnetic Ballasts, Single-pole (large control), 120V/30 lamps in sienna |  | 5.2 | 5.4 |  | NF-30-SI.jpg | http://grandbrass.xologic.com/vendors/4460/large/NF-30-SI.jpg | [47 empty] | 0 | 0 | 0 | [6 empty] | 0 | 1 | 1 | EA | 1 | Lighting Controls | [27 empty] | Dimmers | [242 empty] | <a href="https://www.lutron.com/TechnicalDocumentLibrary/031372.pdf" target="_blank">Installation Instructions</a> | [23 empty] | 5.000 DW |  |  | 4.0000 IN | [7 empty] | <a href="https://www.lutron.com/TechnicalDocumentLibrary/Nova_Family.pdf" target="_blank">Line Drawing</a> | [81 empty] | 1.000 EA | 1.000 EA | [35 empty] | No | [42 empty] | https://www.lutron.com/TechnicalDocumentLibrary/NovaSpecSubmittal.pdf | [7 empty] | Shelf Stock | [13 empty] | <a href="https://www.lutron.com/TechnicalDocumentLibrary/368-4493_Page_40.pdf" target="_blank">Tech Drawing</a> | [25 empty] | 39122206 | [6 empty] | <a href="https://www.lutron.com/Service-Support/Technical/InstallationInstructions/Pages/Videos.aspx?syst=Dimmers+%26+Switches&prodn=Nova%c2%ae+dimmer+%26+switch+" target="_blank">Product Video Clip</a> | [6 empty] | <a href="https://www.lutron.com/TechnicalDocumentLibrary/369-119_Wallbox_Warranty.pdf" target="_blank">Warranty Information</a> |  |  |  |  | 0.750 L | [14 empty] | 0 | 0 | 0 | 0 | Lighting Fixtures | 2016-07-15 11:35 | 2024-07-20 11:03 | 0000-00-00 00:00:00 | 2024-07-20 11:03 | 0000-00-00 00:00:00 | [6 empty] | Sienna
1 | Lutron Electronics | NLV-1000-SI | 4460-425 | 4460 | 425 | Lutron Electronics | NLV-1000-SI.jpg | 27557176507 | NOVA 1000VA LOW VOLTAGE SIENNA | Nova Dimmer, Magnetic Low-Voltage, Neon/Cold Cathode, Single-pole (large control), 120V/1000VA (800W) in sienna |  | 5.2 | 5.4 |  | NLV-1000-SI.jpg | http://grandbrass.xologic.com/vendors/4460/large/NLV-1000-SI.jpg | [47 empty] | 0 | 0 | 0 | [6 empty] | 0 | 1 | 1 | EA | 1 | Lighting Controls | [27 empty] | Dimmers | [242 empty] | <a href="https://www.lutron.com/TechnicalDocumentLibrary/0301552.pdf" target="_blank">Installation Instructions</a> | [23 empty] | 5.000 DW |  |  | 4.0000 IN | [89 empty] | 1.000 EA | 1.000 EA | [35 empty] | No | [42 empty] | https://www.lutron.com/TechnicalDocumentLibrary/NovaSpecSubmittal.pdf | [7 empty] | Shelf Stock | [13 empty] | <a href="https://www.lutron.com/TechnicalDocumentLibrary/368-4493_Page_2.pdf" target="_blank">Tech Drawing</a> | [25 empty] | 39122206 | [6 empty] | <a href="https://www.lutron.com/Service-Support/Technical/InstallationInstructions/Pages/Videos.aspx?syst=Dimmers+%26+Switches&prodn=Nova%c2%ae+dimmer+%26+switch+" target="_blank">Product Video Clip</a> | [6 empty] | <a href="https://www.lutron.com/TechnicalDocumentLibrary/369-119_Wallbox_Warranty.pdf" target="_blank">Warranty Information</a> |  |  |  |  | 0.800 L | [14 empty] | 0 | 0 | 0 | 0 | Lighting Fixtures | 2016-07-15 11:36 | 2024-07-20 11:00 | 0000-00-00 00:00:00 | 2024-07-20 11:00 | 0000-00-00 00:00:00 | [6 empty] | Sienna
1 | Lutron Electronics | NLV-1500-SI | 4460-427 | 4460 | 427 | Lutron Electronics | NLV-1500-SI.jpg | 27557176521 | NOVA 1500VA LOW VOLTAGE SIENNA | Nova Dimmer, Magnetic Low-Voltage, Neon/Cold Cathode, Single-pole (large control), 120V/1500VA (1200W) in sienna |  | 5.2 | 5.4 |  | NLV-1500-SI.jpg | http://grandbrass.xologic.com/vendors/4460/large/NLV-1500-SI.jpg | [47 empty] | 0 | 0 | 0 | [6 empty] | 0 | 1 | 1 | EA | 1 | Lighting Controls | [27 empty] | Dimmers | [242 empty] | <a href="https://www.lutron.com/TechnicalDocumentLibrary/0301552.pdf" target="_blank">Installation Instructions</a> | [23 empty] | 5.000 DW |  |  | 4.0000 IN | [89 empty] | 1.000 EA | 1.000 EA | [35 empty] | No | [42 empty] | https://www.lutron.com/TechnicalDocumentLibrary/NovaSpecSubmittal.pdf | [7 empty] | Shelf Stock | [13 empty] | <a href="https://www.lutron.com/TechnicalDocumentLibrary/368-4493_Page_2.pdf" target="_blank">Tech Drawing</a> | [25 empty] | 39122206 | [6 empty] | <a href="https://www.lutron.com/Service-Support/Technical/InstallationInstructions/Pages/Videos.aspx?syst=Dimmers+%26+Switches&prodn=Nova%c2%ae+dimmer+%26+switch+" target="_blank">Product Video Clip</a> | [6 empty] | <a href="https://www.lutron.com/TechnicalDocumentLibrary/369-119_Wallbox_Warranty.pdf" target="_blank">Warranty Information</a> |  |  |  |  | 0.800 L | [14 empty] | 0 | 0 | 0 | 0 | Lighting Fixtures | 2016-07-15 11:36 | 2024-07-20 11:02 | 0000-00-00 00:00:00 | 2024-07-20 11:02 | 0000-00-00 00:00:00 | [6 empty] | Sienna
1 | Lutron Electronics | NLV-600-SI | 4460-430 | 4460 | 430 | Lutron Electronics | NLV-600-SI.jpg | 27557176552 | NOVA 600VA LOW VOLTAGE SIENNA | Nova Dimmer, Magnetic Low-Voltage, Neon/Cold Cathode, Single-pole (small control), 120V/600VA (450W) in sienna |  | 5.2 | 5.4 |  | NLV-600-SI.jpg | http://grandbrass.xologic.com/vendors/4460/large/NLV-600-SI.jpg | [47 empty] | 0 | 0 | 0 | [6 empty] | 0 | 1 | 1 | EA | 1 | Lighting Controls | [27 empty] | Dimmers | [242 empty] | <a href="https://www.lutron.com/TechnicalDocumentLibrary/0301552.pdf" target="_blank">Installation Instructions</a> | [23 empty] | 5.000 DW |  |  | 4.0000 IN | [89 empty] | 1.000 EA | 1.000 EA | [35 empty] | No | [42 empty] | https://www.lutron.com/TechnicalDocumentLibrary/NovaSpecSubmittal.pdf | [7 empty] | Shelf Stock | [13 empty] | <a href="https://www.lutron.com/TechnicalDocumentLibrary/368-4493_Page_2.pdf" target="_blank">Tech Drawing</a> | [25 empty] | 39122206 | [6 empty] | <a href="https://www.lutron.com/Service-Support/Technical/InstallationInstructions/Pages/Videos.aspx?syst=Dimmers+%26+Switches&prodn=Nova%c2%ae+dimmer+%26+switch+" target="_blank">Product Video Clip</a> | [6 empty] | <a href="https://www.lutron.com/TechnicalDocumentLibrary/369-119_Wallbox_Warranty.pdf" target="_blank">Warranty Information</a> |  |  |  |  | 0.700 L | [14 empty] | 0 | 0 | 0 | 0 | Lighting Fixtures | 2016-07-15 11:36 | 2024-07-20 11:03 | 0000-00-00 00:00:00 | 2024-07-20 11:03 | 0000-00-00 00:00:00 | [6 empty] | Sienna
1 | Lutron Electronics | NT-1000-SI | 4460-432 | 4460 | 432 | Lutron Electronics | NT-1000-SI.jpg | 27557176576 | NOVA T INCAN DMR 1000W SIENNA | Nova T Dimmer, Incandescent/Halogen, Single-pole (small control), 120V/1000W in sienna |  | 4.1 | 5.3 |  | NT-1000-SI.jpg | http://grandbrass.xologic.com/vendors/4460/large/NT-1000-SI.jpg | [47 empty] | 0 | 0 | 0 | [6 empty] | 0 | 1 | 1 | EA | 1 | Lighting Controls | [27 empty] | Dimmers | [242 empty] | <a href="https://www.lutron.com/TechnicalDocumentLibrary/0301030A.pdf" target="_blank">Installation Instructions</a> | [23 empty] | 2.000 DW |  |  | 3.1000 IN | [89 empty] | 1.000 EA | 1.000 EA | [35 empty] | No | [42 empty] | https://www.lutron.com/TechnicalDocumentLibrary/NovaTB.pdf | [7 empty] | Shelf Stock | [13 empty] | <a href="https://www.lutron.com/TechnicalDocumentLibrary/368-4493_Page_2.pdf" target="_blank">Tech Drawing</a> | [25 empty] | 39122206 | [13 empty] | <a href="https://www.lutron.com/TechnicalDocumentLibrary/369-119_Wallbox_Warranty.pdf" target="_blank">Warranty Information</a> |  |  |  |  | 0.350 L | [14 empty] | 0 | 0 | 0 | 0 | Lighting Fixtures | 2016-07-15 11:36 | 2024-07-20 11:01 | 0000-00-00 00:00:00 | 2024-07-20 11:01 | 0000-00-00 00:00:00 | [6 empty] | Sienna
1 | Lutron Electronics | NT-1500-SI | 4460-434 | 4460 | 434 | Lutron Electronics | NT-1500-SI.jpg | 27557176590 | NOVA T INCAN DMR 1500W SIENNA | Nova T Dimmer, Incandescent/Halogen, Single-pole (large control), 120V/1500W in sienna |  | 5.2 | 5.4 |  | NT-1500-SI.jpg | http://grandbrass.xologic.com/vendors/4460/large/NT-1500-SI.jpg | [47 empty] | 0 | 0 | 0 | [6 empty] | 0 | 1 | 1 | EA | 1 | Lighting Controls | [7 empty] | White | [16 empty] | Traditional |  |  | Dimmers | [242 empty] | <a href="https://www.lutron.com/TechnicalDocumentLibrary/0301030A.pdf" target="_blank">Installation Instructions</a> | [23 empty] | 2.000 DW |  |  | 4.0000 IN | [7 empty] | <a href="https://www.lutron.com/TechnicalDocumentLibrary/NovaT_Family.pdf" target="_blank">Line Drawing</a> | [81 empty] | 1.000 EA | 1.000 EA | [35 empty] | No | [42 empty] | https://www.lutron.com/TechnicalDocumentLibrary/NovaTB.pdf | [7 empty] | Shelf Stock | [13 empty] | <a href="https://www.lutron.com/TechnicalDocumentLibrary/368-4493_Page_2.pdf" target="_blank">Tech Drawing</a> | [25 empty] | 39122206 | [13 empty] | <a href="https://www.lutron.com/TechnicalDocumentLibrary/369-119_Wallbox_Warranty.pdf" target="_blank">Warranty Information</a> |  |  |  |  | 0.600 L | [14 empty] | 0 | 0 | 0 | 0 | Lighting Fixtures | 2016-07-15 11:36 | 2024-07-20 11:03 | 0000-00-00 00:00:00 | 2024-07-20 11:03 | 0000-00-00 00:00:00 | [6 empty] | Sienna
1 | Lutron Electronics | NT-1PS-SI | 4460-436 | 4460 | 436 | Lutron Electronics | NT-1PS-SI.jpg | 27557176613 | NOVA T SINGLE POLE SWITCH SIENNA | Nova T Linear Slide Switch, Single-pole (small control), 120V/20A in sienna |  | 5.2 | 5.4 |  | NT-1PS-SI.jpg | http://grandbrass.xologic.com/vendors/4460/large/NT-1PS-SI.jpg | [47 empty] | 0 | 0 | 0 | [6 empty] | 0 | 1 | 1 | EA | 1 | Lighting Controls | [7 empty] | White | [16 empty] | Traditional |  |  | Dimmers | [242 empty] | <a href="https://www.lutron.com/TechnicalDocumentLibrary/0301030A.pdf" target="_blank">Installation Instructions</a> | [23 empty] | 2.000 DW |  |  | 4.0000 IN | [7 empty] | <a href="https://www.lutron.com/TechnicalDocumentLibrary/NovaT_Family.pdf" target="_blank">Line Drawing</a> | [81 empty] | 1.000 EA | 1.000 EA | [35 empty] | No | [42 empty] | https://www.lutron.com/TechnicalDocumentLibrary/NovaTB.pdf | [7 empty] | Shelf Stock | [13 empty] | <a href="https://www.lutron.com/TechnicalDocumentLibrary/368-4493_Page_2.pdf" target="_blank">Tech Drawing</a> | [25 empty] | 39122212 | [13 empty] | <a href="https://www.lutron.com/TechnicalDocumentLibrary/369-119_Wallbox_Warranty.pdf" target="_blank">Warranty Information</a> |  |  |  |  | 0.400 L | [14 empty] | 0 | 0 | 0 | 0 | Lighting Fixtures | 2016-07-15 11:36 | 2024-07-20 11:00 | 0000-00-00 00:00:00 | 2024-07-20 11:00 | 0000-00-00 00:00:00 | [6 empty] | Sienna
1 | Lutron Electronics | NT-2000-SI | 4460-437 | 4460 | 437 | Lutron Electronics | NT-2000-SI.jpg | 27557176620 | NOVA T 2000W INC SIENNA | Nova T Dimmer, Incandescent/Halogen, Single-pole (large control), 120V/2000W in sienna |  | 5.3 | 3.9 |  | NT-2000-SI.jpg | http://grandbrass.xologic.com/vendors/4460/large/NT-2000-SI.jpg | [47 empty] | 0 | 0 | 0 | [6 empty] | 0 | 1 | 1 | EA | 1 | Lighting Controls | [27 empty] | Dimmers | [242 empty] | <a href="https://www.lutron.com/TechnicalDocumentLibrary/0301030A.pdf" target="_blank">Installation Instructions</a> | [23 empty] | 10.000 DW |  |  | 5.3000 IN | [89 empty] | 1.000 EA | 1.000 EA | [35 empty] | No | [42 empty] | https://www.lutron.com/TechnicalDocumentLibrary/NovaTB.pdf | [7 empty] | Shelf Stock | [13 empty] | <a href="https://www.lutron.com/TechnicalDocumentLibrary/368-4493_Page_2.pdf" target="_blank">Tech Drawing</a> | [25 empty] | 39122206 | [13 empty] | <a href="https://www.lutron.com/TechnicalDocumentLibrary/369-119_Wallbox_Warranty.pdf" target="_blank">Warranty Information</a> |  |  |  |  | 1.000 L | [14 empty] | 0 | 0 | 0 | 0 | Lighting Fixtures | 2016-07-15 11:36 | 2024-07-20 11:04 | 0000-00-00 00:00:00 | 2024-07-20 11:04 | 0000-00-00 00:00:00 | [6 empty] | Sienna
1 | Lutron Electronics | NT-3PS-SI | 4460-438 | 4460 | 438 | Lutron Electronics | NT-3PS-SI.jpg | 27557176637 | NOVA T 3-WAY SWITCH SIENNA | Nova T Linear Slide Switch, 3-way (small control), 120V/20A in sienna |  | 5.3 | 3.9 |  | NT-3PS-SI.jpg | http://grandbrass.xologic.com/vendors/4460/large/NT-3PS-SI.jpg | [47 empty] | 0 | 0 | 0 | [6 empty] | 0 | 1 | 1 | EA | 1 | Lighting Controls | [27 empty] | Dimmers | [242 empty] | <a href="https://www.lutron.com/TechnicalDocumentLibrary/0301030A.pdf" target="_blank">Installation Instructions</a> | [23 empty] | 2.000 DW |  |  | 5.3000 IN | [89 empty] | 1.000 EA | 1.000 EA | [35 empty] | No | [42 empty] | https://www.lutron.com/TechnicalDocumentLibrary/NovaTB.pdf | [7 empty] | Shelf Stock | [13 empty] | <a href="https://www.lutron.com/TechnicalDocumentLibrary/368-4493_Page_5.pdf" target="_blank">Tech Drawing</a> | [25 empty] | 39122212 | [13 empty] | <a href="https://www.lutron.com/TechnicalDocumentLibrary/369-119_Wallbox_Warranty.pdf" target="_blank">Warranty Information</a> |  |  |  |  | 0.550 L | [14 empty] | 0 | 0 | 0 | 0 | Lighting Fixtures | 2016-07-15 11:36 | 2024-07-20 11:01 | 0000-00-00 00:00:00 | 2024-07-20 11:01 | 0000-00-00 00:00:00 | [6 empty] | Sienna
1 | Lutron Electronics | NT-600-SI | 4460-440 | 4460 | 440 | Lutron Electronics | NT-600-SI.jpg | 27557176651 | NOVA T INCAN DMR 600W SIENNA | Nova T Dimmer, Incandescent/Halogen, Single-pole (small control), 120V/600W in sienna |  | 4.1 | 5.3 |  | NT-600-SI.jpg | http://grandbrass.xologic.com/vendors/4460/large/NT-600-SI.jpg | [47 empty] | 0 | 0 | 0 | [6 empty] | 0 | 1 | 1 | EA | 1 | Lighting Controls | [7 empty] | White | [16 empty] | Traditional |  |  | Dimmers | [242 empty] | <a href="https://www.lutron.com/TechnicalDocumentLibrary/0301030A.pdf" target="_blank">Installation Instructions</a> | [23 empty] | 10.000 DW |  |  | 3.1000 IN | [7 empty] | <a href="https://www.lutron.com/TechnicalDocumentLibrary/NovaT_Family.pdf" target="_blank">Line Drawing</a> | [81 empty] | 1.000 EA | 1.000 EA | [35 empty] | No | [42 empty] | https://www.lutron.com/TechnicalDocumentLibrary/NovaTB.pdf | [7 empty] | Shelf Stock | [13 empty] | <a href="https://www.lutron.com/TechnicalDocumentLibrary/368-4493_Page_2.pdf" target="_blank">Tech Drawing</a> | [25 empty] | 39122206 | [13 empty] | <a href="https://www.lutron.com/TechnicalDocumentLibrary/369-119_Wallbox_Warranty.pdf" target="_blank">Warranty Information</a> |  |  |  |  | 0.400 L | [14 empty] | 0 | 0 | 0 | 0 | Lighting Fixtures | 2016-07-15 11:36 | 2024-07-20 11:01 | 0000-00-00 00:00:00 | 2024-07-20 11:01 | 0000-00-00 00:00:00 | [6 empty] | Sienna
1 | Lutron Electronics | NT-6PF-SI | 4460-442 | 4460 | 442 | Lutron Electronics | NT-6PF-SI.jpg | 27557176675 | SIX PORT FRAME W/BLANKS NT SIENNA | Nova T Architectural Series Wallplate Field-customizable 6-port frame in sienna |  | 5.2 | 5.4 |  | NT-6PF-SI.jpg | http://grandbrass.xologic.com/vendors/4460/large/NT-6PF-SI.jpg | [47 empty] | 0 | 0 | 0 | [6 empty] | 0 | 1 | 1 | EA | 1 | Specialty Items | [7 empty] | White | [16 empty] | Traditional |  |  | Lighting Accessories | [242 empty] | <a href="https://www.lutron.com/TechnicalDocumentLibrary/sixportframe.pdf" target="_blank">Installation Instructions</a> | [23 empty] | 10.000 DW |  |  | 4.0000 IN | [7 empty] | <a href="https://www.lutron.com/TechnicalDocumentLibrary/NovaT_Accessories.pdf" target="_blank">Line Drawing</a> | [81 empty] | 1.000 EA | 1.000 EA | [35 empty] | No | [42 empty] | https://www.lutron.com/TechnicalDocumentLibrary/sixportframe.pdf | [7 empty] | Shelf Stock | [39 empty] | 39122221 | [13 empty] | <a href="https://www.lutron.com/TechnicalDocumentLibrary/369-119_Wallbox_Warranty.pdf" target="_blank">Warranty Information</a> |  |  |  |  | 0.300 L | [14 empty] | 0 | 0 | 0 | 0 | Lighting Fixtures | 2016-07-15 11:36 | 2024-07-20 11:00 | 0000-00-00 00:00:00 | 2024-07-20 11:00 | 0000-00-00 00:00:00 | [6 empty] | Sienna
4 | Lutron Electronics | NT-CJ-SI | 4460-443 | 4460 | 443 | Lutron Electronics | NT-CJ-SI.jpg | 27557176682 | NOVA T CABLE TV JACK SIENNA | F-style, 75-ohm coaxial cable, single port in sienna |  | 5.2 | 5.4 |  | NT-CJ-SI.jpg | http://grandbrass.xologic.com/vendors/4460/large/NT-CJ-SI.jpg | [47 empty] | 0 | 0 | 0 | [6 empty] | 0 | 1 | 1 | EA | 1 | Specialty Items |  |  | Lugs Plugs And Connectors |  | Plugs |  | Jack For Plug | White | [16 empty] | Traditional |  |  | Other Specialty Items | [242 empty] | <a href="https://www.lutron.com/TechnicalDocumentLibrary/sixportframe.pdf" target="_blank">Installation Instructions</a> | [23 empty] | 2.000 DW |  |  | 4.0000 IN | [7 empty] | <a href="https://www.lutron.com/TechnicalDocumentLibrary/NovaT_Accessories.pdf" target="_blank">Line Drawing</a> | [81 empty] | 1.000 EA | 1.000 EA | [35 empty] | No | [42 empty] | https://www.lutron.com/TechnicalDocumentLibrary/sixportframe.pdf | [7 empty] | Shelf Stock | [39 empty] | 39121463 | [13 empty] | <a href="https://www.lutron.com/TechnicalDocumentLibrary/369-119_Wallbox_Warranty.pdf" target="_blank">Warranty Information</a> |  |  |  |  | 0.300 L | [14 empty] | 0 | 0 | 0 | 0 | Electrical | 2016-07-15 11:36 | 2024-07-20 11:01 | 0000-00-00 00:00:00 | 2025-11-29 02:00 | 0000-00-00 00:00:00 | [6 empty] | Sienna
4 | Lutron Electronics | NT-PJ-SI | 4460-444 | 4460 | 444 | Lutron Electronics | NT-PJ-SI.jpg | 27557176699 | NOVA T PHONE JACK SIENNA | Nova T 8-conductor telephone jack, RJ11, single port in sienna |  | 5.2 | 5.4 |  | NT-PJ-SI.jpg | http://grandbrass.xologic.com/vendors/4460/large/NT-PJ-SI.jpg | [47 empty] | 0 | 0 | 0 | [6 empty] | 0 | 1 | 1 | EA | 1 | Specialty Items |  |  | Lugs Plugs And Connectors |  | Plugs |  | Jack For Plug | White | [16 empty] | Traditional |  |  | Other Specialty Items | [242 empty] | <a href="https://www.lutron.com/TechnicalDocumentLibrary/03040301A.pdf" target="_blank">Installation Instructions</a> | [23 empty] | 2.000 DW |  |  | 4.0000 IN | [7 empty] | <a href="https://www.lutron.com/TechnicalDocumentLibrary/NovaT_Accessories.pdf" target="_blank">Line Drawing</a> | [81 empty] | 1.000 EA | 1.000 EA | [35 empty] | No | [42 empty] | https://www.lutron.com/TechnicalDocumentLibrary/sixportframe.pdf | [7 empty] | Shelf Stock | [39 empty] | 39121463 | [13 empty] | <a href="https://www.lutron.com/TechnicalDocumentLibrary/369-119_Wallbox_Warranty.pdf" target="_blank">Warranty Information</a> |  |  |  |  | 0.300 L | [14 empty] | 0 | 0 | 0 | 0 | Electrical | 2016-07-15 11:36 | 2024-07-20 11:00 | 0000-00-00 00:00:00 | 2025-11-29 02:00 | 0000-00-00 00:00:00 | [6 empty] | Sienna
1 | Lutron Electronics | NT-BI-AL | 4460-445 | 4460 | 445 | Lutron Electronics | NT-BI-AL.jpg | 27557176705 | NOVA T BLANK INSERT ALMOND | Nova T Accessory, Blank Insert, Architectural matte blank insert in almond |  | 5.3 | 3.9 |  | NT-BI-AL.jpg | http://grandbrass.xologic.com/vendors/4460/large/NT-BI-AL.jpg | [47 empty] | 0 | 0 | 0 | [6 empty] | 0 | 1 | 1 | EA | 1 | Specialty Items | [7 empty] | Nickel | [19 empty] | Lighting Accessories | [242 empty] | <a href="https://www.lutron.com/TechnicalDocumentLibrary/0301030A.pdf" target="_blank">Installation Instructions</a> | [23 empty] | 10.000 DW |  |  | 5.3000 IN | [89 empty] | 1.000 EA | 1.000 EA | [35 empty] | No | [42 empty] | https://assets.lutron.com/a/documents/spec%20guide%20volume%201%20with%20addendums.pdf#page=68 | [7 empty] | Shelf Stock | [39 empty] | 39122221 | [13 empty] | <a href="https://www.lutron.com/TechnicalDocumentLibrary/369-119_Wallbox_Warranty.pdf" target="_blank">Warranty Information</a> |  |  |  |  | 0.250 L | [14 empty] | 0 | 0 | 0 | 0 | Lighting Fixtures | 2016-07-15 11:36 | 2024-07-20 11:03 | 0000-00-00 00:00:00 | 2024-07-20 11:03 | 0000-00-00 00:00:00 | [6 empty] | Almond
1 | Lutron Electronics | NT-BI-LA | 4460-446 | 4460 | 446 | Lutron Electronics | NT-BI-LA.jpg | 27557176712 | NOVA T BLANK INSERT LIGHT ALMOND | Nova T Accessory, Blank Insert, Architectural matte blank insert in light almond |  | 5.3 | 3.9 |  | NT-BI-LA.jpg | http://grandbrass.xologic.com/vendors/4460/large/NT-BI-LA.jpg | [47 empty] | 0 | 0 | 0 | [6 empty] | 0 | 1 | 1 | EA | 1 | Specialty Items | [27 empty] | Lighting Accessories | [242 empty] | <a href="https://www.lutron.com/TechnicalDocumentLibrary/0301030A.pdf" target="_blank">Installation Instructions</a> | [23 empty] | 10.000 DW |  |  | 5.3000 IN | [89 empty] | 1.000 EA | 1.000 EA | [35 empty] | No | [42 empty] | https://assets.lutron.com/a/documents/spec%20guide%20volume%201%20with%20addendums.pdf#page=68 | [7 empty] | Shelf Stock | [39 empty] | 39122221 | [13 empty] | <a href="https://www.lutron.com/TechnicalDocumentLibrary/369-119_Wallbox_Warranty.pdf" target="_blank">Warranty Information</a> |  |  |  |  | 0.250 L | [14 empty] | 0 | 0 | 0 | 0 | Lighting Fixtures | 2016-07-15 11:36 | 2024-07-20 11:00 | 0000-00-00 00:00:00 | 2024-07-20 11:00 | 0000-00-00 00:00:00 | [6 empty] | Biscuit
1 | Lutron Electronics | NT-BI-SI | 4460-447 | 4460 | 447 | Lutron Electronics | NT-BI-SI.jpg | 27557176729 | NOVA T BLANK INSERT SIENNA | Nova T Accessory, Blank Insert, Architectural matte blank insert in sienna |  | 5.3 | 3.9 |  | NT-BI-SI.jpg | http://grandbrass.xologic.com/vendors/4460/large/NT-BI-SI.jpg | [47 empty] | 0 | 0 | 0 | [6 empty] | 0 | 1 | 1 | EA | 1 | Specialty Items | [27 empty] | Lighting Accessories | [242 empty] | <a href="https://www.lutron.com/TechnicalDocumentLibrary/0301030A.pdf" target="_blank">Installation Instructions</a> | [23 empty] | 2.000 DW |  |  | 5.3000 IN | [89 empty] | 1.000 EA | 1.000 EA | [35 empty] | No | [42 empty] | https://assets.lutron.com/a/documents/spec%20guide%20volume%201%20with%20addendums.pdf#page=68 | [7 empty] | Shelf Stock | [39 empty] | 39122221 | [13 empty] | <a href="https://www.lutron.com/TechnicalDocumentLibrary/369-119_Wallbox_Warranty.pdf" target="_blank">Warranty Information</a> |  |  |  |  | 0.250 L | [14 empty] | 0 | 0 | 0 | 0 | Lighting Fixtures | 2016-07-15 11:36 | 2024-07-20 11:00 | 0000-00-00 00:00:00 | 2024-07-20 11:00 | 0000-00-00 00:00:00 | [6 empty] | Biscuit
1 | Lutron Electronics | NTELV-300-SI | 4460-448 | 4460 | 448 | Lutron Electronics | NTELV-300-SI.jpg | 27557176798 | NOVA T 300W ELECTR LOW VOLT SIENNA | Nova T Dimmer, Electronic Low-Voltage, Single-pole (small control), 120V/300W in sienna |  | 4.1 | 5.3 |  | NTELV-300-SI.jpg | http://grandbrass.xologic.com/vendors/4460/large/NTELV-300-SI.jpg | [47 empty] | 0 | 0 | 0 | [6 empty] | 0 | 1 | 1 | EA | 1 | Lighting Controls | [27 empty] | Dimmers | [242 empty] | <a href="https://www.lutron.com/TechnicalDocumentLibrary/0301030A.pdf" target="_blank">Installation Instructions</a> | [23 empty] | 2.000 DW |  |  | 3.1000 IN | [89 empty] | 1.000 EA | 1.000 EA | [35 empty] | No | [42 empty] | https://www.lutron.com/TechnicalDocumentLibrary/NovaTB.pdf | [7 empty] | Shelf Stock | [13 empty] | <a href="https://www.lutron.com/TechnicalDocumentLibrary/368-4493_Page_41.pdf" target="_blank">Tech Drawing</a> | [25 empty] | 39122206 | [13 empty] | <a href="https://www.lutron.com/TechnicalDocumentLibrary/369-119_Wallbox_Warranty.pdf" target="_blank">Warranty Information</a> |  |  |  |  | 0.550 L | [14 empty] | 0 | 0 | 0 | 0 | Lighting Fixtures | 2016-07-15 11:36 | 2024-07-20 11:01 | 0000-00-00 00:00:00 | 2024-07-20 11:01 | 0000-00-00 00:00:00 | [6 empty] | Sienna
1 | Lutron Electronics | NTELV-600-SI | 4460-449 | 4460 | 449 | Lutron Electronics | NTELV-600-SI.jpg | 27557176804 | NOVA T 600W ELECTR LOW VOLT SIENNA | Nova T Dimmer, Electronic Low-Voltage, Single-pole (small control), 120V/600W in sienna |  | 4.1 | 5.3 |  | NTELV-600-SI.jpg | http://grandbrass.xologic.com/vendors/4460/large/NTELV-600-SI.jpg | [47 empty] | 0 | 0 | 0 | [6 empty] | 0 | 1 | 1 | EA | 1 | Lighting Controls | [27 empty] | Dimmers | [242 empty] | <a href="https://www.lutron.com/TechnicalDocumentLibrary/0301030A.pdf" target="_blank">Installation Instructions</a> | [23 empty] | 5.000 DW |  |  | 3.0000 IN | [89 empty] | 1.000 EA | 1.000 EA | [35 empty] | No | [42 empty] | https://www.lutron.com/TechnicalDocumentLibrary/NovaTB.pdf | [7 empty] | Shelf Stock | [13 empty] | <a href="https://www.lutron.com/TechnicalDocumentLibrary/368-4493_Page_41.pdf" target="_blank">Tech Drawing</a> | [25 empty] | 39122206 | [13 empty] | <a href="https://www.lutron.com/TechnicalDocumentLibrary/369-119_Wallbox_Warranty.pdf" target="_blank">Warranty Information</a> |  |  |  |  | 0.550 L | [14 empty] | 0 | 0 | 0 | 0 | Lighting Fixtures | 2016-07-15 11:36 | 2024-07-20 11:02 | 0000-00-00 00:00:00 | 2024-07-20 11:02 | 0000-00-00 00:00:00 | [6 empty] | Sienna
1 | Lutron Electronics | NTF-10-SI | 4460-450 | 4460 | 450 | Lutron Electronics | NTF-10-SI.jpg | 27557176811 | NOVA T FLUOR CTRL 1-10LP SIENNA | Nova T Dimmer, Fluorescent or LED Dimming with 3-Wire Ballasts and Drivers, Single-pole (small control), 120V/16A in sienna |  | 4.1 | 5.3 |  | NTF-10-SI.jpg | http://grandbrass.xologic.com/vendors/4460/large/NTF-10-SI.jpg | [47 empty] | 0 | 0 | 0 | [6 empty] | 0 | 1 | 1 | EA | 1 | Lighting Controls | [27 empty] | Dimmers | [242 empty] | <a href="https://www.lutron.com/TechnicalDocumentLibrary/0301030A.pdf" target="_blank">Installation Instructions</a> | [23 empty] | 5.000 DW |  |  | 3.1000 IN | [7 empty] | <a href="https://www.lutron.com/TechnicalDocumentLibrary/NovaT_Family.pdf" target="_blank">Line Drawing</a> | [81 empty] | 1.000 EA | 1.000 EA | [35 empty] | No | [42 empty] | https://www.lutron.com/TechnicalDocumentLibrary/NovaTB.pdf | [7 empty] | Shelf Stock | [13 empty] | <a href="https://www.lutron.com/TechnicalDocumentLibrary/368-4493_Page_40.pdf" target="_blank">Tech Drawing</a> | [25 empty] | 39122206 | [13 empty] | <a href="https://www.lutron.com/TechnicalDocumentLibrary/369-119_Wallbox_Warranty.pdf" target="_blank">Warranty Information</a> |  |  |  |  | 0.550 L | [14 empty] | 0 | 0 | 0 | 0 | Lighting Fixtures | 2016-07-15 11:36 | 2024-07-20 11:03 | 0000-00-00 00:00:00 | 2024-07-20 11:03 | 0000-00-00 00:00:00 | [6 empty] | Sienna
1 | Lutron Electronics | NTF-10-277-SI | 4460-451 | 4460 | 451 | Lutron Electronics | NTF-10-277-SI.jpg | 27557176828 | NOVA T FLUOR 1-10LP 277V SIENNA | Nova T Dimmer, Fluorescent or LED Dimming with 3-Wire Ballasts and Drivers, Single-pole (small control), 277V/8A in sienna |  | 4.1 | 5.3 |  | NTF-10-277-SI.jpg | http://grandbrass.xologic.com/vendors/4460/large/NTF-10-277-SI.jpg | [47 empty] | 0 | 0 | 0 | [6 empty] | 0 | 1 | 1 | EA | 1 | Lighting Controls | [27 empty] | Dimmers | [242 empty] | <a href="https://www.lutron.com/TechnicalDocumentLibrary/0301030A.pdf" target="_blank">Installation Instructions</a> | [23 empty] | 5.000 DW |  |  | 3.1000 IN | [7 empty] | <a href="https://www.lutron.com/TechnicalDocumentLibrary/NovaT_Family.pdf" target="_blank">Line Drawing</a> | [81 empty] | 1.000 EA | 1.000 EA | [35 empty] | No | [42 empty] | https://www.lutron.com/TechnicalDocumentLibrary/NovaTB.pdf | [7 empty] | Shelf Stock | [13 empty] | <a href="https://www.lutron.com/TechnicalDocumentLibrary/368-4493_Page_40.pdf" target="_blank">Tech Drawing</a> | [25 empty] | 39122206 | [13 empty] | <a href="https://www.lutron.com/TechnicalDocumentLibrary/369-119_Wallbox_Warranty.pdf" target="_blank">Warranty Information</a> |  |  |  |  | 0.450 L | [14 empty] | 0 | 0 | 0 | 0 | Lighting Fixtures | 2016-07-15 11:37 | 2024-07-20 11:01 | 0000-00-00 00:00:00 | 2024-07-20 11:01 | 0000-00-00 00:00:00 | [6 empty] | Sienna
4 | Lutron Electronics | NTFS-12E-SI | 4460-454 | 4460 | 454 | Lutron Electronics | NTFS-12E-SI.jpg | 27557176859 | NOVA T FAN SPEED CTRL 12A SIENNA | Nova T Fully Variable Fan-Speed Control, Single-pole (large control), 120V/12A in sienna |  | 5.2 | 5.4 |  | NTFS-12E-SI.jpg | http://grandbrass.xologic.com/vendors/4460/large/NTFS-12E-SI.jpg | [47 empty] | 0 | 0 | 0 | [6 empty] | 0 | 1 | 1 | EA | 1 | Fan Accessories |  |  | Control And Automation |  | Switches |  | Speed Switch | [20 empty] | Fan Wall Mount Controls | [242 empty] | <a href="https://www.lutron.com/TechnicalDocumentLibrary/0301030A.pdf" target="_blank">Installation Instructions</a> | [23 empty] | 5.000 DW |  |  | 4.0000 IN | [89 empty] | 1.000 EA | 1.000 EA | [35 empty] | No | [42 empty] | https://www.lutron.com/TechnicalDocumentLibrary/NovaTB.pdf | [7 empty] | Shelf Stock | [13 empty] | <a href="https://www.lutron.com/TechnicalDocumentLibrary/368-4493_Page_71.pdf" target="_blank">Tech Drawing</a> | [25 empty] | 39122240 | [13 empty] | <a href="https://www.lutron.com/TechnicalDocumentLibrary/369-119_Wallbox_Warranty.pdf" target="_blank">Warranty Information</a> |  |  |  |  | 0.650 L | [14 empty] | 0 | 0 | 0 | 0 | Electrical | 2016-07-15 11:37 | 2024-07-20 11:01 | 0000-00-00 00:00:00 | 2025-11-29 02:00 | 0000-00-00 00:00:00 | [6 empty] | Sienna
4 | Lutron Electronics | NTFS-6E-SI | 4460-455 | 4460 | 455 | Lutron Electronics | NTFS-6E-SI.jpg | 27557176866 | NOVA T FAN SPEED CTRL 6A SIENNA | Nova T Fully Variable Fan-Speed Control, Single-pole (small control), 120V/6A in sienna |  | 4.1 | 5.3 |  | NTFS-6E-SI.jpg | http://grandbrass.xologic.com/vendors/4460/large/NTFS-6E-SI.jpg | [47 empty] | 0 | 0 | 0 | [6 empty] | 0 | 1 | 1 | EA | 1 | Fan Accessories |  |  | Control And Automation |  | Switches |  | Speed Switch | [20 empty] | Fan Wall Mount Controls | [242 empty] | <a href="https://www.lutron.com/TechnicalDocumentLibrary/0301030A.pdf" target="_blank">Installation Instructions</a> | [23 empty] | 5.000 DW |  |  | 3.1000 IN | [89 empty] | 1.000 EA | 1.000 EA | [35 empty] | No | [42 empty] | https://www.lutron.com/TechnicalDocumentLibrary/NovaTB.pdf | [7 empty] | Shelf Stock | [13 empty] | <a href="https://www.lutron.com/TechnicalDocumentLibrary/368-4493_Page_71.pdf" target="_blank">Tech Drawing</a> | [25 empty] | 39122240 | [13 empty] | <a href="https://www.lutron.com/TechnicalDocumentLibrary/369-119_Wallbox_Warranty.pdf" target="_blank">Warranty Information</a> |  |  |  |  | 0.450 L | [14 empty] | 0 | 0 | 0 | 0 | Electrical | 2016-07-15 11:37 | 2024-07-20 11:03 | 0000-00-00 00:00:00 | 2025-11-29 02:00 | 0000-00-00 00:00:00 | [6 empty] | Sienna
4 | Lutron Electronics | NTFSQ-SI | 4460-456 | 4460 | 456 | Lutron Electronics | NTFSQ-SI.jpg | 27557176873 | NOVA T QUIET FAN SPD CONTROL SIENNA | Nova T Quiet Fan-Speed Control, Single-pole (small control), 120V/1.5A in sienna |  | 4.1 | 5.3 |  | NTFSQ-SI.jpg | http://grandbrass.xologic.com/vendors/4460/large/NTFSQ-SI.jpg | [47 empty] | 0 | 0 | 0 | [6 empty] | 0 | 1 | 1 | EA | 1 | Fan Accessories |  |  | Control And Automation |  | Switches |  | Speed Switch | [20 empty] | Fan Wall Mount Controls | [242 empty] | <a href="https://www.lutron.com/TechnicalDocumentLibrary/0301030A.pdf" target="_blank">Installation Instructions</a> | [23 empty] | 5.000 DW |  |  | 3.1000 IN | [89 empty] | 1.000 EA | 1.000 EA | [35 empty] | No | [42 empty] | https://www.lutron.com/TechnicalDocumentLibrary/NovaTB.pdf | [7 empty] | Shelf Stock | [13 empty] | <a href="https://www.lutron.com/TechnicalDocumentLibrary/368-4493_Page_2.pdf" target="_blank">Tech Drawing</a> | [25 empty] | 39122240 | [13 empty] | <a href="https://www.lutron.com/TechnicalDocumentLibrary/369-119_Wallbox_Warranty.pdf" target="_blank">Warranty Information</a> |  |  |  |  | 0.550 L | [14 empty] | 0 | 0 | 0 | 0 | Electrical | 2016-07-15 11:37 | 2024-07-20 11:03 | 0000-00-00 00:00:00 | 2025-11-29 02:00 | 0000-00-00 00:00:00 | [6 empty] | Sienna
1 | Lutron Electronics | NTLV-1000-SI | 4460-458 | 4460 | 458 | Lutron Electronics | NTLV-1000-SI.jpg | 27557176903 | NOVA T LOW VOLT 1000VA SIENNA | Nova T Dimmer, Magnetic Low-Voltage, Single-pole (small control), preset, 120V/1000VA (800W) in sienna |  | 4.1 | 5.3 |  | NTLV-1000-SI.jpg | http://grandbrass.xologic.com/vendors/4460/large/NTLV-1000-SI.jpg | [47 empty] | 0 | 0 | 0 | [6 empty] | 0 | 1 | 1 | EA | 1 | Lighting Controls | [27 empty] | Dimmers | [242 empty] | <a href="https://www.lutron.com/TechnicalDocumentLibrary/0301030A.pdf" target="_blank">Installation Instructions</a> | [23 empty] | 5.000 DW |  |  | 3.1000 IN | [89 empty] | 1.000 EA | 1.000 EA | [35 empty] | No | [42 empty] | https://www.lutron.com/TechnicalDocumentLibrary/NovaTB.pdf | [7 empty] | Shelf Stock | [13 empty] | <a href="https://www.lutron.com/TechnicalDocumentLibrary/368-4493_Page_2.pdf" target="_blank">Tech Drawing</a> | [25 empty] | 39122206 | [13 empty] | <a href="https://www.lutron.com/TechnicalDocumentLibrary/369-119_Wallbox_Warranty.pdf" target="_blank">Warranty Information</a> |  |  |  |  | 0.600 L | [14 empty] | 0 | 0 | 0 | 0 | Lighting Fixtures | 2016-07-15 11:37 | 2024-07-20 11:04 | 0000-00-00 00:00:00 | 2024-07-20 11:04 | 0000-00-00 00:00:00 | [6 empty] | Sienna
1 | Lutron Electronics | NTLV-1000-277-SI | 4460-459 | 4460 | 459 | Lutron Electronics | NTLV-1000-277-SI.jpg | 27557176910 | NT LOW VOLTAGE 1000VA 277V SIENNA | Nova T Dimmer, Magnetic Low-Voltage, Single-pole (small control), preset, 277V/1000VA (800W) in sienna |  | 4.1 | 5.3 |  | NTLV-1000-277-SI.jpg | http://grandbrass.xologic.com/vendors/4460/large/NTLV-1000-277-SI.jpg | [47 empty] | 0 | 0 | 0 | [6 empty] | 0 | 1 | 1 | EA | 1 | Lighting Controls | [27 empty] | Dimmers | [242 empty] | <a href="https://www.lutron.com/TechnicalDocumentLibrary/0301030A.pdf" target="_blank">Installation Instructions</a> | [23 empty] | 5.000 DW |  |  | 3.1000 IN | [7 empty] | <a href="https://www.lutron.com/TechnicalDocumentLibrary/NovaT_Family.pdf" target="_blank">Line Drawing</a> | [81 empty] | 1.000 EA | 1.000 EA | [35 empty] | No | [42 empty] | https://www.lutron.com/TechnicalDocumentLibrary/NovaTB.pdf | [7 empty] | Shelf Stock | [13 empty] | <a href="https://www.lutron.com/TechnicalDocumentLibrary/368-4493_Page_41.pdf" target="_blank">Tech Drawing</a> | [25 empty] | 39122206 | [13 empty] | <a href="https://www.lutron.com/TechnicalDocumentLibrary/369-119_Wallbox_Warranty.pdf" target="_blank">Warranty Information</a> |  |  |  |  | 0.450 L | [14 empty] | 0 | 0 | 0 | 0 | Lighting Fixtures | 2016-07-15 11:37 | 2024-07-20 11:00 | 0000-00-00 00:00:00 | 2024-07-20 11:00 | 0000-00-00 00:00:00 | [6 empty] | Sienna
1 | Lutron Electronics | NTLV-1500-SI | 4460-461 | 4460 | 461 | Lutron Electronics | NTLV-1500-SI.jpg | 27557176934 | NOVA T LOW VOLT 1500VA SIENNA | Nova T Dimmer, Magnetic Low-Voltage, Single-pole (large control), 120V/1500VA (1200W) in sienna |  | 5.2 | 5.4 |  | NTLV-1500-SI.jpg | http://grandbrass.xologic.com/vendors/4460/large/NTLV-1500-SI.jpg | [47 empty] | 0 | 0 | 0 | [6 empty] | 0 | 1 | 1 | EA | 1 | Lighting Controls | [27 empty] | Dimmers | [242 empty] | <a href="https://www.lutron.com/TechnicalDocumentLibrary/0301030A.pdf" target="_blank">Installation Instructions</a> | [23 empty] | 5.000 DW |  |  | 4.0000 IN | [89 empty] | 1.000 EA | 1.000 EA | [35 empty] | No | [42 empty] | https://www.lutron.com/TechnicalDocumentLibrary/NovaTB.pdf | [7 empty] | Shelf Stock | [13 empty] | <a href="https://www.lutron.com/TechnicalDocumentLibrary/368-4493_Page_2.pdf" target="_blank">Tech Drawing</a> | [25 empty] | 39122206 | [13 empty] | <a href="https://www.lutron.com/TechnicalDocumentLibrary/369-119_Wallbox_Warranty.pdf" target="_blank">Warranty Information</a> |  |  |  |  | 0.600 L | [14 empty] | 0 | 0 | 0 | 0 | Lighting Fixtures | 2016-07-15 11:37 | 2024-07-20 11:02 | 0000-00-00 00:00:00 | 2024-07-20 11:02 | 0000-00-00 00:00:00 | [6 empty] | Sienna
1 | Lutron Electronics | NTLV-600-SI | 4460-463 | 4460 | 463 | Lutron Electronics | NTLV-600-SI.jpg | 27557176958 | NOVA T LOW VOLT 600VA SIENNA | Nova T Dimmer, Magnetic Low-Voltage, Single-pole (small control), 120V/600VA (450W) in sienna |  | 4.2 | 5.3 |  | NTLV-600-SI.jpg | http://grandbrass.xologic.com/vendors/4460/large/NTLV-600-SI.jpg | [47 empty] | 0 | 0 | 0 | [6 empty] | 0 | 1 | 1 | EA | 1 | Lighting Controls | [27 empty] | Dimmers | [242 empty] | <a href="https://www.lutron.com/TechnicalDocumentLibrary/0301030A.pdf" target="_blank">Installation Instructions</a> | [23 empty] | 2.000 DW |  |  | 3.0000 IN | [89 empty] | 1.000 EA | 1.000 EA | [35 empty] | No | [42 empty] | https://www.lutron.com/TechnicalDocumentLibrary/NovaTB.pdf | [7 empty] | Shelf Stock | [13 empty] | <a href="https://www.lutron.com/TechnicalDocumentLibrary/368-4493_Page_2.pdf" target="_blank">Tech Drawing</a> | [25 empty] | 39122206 | [13 empty] | <a href="https://www.lutron.com/TechnicalDocumentLibrary/369-119_Wallbox_Warranty.pdf" target="_blank">Warranty Information</a> |  |  |  |  | 0.400 L | [14 empty] | 0 | 0 | 0 | 0 | Lighting Fixtures | 2016-07-15 11:37 | 2024-07-20 11:02 | 0000-00-00 00:00:00 | 2024-07-20 11:02 | 0000-00-00 00:00:00 | [6 empty] | Sienna
1 | Lutron Electronics | NTLV-600-277-SI | 4460-464 | 4460 | 464 | Lutron Electronics | NTLV-600-277-SI.jpg | 27557176965 | NT LOW VOLTAGE 600VA 277V SIENNA | Nova T Dimmer, Magnetic Low-Voltage, Single-pole (small control), 277V/600VA (450W) in sienna |  | 4.1 | 5.3 |  | NTLV-600-277-SI.jpg | http://grandbrass.xologic.com/vendors/4460/large/NTLV-600-277-SI.jpg | [47 empty] | 0 | 0 | 0 | [6 empty] | 0 | 1 | 1 | EA | 1 | Lighting Controls | [27 empty] | Dimmers | [242 empty] | <a href="https://www.lutron.com/TechnicalDocumentLibrary/0301030A.pdf" target="_blank">Installation Instructions</a> | [23 empty] | 5.000 DW |  |  | 3.1000 IN | [7 empty] | <a href="https://www.lutron.com/TechnicalDocumentLibrary/NovaT_Family.pdf" target="_blank">Line Drawing</a> | [81 empty] | 1.000 EA | 1.000 EA | [35 empty] | No | [42 empty] | https://www.lutron.com/TechnicalDocumentLibrary/NovaTB.pdf | [7 empty] | Shelf Stock | [13 empty] | <a href="https://www.lutron.com/TechnicalDocumentLibrary/368-4493_Page_41.pdf" target="_blank">Tech Drawing</a> | [25 empty] | 39122206 | [13 empty] | <a href="https://www.lutron.com/TechnicalDocumentLibrary/369-119_Wallbox_Warranty.pdf" target="_blank">Warranty Information</a> |  |  |  |  | 0.500 L | [14 empty] | 0 | 0 | 0 | 0 | Lighting Fixtures | 2016-07-15 11:37 | 2024-07-20 11:03 | 0000-00-00 00:00:00 | 2024-07-20 11:03 | 0000-00-00 00:00:00 | [6 empty] | Sienna
4 | Lutron Electronics | NTR-15-SI | 4460-466 | 4460 | 466 | Lutron Electronics | NTR-15-SI.jpg | 27557176989 | NOVA T RECEPTACLE SIENNA | Duplex 15 A receptacle, 125V/15A in sienna |  | 4.2 | 5.3 |  | NTR-15-SI.jpg | http://grandbrass.xologic.com/vendors/4460/large/NTR-15-SI.jpg | [47 empty] | 0 | 0 | 0 | [6 empty] | 0 | 1 | 1 | EA | 1 | Lighting Controls |  |  | Electrical Distribution Equipment |  | Receptacles |  | Electrical Receptacles | [20 empty] | Other Lighting Controls | [242 empty] | <a href="https://www.lutron.com/TechnicalDocumentLibrary/0301636.pdf" target="_blank">Installation Instructions</a> | [23 empty] | 10.000 DW |  |  | 3.0000 IN | [7 empty] | <a href="https://www.lutron.com/TechnicalDocumentLibrary/NovaT_Accessories.pdf" target="_blank">Line Drawing</a> | [81 empty] | 1.000 EA | 1.000 EA | [35 empty] | No | [42 empty] | https://assets.lutron.com/a/documents/spec%20guide%20volume%201%20with%20addendums.pdf#page=78 | [7 empty] | Shelf Stock | [13 empty] | <a href="https://www.lutron.com/TechnicalDocumentLibrary/NovaTB.pdf" target="_blank">Tech Drawing</a> | [25 empty] | 39121406 | [13 empty] | <a href="https://www.lutron.com/TechnicalDocumentLibrary/369-119_Wallbox_Warranty.pdf" target="_blank">Warranty Information</a> |  |  |  |  | 0.350 L | [14 empty] | 0 | 0 | 0 | 0 | Electrical | 2016-07-15 11:37 | 2024-07-20 11:00 | 0000-00-00 00:00:00 | 2025-11-29 02:00 | 0000-00-00 00:00:00 | [6 empty] | Sienna
4 | Lutron Electronics | NTR-15-IG-OR-SI | 4460-467 | 4460 | 467 | Lutron Electronics | NTR-15-IG-OR-SI.jpg | 27557177016 | 15A NOVA T ISLTD GRND RCPTCL ORNG FCE SI | Duplex isolated ground 15 A receptacle, 125V/15A in sienna |  | 5.2 | 5.4 |  | NTR-15-IG-OR-SI.jpg | http://grandbrass.xologic.com/vendors/4460/large/NTR-15-IG-OR-SI.jpg | [47 empty] | 0 | 0 | 0 | [6 empty] | 0 | 1 | 1 | EA | 1 | Lighting Controls |  |  | Electrical Distribution Equipment |  | Receptacles |  | Electrical Receptacles | [20 empty] | Other Lighting Controls | [242 empty] | <a href="https://www.lutron.com/TechnicalDocumentLibrary/0301636.pdf" target="_blank">Installation Instructions</a> | [23 empty] | 5.000 DW |  |  | 4.0000 IN | [7 empty] | <a href="https://www.lutron.com/TechnicalDocumentLibrary/NovaT_Accessories.pdf" target="_blank">Line Drawing</a> | [81 empty] | 1.000 EA | 1.000 EA | [35 empty] | No | [42 empty] | https://assets.lutron.com/a/documents/spec%20guide%20volume%201%20with%20addendums.pdf#page=78 | [7 empty] | Shelf Stock | [13 empty] | <a href="https://www.lutron.com/TechnicalDocumentLibrary/368-4493_Page_20.pdf" target="_blank">Tech Drawing</a> | [25 empty] | 39121406 | [13 empty] | <a href="https://www.lutron.com/TechnicalDocumentLibrary/369-119_Wallbox_Warranty.pdf" target="_blank">Warranty Information</a> |  |  |  |  | 0.400 L | [14 empty] | 0 | 0 | 0 | 0 | Electrical | 2016-07-15 11:37 | 2024-07-20 11:02 | 0000-00-00 00:00:00 | 2025-11-29 02:00 | 0000-00-00 00:00:00 | [6 empty] | Sienna
4 | Lutron Electronics | NTR-20-SI | 4460-468 | 4460 | 468 | Lutron Electronics | NTR-20-SI.jpg | 27557177023 | NOVA T RECEPTACLE 20 AMP SIENNA | Duplex 20 A receptacle, 125V/20A in sienna |  | 4.2 | 5.3 |  | NTR-20-SI.jpg | http://grandbrass.xologic.com/vendors/4460/large/NTR-20-SI.jpg | [47 empty] | 0 | 0 | 0 | [6 empty] | 0 | 1 | 1 | EA | 1 | Lighting Controls |  |  | Electrical Distribution Equipment |  | Receptacles |  | Electrical Receptacles | [20 empty] | Other Lighting Controls | [242 empty] | <a href="https://www.lutron.com/TechnicalDocumentLibrary/0301636.pdf" target="_blank">Installation Instructions</a> | [23 empty] | 2.000 DW |  |  | 3.0000 IN | [7 empty] | <a href="https://www.lutron.com/TechnicalDocumentLibrary/NovaT_Accessories.pdf" target="_blank">Line Drawing</a> | [81 empty] | 1.000 EA | 1.000 EA | [35 empty] | No | [42 empty] | https://assets.lutron.com/a/documents/spec%20guide%20volume%201%20with%20addendums.pdf#page=78 | [7 empty] | Shelf Stock | [13 empty] | <a href="https://www.lutron.com/TechnicalDocumentLibrary/368-4493_Page_20.pdf" target="_blank">Tech Drawing</a> | [25 empty] | 39121406 | [13 empty] | <a href="https://www.lutron.com/TechnicalDocumentLibrary/369-119_Wallbox_Warranty.pdf" target="_blank">Warranty Information</a> |  |  |  |  | 0.350 L | [14 empty] | 0 | 0 | 0 | 0 | Electrical | 2016-07-15 11:37 | 2024-07-20 11:00 | 0000-00-00 00:00:00 | 2025-11-29 02:00 | 0000-00-00 00:00:00 | [6 empty] | Sienna
4 | Lutron Electronics | NTR-20-IG-OR-SI | 4460-469 | 4460 | 469 | Lutron Electronics | NTR-20-IG-OR-SI.jpg | 27557177054 | 20A NOVA T ISLTD GRND RCPTCL ORNG FCE SI | Duplex isolated ground 20 A receptacle, 125V/20A in sienna |  | 5.3 | 3.9 |  | NTR-20-IG-OR-SI.jpg | http://grandbrass.xologic.com/vendors/4460/large/NTR-20-IG-OR-SI.jpg | [47 empty] | 0 | 0 | 0 | [6 empty] | 0 | 1 | 1 | EA | 1 | Lighting Controls |  |  | Electrical Distribution Equipment |  | Receptacles |  | Electrical Receptacles | [20 empty] | Other Lighting Controls | [242 empty] | <a href="https://www.lutron.com/TechnicalDocumentLibrary/0301636.pdf" target="_blank">Installation Instructions</a> | [23 empty] | 5.000 DW |  |  | 5.3000 IN | [89 empty] | 1.000 EA | 1.000 EA | [35 empty] | No | [42 empty] | https://assets.lutron.com/a/documents/spec%20guide%20volume%201%20with%20addendums.pdf#page=78 | [7 empty] | Shelf Stock | [13 empty] | <a href="https://www.lutron.com/TechnicalDocumentLibrary/368-4493_Page_20.pdf" target="_blank">Tech Drawing</a> | [25 empty] | 39121406 | [13 empty] | <a href="https://www.lutron.com/TechnicalDocumentLibrary/369-119_Wallbox_Warranty.pdf" target="_blank">Warranty Information</a> |  |  |  |  | 0.560 L | [14 empty] | 0 | 0 | 0 | 0 | Electrical | 2016-07-15 11:37 | 2024-07-20 11:01 | 0000-00-00 00:00:00 | 2025-11-29 02:00 | 0000-00-00 00:00:00 | [6 empty] | Sienna
4 | Lutron Electronics | VWP-2-AL | 4460-482 | 4460 | 482 | Lutron Electronics | VWP-2-AL.jpg | 27557177306 | VAREO WALLPLATE 2GNG ALMOND | Single-gang VWP Series WallPlate for Vareo, Nova T and GRAFIK Eye Wallstation, Two-gang for 2 dimmers or switches in almond |  | 6 | 8.7 |  | VWP-2-AL.jpg | http://grandbrass.xologic.com/vendors/4460/large/VWP-2-AL.jpg | [47 empty] | 0 | 0 | 0 | [6 empty] | 0 | 1 | 1 | EA | 1 | Lighting Controls |  |  | Fittings and Hardware |  | Electrical Hardware And Supplies |  | Wallplates | Nickel | [16 empty] | Traditional |  |  | Switch Plates | [266 empty] | 5.000 DW |  |  | 1.5000 IN | [89 empty] | 1.000 EA | 1.000 EA | [35 empty] | No | [42 empty] | https://www.lutron.com/TechnicalDocumentLibrary/Vareo_Spec_Submittal.pdf | [7 empty] | Shelf Stock | [39 empty] | 39121704 | [13 empty] | <a href="https://www.lutron.com/TechnicalDocumentLibrary/369-119_Wallbox_Warranty.pdf" target="_blank">Warranty Information</a> |  |  |  |  | 0.300 L | [14 empty] | 0 | 0 | 0 | 0 | Electrical | 2016-07-15 11:37 | 2024-07-20 11:00 | 0000-00-00 00:00:00 | 2025-11-29 02:00 | 0000-00-00 00:00:00 | [6 empty] | Almond
4 | Lutron Electronics | VWP-2-LA | 4460-483 | 4460 | 483 | Lutron Electronics | VWP-2-LA.jpg | 27557177313 | VAREO WALLPLATE 2GNG LIGHT ALMOND | Single-gang VWP Series WallPlate for Vareo, Nova T and GRAFIK Eye Wallstation, Two-gang for 2 dimmers or switches in light almond |  | 6 | 8.7 |  | VWP-2-LA.jpg | http://grandbrass.xologic.com/vendors/4460/large/VWP-2-LA.jpg | [47 empty] | 0 | 0 | 0 | [6 empty] | 0 | 1 | 1 | EA | 1 | Lighting Controls |  |  | Fittings and Hardware |  | Electrical Hardware And Supplies |  | Wallplates | White | [16 empty] | Traditional |  |  | Switch Plates | [266 empty] | 10.000 DW |  |  | 1.5000 IN | [89 empty] | 1.000 EA | 1.000 EA | [35 empty] | No | [42 empty] | https://www.lutron.com/TechnicalDocumentLibrary/Vareo_Spec_Submittal.pdf | [7 empty] | Shelf Stock | [39 empty] | 39121704 | [13 empty] | <a href="https://www.lutron.com/TechnicalDocumentLibrary/369-119_Wallbox_Warranty.pdf" target="_blank">Warranty Information</a> |  |  |  |  | 0.300 L | [14 empty] | 0 | 0 | 0 | 0 | Electrical | 2016-07-15 11:38 | 2024-07-20 11:00 | 0000-00-00 00:00:00 | 2025-11-29 02:00 | 0000-00-00 00:00:00
4 | Lutron Electronics | VWP-2-SI | 4460-484 | 4460 | 484 | Lutron Electronics | VWP-2-SI.jpg | 27557177320 | VAREO WALLPLATE 2GNG SIENNA | Single-gang VWP Series WallPlate for Vareo, Nova T and GRAFIK Eye Wallstation, Two-gang for 2 dimmers or switches in sienna |  | 6 | 8.7 |  | VWP-2-SI.jpg | http://grandbrass.xologic.com/vendors/4460/large/VWP-2-SI.jpg | [47 empty] | 0 | 0 | 0 | [6 empty] | 0 | 1 | 1 | EA | 1 | Lighting Controls |  |  | Fittings and Hardware |  | Electrical Hardware And Supplies |  | Wallplates | Brown | [16 empty] | Traditional |  |  | Switch Plates | [266 empty] | 2.000 DW |  |  | 1.5000 IN | [89 empty] | 1.000 EA | 1.000 EA | [35 empty] | No | [42 empty] | https://www.lutron.com/TechnicalDocumentLibrary/Vareo_Spec_Submittal.pdf | [7 empty] | Shelf Stock | [39 empty] | 39121704 | [13 empty] | <a href="https://www.lutron.com/TechnicalDocumentLibrary/369-119_Wallbox_Warranty.pdf" target="_blank">Warranty Information</a> |  |  |  |  | 0.300 L | [14 empty] | 0 | 0 | 0 | 0 | Electrical | 2016-07-15 11:38 | 2024-07-20 11:01 | 0000-00-00 00:00:00 | 2025-11-29 02:00 | 0000-00-00 00:00:00 | [6 empty] | Sienna
4 | Lutron Electronics | VWP-2CR-AL | 4460-485 | 4460 | 485 | Lutron Electronics | VWP-2CR-AL.jpg | 27557177337 | VAREO WALLPLATE 2GNG CONT/RCPT ALMOND | Multigang VWP Series Wallplate for Vareo, Nova T and GRAFIK Eye Wallstation, Two-gang for one dimmer or switch and one accessory in almond |  | 6.1 | 8.8 |  | VWP-2CR-AL.jpg | http://grandbrass.xologic.com/vendors/4460/large/VWP-2CR-AL.jpg | [47 empty] | 0 | 0 | 0 | [6 empty] | 0 | 1 | 1 | EA | 1 | Lighting Controls |  |  | Fittings and Hardware |  | Electrical Hardware And Supplies |  | Wallplates | Nickel | [16 empty] | Traditional |  |  | Switch Plates | [266 empty] | 2.000 DW |  |  | 1.5000 IN | [89 empty] | 1.000 EA | 1.000 EA | [35 empty] | No | [42 empty] | https://www.lutron.com/TechnicalDocumentLibrary/Vareo_Spec_Submittal.pdf | [7 empty] | Shelf Stock | [39 empty] | 39121704 | [13 empty] | <a href="https://www.lutron.com/TechnicalDocumentLibrary/369-119_Wallbox_Warranty.pdf" target="_blank">Warranty Information</a> |  |  |  |  | 0.400 L | [14 empty] | 0 | 0 | 0 | 0 | Electrical | 2016-07-15 11:38 | 2024-07-20 11:02 | 0000-00-00 00:00:00 | 2025-11-29 02:00 | 0000-00-00 00:00:00 | [6 empty] | Almond
4 | Lutron Electronics | VWP-2CR-LA | 4460-486 | 4460 | 486 | Lutron Electronics | VWP-2CR-LA.jpg | 27557177344 | VAREO WALLPLATE 2GNG CONT/RCPT LIGHT AL | Multigang VWP Series Wallplate for Vareo, Nova T and GRAFIK Eye Wallstation, Two-gang for one dimmer or switch and one accessory in light almond |  | 6.1 | 8.8 |  | VWP-2CR-LA.jpg | http://grandbrass.xologic.com/vendors/4460/large/VWP-2CR-LA.jpg | [47 empty] | 0 | 0 | 0 | [6 empty] | 0 | 1 | 1 | EA | 1 | Lighting Controls |  |  | Fittings and Hardware |  | Electrical Hardware And Supplies |  | Wallplates | White | [16 empty] | Traditional |  |  | Switch Plates | [266 empty] | 10.000 DW |  |  | 1.5000 IN | [89 empty] | 1.000 EA | 1.000 EA | [35 empty] | No | [42 empty] | https://www.lutron.com/TechnicalDocumentLibrary/Vareo_Spec_Submittal.pdf | [7 empty] | Shelf Stock | [39 empty] | 39121704 | [13 empty] | <a href="https://www.lutron.com/TechnicalDocumentLibrary/369-119_Wallbox_Warranty.pdf" target="_blank">Warranty Information</a> |  |  |  |  | 0.400 L | [14 empty] | 0 | 0 | 0 | 0 | Electrical | 2016-07-15 11:38 | 2024-07-20 11:02 | 0000-00-00 00:00:00 | 2025-11-29 02:00 | 0000-00-00 00:00:00
4 | Lutron Electronics | VWP-2CR-SI | 4460-487 | 4460 | 487 | Lutron Electronics | VWP-2CR-SI.jpg | 27557177351 | VAREO WALLPLATE 2GNG CONT/RCPT SIENNA | Multigang VWP Series Wallplate for Vareo, Nova T and GRAFIK Eye Wallstation, Two-gang for one dimmer or switch and one accessory in sienna |  | 6.1 | 8.8 |  | VWP-2CR-SI.jpg | http://grandbrass.xologic.com/vendors/4460/large/VWP-2CR-SI.jpg | [47 empty] | 0 | 0 | 0 | [6 empty] | 0 | 1 | 1 | EA | 1 | Lighting Controls |  |  | Fittings and Hardware |  | Electrical Hardware And Supplies |  | Wallplates | Brown | [16 empty] | Traditional |  |  | Switch Plates | [266 empty] | 5.000 DW |  |  | 1.5000 IN | [89 empty] | 1.000 EA | 1.000 EA | [35 empty] | No | [42 empty] | https://www.lutron.com/TechnicalDocumentLibrary/Vareo_Spec_Submittal.pdf | [7 empty] | Shelf Stock | [39 empty] | 39121704 | [13 empty] | <a href="https://www.lutron.com/TechnicalDocumentLibrary/369-119_Wallbox_Warranty.pdf" target="_blank">Warranty Information</a> |  |  |  |  | 0.400 L | [14 empty] | 0 | 0 | 0 | 0 | Electrical | 2016-07-15 11:38 | 2024-07-20 11:00 | 0000-00-00 00:00:00 | 2025-11-29 02:00 | 0000-00-00 00:00:00 | [6 empty] | Sienna
4 | Lutron Electronics | VWP-2R-AL | 4460-488 | 4460 | 488 | Lutron Electronics | VWP-2R-AL.jpg | 27557177368 | VAREO WALLPLATE 2GNG RECEPT ALMOND | Multigang VWP Series Wallplate for Vareo, Nova T and GRAFIK Eye Wallstation, Two-gang for 2 accessories in almond |  | 6 | 8.7 |  | VWP-2R-AL.jpg | http://grandbrass.xologic.com/vendors/4460/large/VWP-2R-AL.jpg | [47 empty] | 0 | 0 | 0 | [6 empty] | 0 | 1 | 1 | EA | 1 | Lighting Controls |  |  | Fittings and Hardware |  | Electrical Hardware And Supplies |  | Wallplates | Nickel | [16 empty] | Traditional |  |  | Switch Plates | [266 empty] | 2.000 DW |  |  | 1.5000 IN | [89 empty] | 1.000 EA | 1.000 EA | [35 empty] | No | [42 empty] | https://www.lutron.com/TechnicalDocumentLibrary/Vareo_Spec_Submittal.pdf | [7 empty] | Shelf Stock | [39 empty] | 39121704 | [13 empty] | <a href="https://www.lutron.com/TechnicalDocumentLibrary/369-119_Wallbox_Warranty.pdf" target="_blank">Warranty Information</a> |  |  |  |  | 0.300 L | [14 empty] | 0 | 0 | 0 | 0 | Electrical | 2016-07-15 11:38 | 2024-07-20 11:03 | 0000-00-00 00:00:00 | 2025-11-29 02:00 | 0000-00-00 00:00:00 | [6 empty] | Almond
4 | Lutron Electronics | VWP-2R-LA | 4460-489 | 4460 | 489 | Lutron Electronics | VWP-2R-LA.jpg | 27557177375 | VAREO WALLPLATE 2GNG RECEPT LIGHT ALMOND | Multigang VWP Series Wallplate for Vareo, Nova T and GRAFIK Eye Wallstation, Two-gang for 2 accessories in light almond |  | 6 | 8.7 |  | VWP-2R-LA.jpg | http://grandbrass.xologic.com/vendors/4460/large/VWP-2R-LA.jpg | [47 empty] | 0 | 0 | 0 | [6 empty] | 0 | 1 | 1 | EA | 1 | Lighting Controls |  |  | Fittings and Hardware |  | Electrical Hardware And Supplies |  | Wallplates | White | [16 empty] | Traditional |  |  | Switch Plates | [266 empty] | 2.000 DW |  |  | 1.5000 IN | [89 empty] | 1.000 EA | 1.000 EA | [35 empty] | No | [42 empty] | https://www.lutron.com/TechnicalDocumentLibrary/Vareo_Spec_Submittal.pdf | [7 empty] | Shelf Stock | [39 empty] | 39121704 | [13 empty] | <a href="https://www.lutron.com/TechnicalDocumentLibrary/369-119_Wallbox_Warranty.pdf" target="_blank">Warranty Information</a> |  |  |  |  | 0.300 L | [14 empty] | 0 | 0 | 0 | 0 | Electrical | 2016-07-15 11:38 | 2024-07-20 11:00 | 0000-00-00 00:00:00 | 2025-11-29 02:00 | 0000-00-00 00:00:00
4 | Lutron Electronics | VWP-2R-SI | 4460-490 | 4460 | 490 | Lutron Electronics | VWP-2R-SI.jpg | 27557177382 | VAREO WALLPLATE 2GNG RECEPT SIENNA | Multigang VWP Series Wallplate for Vareo, Nova T and GRAFIK Eye Wallstation, Two-gang for 2 accessories in sienna |  | 6 | 8.7 |  | VWP-2R-SI.jpg | http://grandbrass.xologic.com/vendors/4460/large/VWP-2R-SI.jpg | [47 empty] | 0 | 0 | 0 | [6 empty] | 0 | 1 | 1 | EA | 1 | Lighting Controls |  |  | Fittings and Hardware |  | Electrical Hardware And Supplies |  | Wallplates | Brown | [16 empty] | Traditional |  |  | Switch Plates | [266 empty] | 2.000 DW |  |  | 1.5000 IN | [89 empty] | 1.000 EA | 1.000 EA | [35 empty] | No | [42 empty] | https://www.lutron.com/TechnicalDocumentLibrary/Vareo_Spec_Submittal.pdf | [7 empty] | Shelf Stock | [39 empty] | 39121704 | [13 empty] | <a href="https://www.lutron.com/TechnicalDocumentLibrary/369-119_Wallbox_Warranty.pdf" target="_blank">Warranty Information</a> |  |  |  |  | 0.300 L | [14 empty] | 0 | 0 | 0 | 0 | Electrical | 2016-07-15 11:38 | 2024-07-20 11:01 | 0000-00-00 00:00:00 | 2025-11-29 02:00 | 0000-00-00 00:00:00 | [6 empty] | Sienna
4 | Lutron Electronics | VWP-2RC-AL | 4460-491 | 4460 | 491 | Lutron Electronics | VWP-2RC-AL.jpg | 27557177399 | VAREO WALLPLATE 2GNG RCPT/CONT ALMOND | Multigang VWP Series Wallplate for Vareo, Nova T and GRAFIK Eye Wallstation, Two-gang for one accessory and one dimmer or switch in almond |  | 6.2 | 9 |  | VWP-2RC-AL.jpg | http://grandbrass.xologic.com/vendors/4460/large/VWP-2RC-AL.jpg | [47 empty] | 0 | 0 | 0 | [6 empty] | 0 | 1 | 1 | EA | 1 | Lighting Controls |  |  | Fittings and Hardware |  | Electrical Hardware And Supplies |  | Wallplates | Nickel | [16 empty] | Traditional |  |  | Switch Plates | [266 empty] | 2.000 DW |  |  | 1.4000 IN | [89 empty] | 1.000 EA | 1.000 EA | [35 empty] | No | [42 empty] | https://www.lutron.com/TechnicalDocumentLibrary/Vareo_Spec_Submittal.pdf | [7 empty] | Shelf Stock | [39 empty] | 39121704 | [13 empty] | <a href="https://www.lutron.com/TechnicalDocumentLibrary/369-119_Wallbox_Warranty.pdf" target="_blank">Warranty Information</a> |  |  |  |  | 0.350 L | [14 empty] | 0 | 0 | 0 | 0 | Electrical | 2016-07-15 11:38 | 2024-07-20 11:00 | 0000-00-00 00:00:00 | 2025-11-29 02:00 | 0000-00-00 00:00:00 | [6 empty] | Almond
4 | Lutron Electronics | VWP-2RC-LA | 4460-492 | 4460 | 492 | Lutron Electronics | VWP-2RC-LA.jpg | 27557177405 | VAREO WALLPLATE 2GNG RCPT/CONT LIGHT AL | Multigang VWP Series Wallplate for Vareo, Nova T and GRAFIK Eye Wallstation, Two-gang for one accessory and one dimmer or switch in light almond |  | 6.2 | 9 |  | VWP-2RC-LA.jpg | http://grandbrass.xologic.com/vendors/4460/large/VWP-2RC-LA.jpg | [47 empty] | 0 | 0 | 0 | [6 empty] | 0 | 1 | 1 | EA | 1 | Lighting Controls |  |  | Fittings and Hardware |  | Electrical Hardware And Supplies |  | Wallplates | White | [16 empty] | Traditional |  |  | Switch Plates | [266 empty] | 2.000 DW |  |  | 1.4000 IN | [89 empty] | 1.000 EA | 1.000 EA | [35 empty] | No | [42 empty] | https://www.lutron.com/TechnicalDocumentLibrary/Vareo_Spec_Submittal.pdf | [7 empty] | Shelf Stock | [39 empty] | 39121704 | [13 empty] | <a href="https://www.lutron.com/TechnicalDocumentLibrary/369-119_Wallbox_Warranty.pdf" target="_blank">Warranty Information</a> |  |  |  |  | 0.350 L | [14 empty] | 0 | 0 | 0 | 0 | Electrical | 2016-07-15 11:38 | 2024-07-20 11:03 | 0000-00-00 00:00:00 | 2025-11-29 02:00 | 0000-00-00 00:00:00
4 | Lutron Electronics | VWP-2RC-SI | 4460-493 | 4460 | 493 | Lutron Electronics | VWP-2RC-SI.jpg | 27557177412 | VAREO WALLPLATE 2GNG RCPT/CONT SIENNA | Multigang VWP Series Wallplate for Vareo, Nova T and GRAFIK Eye Wallstation, Two-gang for one accessory and one dimmer or switch in sienna |  | 6.2 | 9 |  | VWP-2RC-SI.jpg | http://grandbrass.xologic.com/vendors/4460/large/VWP-2RC-SI.jpg | [47 empty] | 0 | 0 | 0 | [6 empty] | 0 | 1 | 1 | EA | 1 | Lighting Controls |  |  | Fittings and Hardware |  | Electrical Hardware And Supplies |  | Wallplates | Brown | [16 empty] | Traditional |  |  | Switch Plates | [266 empty] | 5.000 DW |  |  | 1.4000 IN | [89 empty] | 1.000 EA | 1.000 EA | [35 empty] | No | [42 empty] | https://www.lutron.com/TechnicalDocumentLibrary/Vareo_Spec_Submittal.pdf | [7 empty] | Shelf Stock | [39 empty] | 39121704 | [13 empty] | <a href="https://www.lutron.com/TechnicalDocumentLibrary/369-119_Wallbox_Warranty.pdf" target="_blank">Warranty Information</a> |  |  |  |  | 0.350 L | [14 empty] | 0 | 0 | 0 | 0 | Electrical | 2016-07-15 11:38 | 2024-07-20 11:03 | 0000-00-00 00:00:00 | 2025-11-29 02:00 | 0000-00-00 00:00:00 | [6 empty] | Sienna
4 | Lutron Electronics | VWP-3-AL | 4460-494 | 4460 | 494 | Lutron Electronics | VWP-3-AL.jpg | 27557177429 | VAREO WALLPLATE 3GNG ALMOND | Multigang VWP Series Wallplate for Vareo, Nova T and GRAFIK Eye Wallstation, Three-gang for 3 dimmers or switches in almond |  | 6 | 8.7 |  | VWP-3-AL.jpg | http://grandbrass.xologic.com/vendors/4460/large/VWP-3-AL.jpg | [47 empty] | 0 | 0 | 0 | [6 empty] | 0 | 1 | 1 | EA | 1 | Lighting Controls |  |  | Fittings and Hardware |  | Electrical Hardware And Supplies |  | Wallplates | Nickel | [16 empty] | Traditional |  |  | Switch Plates | [266 empty] | 2.000 DW |  |  | 1.5000 IN | [89 empty] | 1.000 EA | 1.000 EA | [35 empty] | No | [42 empty] | https://www.lutron.com/TechnicalDocumentLibrary/Vareo_Spec_Submittal.pdf | [7 empty] | Shelf Stock | [39 empty] | 39121704 | [13 empty] | <a href="https://www.lutron.com/TechnicalDocumentLibrary/369-119_Wallbox_Warranty.pdf" target="_blank">Warranty Information</a> |  |  |  |  | 0.350 L | [14 empty] | 0 | 0 | 0 | 0 | Electrical | 2016-07-15 11:38 | 2024-07-20 11:03 | 0000-00-00 00:00:00 | 2025-11-29 02:00 | 0000-00-00 00:00:00 | [6 empty] | Almond
4 | Lutron Electronics | VWP-3-LA | 4460-495 | 4460 | 495 | Lutron Electronics | VWP-3-LA.jpg | 27557177436 | VAREO WALLPLATE 3GNG LIGHT ALMOND | Multigang VWP Series Wallplate for Vareo, Nova T and GRAFIK Eye Wallstation, Three-gang for 3 dimmers or switches in light almond |  | 6 | 8.7 |  | VWP-3-LA.jpg | http://grandbrass.xologic.com/vendors/4460/large/VWP-3-LA.jpg | [47 empty] | 0 | 0 | 0 | [6 empty] | 0 | 1 | 1 | EA | 1 | Lighting Controls |  |  | Fittings and Hardware |  | Electrical Hardware And Supplies |  | Wallplates | White | [16 empty] | Traditional |  |  | Switch Plates | [266 empty] | 10.000 DW |  |  | 1.5000 IN | [89 empty] | 1.000 EA | 1.000 EA | [35 empty] | No | [42 empty] | https://www.lutron.com/TechnicalDocumentLibrary/Vareo_Spec_Submittal.pdf | [7 empty] | Shelf Stock | [39 empty] | 39121704 | [13 empty] | <a href="https://www.lutron.com/TechnicalDocumentLibrary/369-119_Wallbox_Warranty.pdf" target="_blank">Warranty Information</a> |  |  |  |  | 0.350 L | [14 empty] | 0 | 0 | 0 | 0 | Electrical | 2016-07-15 11:38 | 2024-07-20 11:03 | 0000-00-00 00:00:00 | 2025-11-29 02:00 | 0000-00-00 00:00:00
4 | Lutron Electronics | VWP-3-SI | 4460-496 | 4460 | 496 | Lutron Electronics | VWP-3-SI.jpg | 27557177443 | VAREO WALLPLATE 3GNG SIENNA | Multigang VWP Series Wallplate for Vareo, Nova T and GRAFIK Eye Wallstation, Three-gang for 3 dimmers or switches in sienna |  | 6 | 8.7 |  | VWP-3-SI.jpg | http://grandbrass.xologic.com/vendors/4460/large/VWP-3-SI.jpg | [47 empty] | 0 | 0 | 0 | [6 empty] | 0 | 1 | 1 | EA | 1 | Lighting Controls |  |  | Fittings and Hardware |  | Electrical Hardware And Supplies |  | Wallplates | Brown | [16 empty] | Traditional |  |  | Switch Plates | [266 empty] | 2.000 DW |  |  | 1.5000 IN | [89 empty] | 1.000 EA | 1.000 EA | [35 empty] | No | [42 empty] | https://www.lutron.com/TechnicalDocumentLibrary/Vareo_Spec_Submittal.pdf | [7 empty] | Shelf Stock | [39 empty] | 39121704 | [13 empty] | <a href="https://www.lutron.com/TechnicalDocumentLibrary/369-119_Wallbox_Warranty.pdf" target="_blank">Warranty Information</a> |  |  |  |  | 0.350 L | [14 empty] | 0 | 0 | 0 | 0 | Electrical | 2016-07-15 11:38 | 2024-07-20 11:02 | 0000-00-00 00:00:00 | 2025-11-29 02:00 | 0000-00-00 00:00:00 | [6 empty] | Sienna
4 | Lutron Electronics | VWP-4-AL | 4460-497 | 4460 | 497 | Lutron Electronics | VWP-4-AL.jpg | 27557177450 | VAREO WALLPLATE 4GNG ALMOND | Multigang VWP Series Wallplate for Vareo, Nova T and GRAFIK Eye Wallstation, Four-gang for 4 dimmers or switches in almond |  | 6.2 | 12.2 |  | VWP-4-AL.jpg | http://grandbrass.xologic.com/vendors/4460/large/VWP-4-AL.jpg | [47 empty] | 0 | 0 | 0 | [6 empty] | 0 | 1 | 1 | EA | 1 | Lighting Controls |  |  | Fittings and Hardware |  | Electrical Hardware And Supplies |  | Wallplates | Nickel | [16 empty] | Traditional |  |  | Switch Plates | [266 empty] | 2.000 DW |  |  | 1.4000 IN | [89 empty] | 1.000 EA | 1.000 EA | [35 empty] | No | [42 empty] | https://www.lutron.com/TechnicalDocumentLibrary/Vareo_Spec_Submittal.pdf | [7 empty] | Shelf Stock | [39 empty] | 39121704 | [13 empty] | <a href="https://www.lutron.com/TechnicalDocumentLibrary/369-119_Wallbox_Warranty.pdf" target="_blank">Warranty Information</a> |  |  |  |  | 0.400 L | [14 empty] | 0 | 0 | 0 | 0 | Electrical | 2016-07-15 11:38 | 2024-07-20 11:03 | 0000-00-00 00:00:00 | 2025-11-29 02:00 | 0000-00-00 00:00:00 | [6 empty] | Almond
4 | Lutron Electronics | VWP-4-LA | 4460-498 | 4460 | 498 | Lutron Electronics | VWP-4-LA.jpg | 27557177467 | VAREO WALLPLATE 4GNG LIGHT ALMOND | Multigang VWP Series Wallplate for Vareo, Nova T and GRAFIK Eye Wallstation, Four-gang for 4 dimmers or switches in light almond |  | 6.2 | 12.2 |  | VWP-4-LA.jpg | http://grandbrass.xologic.com/vendors/4460/large/VWP-4-LA.jpg | [47 empty] | 0 | 0 | 0 | [6 empty] | 0 | 1 | 1 | EA | 1 | Lighting Controls |  |  | Fittings and Hardware |  | Electrical Hardware And Supplies |  | Wallplates | White | [16 empty] | Traditional |  |  | Switch Plates | [266 empty] | 2.000 DW |  |  | 1.4000 IN | [89 empty] | 1.000 EA | 1.000 EA | [35 empty] | No | [42 empty] | https://www.lutron.com/TechnicalDocumentLibrary/Vareo_Spec_Submittal.pdf | [7 empty] | Shelf Stock | [39 empty] | 39121704 | [13 empty] | <a href="https://www.lutron.com/TechnicalDocumentLibrary/369-119_Wallbox_Warranty.pdf" target="_blank">Warranty Information</a> |  |  |  |  | 0.400 L | [14 empty] | 0 | 0 | 0 | 0 | Electrical | 2016-07-15 11:38 | 2024-07-20 11:03 | 0000-00-00 00:00:00 | 2025-11-29 02:00 | 0000-00-00 00:00:00
4 | Lutron Electronics | VWP-4-SI | 4460-499 | 4460 | 499 | Lutron Electronics | VWP-4-SI.jpg | 27557177474 | VAREO WALLPLATE 4GNG SIENNA | Multigang VWP Series Wallplate for Vareo, Nova T and GRAFIK Eye Wallstation, Four-gang for 4 dimmers or switches in sienna |  | 6.2 | 12.2 |  | VWP-4-SI.jpg | http://grandbrass.xologic.com/vendors/4460/large/VWP-4-SI.jpg | [47 empty] | 0 | 0 | 0 | [6 empty] | 0 | 1 | 1 | EA | 1 | Lighting Controls |  |  | Fittings and Hardware |  | Electrical Hardware And Supplies |  | Wallplates | White | [16 empty] | Traditional |  |  | Switch Plates | [266 empty] | 2.000 DW |  |  | 1.4000 IN | [89 empty] | 1.000 EA | 1.000 EA | [35 empty] | No | [42 empty] | https://www.lutron.com/TechnicalDocumentLibrary/Vareo_Spec_Submittal.pdf | [7 empty] | Shelf Stock | [39 empty] | 39121704 | [13 empty] | <a href="https://www.lutron.com/TechnicalDocumentLibrary/369-119_Wallbox_Warranty.pdf" target="_blank">Warranty Information</a> |  |  |  |  | 0.400 L | [14 empty] | 0 | 0 | 0 | 0 | Electrical | 2016-07-15 11:38 | 2024-07-20 11:03 | 0000-00-00 00:00:00 | 2025-11-29 02:00 | 0000-00-00 00:00:00 | [6 empty] | Sienna
1 | Lutron Electronics | AY2-LFSQ-BL | 4460-517 | 4460 | 517 | Lutron Electronics | Ecom_AY2-LFSQ-BL_nowallplate.jpeg?w=1500 | 27557190244 | ARIADNI DUAL LT/QFS | Ariadni Fan/Light Control, Fan control and dimmer, single-pole - quiet 3-speed, 120V/1.5A/300W in black |  | 2.3 | 4.5 | [50 empty] | 0 | 0 | 0 | [6 empty] | 0 | 1 | 1 | EA | 1 | Lighting Controls | [7 empty] | Black | [16 empty] | Traditional |  |  | Lightswitches | [242 empty] | <a href="https://www.lutron.com/TechnicalDocumentLibrary/0301992.pdf" target="_blank">Installation Instructions</a> | [23 empty] | 10.000 DW |  |  | 2.3000 IN | [89 empty] | 1.000 EA | 1.000 EA | [35 empty] | No | [42 empty] | https://assets.lutron.com/a/documents/spec%20guide%20volume%201%20with%20addendums.pdf#page=50 | [7 empty] | Shelf Stock | [13 empty] | <a href="https://www.lutron.com/TechnicalDocumentLibrary/368-4493_Page_30.pdf" target="_blank">Tech Drawing</a> | [25 empty] | 39122232 | [13 empty] | <a href="https://www.lutron.com/TechnicalDocumentLibrary/369-119_Wallbox_Warranty.pdf" target="_blank">Warranty Information</a> |  |  |  |  | 0.250 L | [14 empty] | 0 | 0 | 0 | 0 | Lighting Fixtures | 2016-07-15 11:39 | 2024-07-20 11:02 | 0000-00-00 00:00:00 | 2024-07-20 11:02 | 0000-00-00 00:00:00 | [6 empty] | Black
1 | Lutron Electronics | AYF-103P-277-BL | 4460-518 | 4460 | 518 | Lutron Electronics | AYF-103P-277-BL.jpg | 27557190251 | ARIANNI FLUOR CTRL 277 BLACK | Ariadni Fluorescent Dimmer with Hi-lume Ballasts, 3-way/single-pole, preset, 277V/6A in black |  | 2.3 | 4.5 |  | AYF-103P-277-BL.jpg | http://grandbrass.xologic.com/vendors/4460/large/AYF-103P-277-BL.jpg | [47 empty] | 0 | 0 | 0 | [6 empty] | 0 | 1 | 1 | EA | 1 | Lighting Controls | [7 empty] | Black | [16 empty] | Traditional |  |  | Dimmers | [242 empty] | <a href="https://www.lutron.com/TechnicalDocumentLibrary/031376.pdf" target="_blank">Installation Instructions</a> | [23 empty] | 2.000 DW |  |  | 2.3000 IN | [89 empty] | 1.000 EA | 1.000 EA | [35 empty] | No | [42 empty] | https://assets.lutron.com/a/documents/spec%20guide%20volume%201%20with%20addendums.pdf#page=50 | [7 empty] | Shelf Stock | [13 empty] | <a href="https://www.lutron.com/TechnicalDocumentLibrary/368-4493_Page_43.pdf" target="_blank">Tech Drawing</a> | [25 empty] | 39122206 | [13 empty] | <a href="https://www.lutron.com/TechnicalDocumentLibrary/369-119_Wallbox_Warranty.pdf" target="_blank">Warranty Information</a> |  |  |  |  | 0.400 L | [14 empty] | 0 | 0 | 0 | 0 | Lighting Fixtures | 2016-07-15 11:39 | 2024-07-20 11:00 | 0000-00-00 00:00:00 | 2024-07-20 11:00 | 0000-00-00 00:00:00 | [6 empty] | Black
1 | Lutron Electronics | AYF-103P-BL | 4460-519 | 4460 | 519 | Lutron Electronics | AYF-103P-BL.jpg | 27557190268 | ARIANNI FLUOR CTRL 120V BLACK | Ariadni Fluorescent Dimmer with Hi-lume Ballasts, 3-way/single-pole, preset, 120V/8A in black |  | 2.3 | 4.5 |  | AYF-103P-BL.jpg | http://grandbrass.xologic.com/vendors/4460/large/AYF-103P-BL.jpg | [47 empty] | 0 | 0 | 0 | [6 empty] | 0 | 1 | 1 | EA | 1 | Lighting Controls | [7 empty] | Black | [16 empty] | Traditional |  |  | Dimmers | [242 empty] | <a href="https://www.lutron.com/TechnicalDocumentLibrary/031376.pdf" target="_blank">Installation Instructions</a> | [23 empty] | 2.000 DW |  |  | 2.3000 IN | [89 empty] | 1.000 EA | 1.000 EA | [35 empty] | No | [42 empty] | https://assets.lutron.com/a/documents/spec%20guide%20volume%201%20with%20addendums.pdf#page=50 | [7 empty] | Shelf Stock | [13 empty] | <a href="https://www.lutron.com/TechnicalDocumentLibrary/368-4493_Page_43.pdf" target="_blank">Tech Drawing</a> | [25 empty] | 39122206 | [6 empty] | <a href="https://www.lutron.com/Education-Training/Tools/Pages/InstallDimmer.aspx?syst=Dimmers+%26+Switches&prodn=Ariadni%c2%ae+%2f+Toggler%c2%ae+dimmer" target="_blank">Product Video Clip</a> | [6 empty] | <a href="https://www.lutron.com/TechnicalDocumentLibrary/369-119_Wallbox_Warranty.pdf" target="_blank">Warranty Information</a> |  |  |  |  | 0.250 L | [14 empty] | 0 | 0 | 0 | 0 | Lighting Fixtures | 2016-07-15 11:39 | 2024-07-20 11:01 | 0000-00-00 00:00:00 | 2024-07-20 11:01 | 0000-00-00 00:00:00 | [6 empty] | Black
1 | Lutron Electronics | AY-103P-BL | 4460-520 | 4460 | 520 | Lutron Electronics | AY-103P-BL.jpg | 27557190367 | ARIADNI 1000W PRESET 3WY BOXED BLACK | Ariadni Dimmer, Incandescent/Halogen, 3-way, preset, 120V/1000W in black |  | 2.3 | 4.5 |  | AY-103P-BL.jpg | http://grandbrass.xologic.com/vendors/4460/large/AY-103P-BL.jpg | [47 empty] | 0 | 0 | 0 | [6 empty] | 0 | 1 | 1 | EA | 1 | Lighting Controls | [7 empty] | Black | [16 empty] | Traditional |  |  | Dimmers | [242 empty] | <a href="https://www.lutron.com/TechnicalDocumentLibrary/0301689.pdf" target="_blank">Installation Instructions</a> | [23 empty] | 2.000 DW |  |  | 2.3000 IN | [89 empty] | 1.000 EA | 1.000 EA | [35 empty] | No | [42 empty] | https://assets.lutron.com/a/documents/spec%20guide%20volume%201%20with%20addendums.pdf#page=50 | [7 empty] | Shelf Stock | [13 empty] | <a href="https://www.lutron.com/TechnicalDocumentLibrary/368-4493_Page_5.pdf" target="_blank">Tech Drawing</a> | [25 empty] | 39122206 | [6 empty] | <a href="https://www.lutron.com/Education-Training/Tools/Pages/InstallDimmer.aspx?syst=Dimmers+%26+Switches&prodn=Ariadni%c2%ae+%2f+Toggler%c2%ae+dimmer" target="_blank">Product Video Clip</a> | [6 empty] | <a href="https://www.lutron.com/TechnicalDocumentLibrary/369-119_Wallbox_Warranty.pdf" target="_blank">Warranty Information</a> |  |  |  |  | 0.150 L | [14 empty] | 0 | 0 | 0 | 0 | Lighting Fixtures | 2016-07-15 11:39 | 2024-07-20 11:02 | 0000-00-00 00:00:00 | 2024-07-20 11:02 | 0000-00-00 00:00:00 | [6 empty] | Black
1 | Lutron Electronics | AY-10PH-BL | 4460-521 | 4460 | 521 | Lutron Electronics | AY-10PH-BL.jpg | 27557190374 | ARIADNI 1000W S-POLE PSET CLAMSHELL BL | Ariadni Dimmer, Incandescent/Halogen, Single-pole, preset, 120V/1000W clamshell packaging in black |  | 4.1 | 6.1 |  | AY-10PH-BL.jpg | http://grandbrass.xologic.com/vendors/4460/large/AY-10PH-BL.jpg | [47 empty] | 0 | 0 | 0 | [6 empty] | 0 | 1 | 1 | EA | 1 | Lighting Controls | [7 empty] | Black | [16 empty] | Traditional |  |  | Dimmers | [242 empty] | <a href="https://www.lutron.com/TechnicalDocumentLibrary/0301689.pdf" target="_blank">Installation Instructions</a> | [23 empty] | 2.000 DW |  |  | 2.3000 IN | [89 empty] | 1.000 EA | 1.000 EA | [35 empty] | No | [42 empty] | https://assets.lutron.com/a/documents/spec%20guide%20volume%201%20with%20addendums.pdf#page=50 | [7 empty] | Shelf Stock | [13 empty] | <a href="https://www.lutron.com/TechnicalDocumentLibrary/368-4493_Page_2.pdf" target="_blank">Tech Drawing</a> | [25 empty] | 39122206 | [6 empty] | <a href="https://www.lutron.com/Education-Training/Tools/Pages/InstallDimmer.aspx?syst=Dimmers+%26+Switches&prodn=Ariadni%c2%ae+%2f+Toggler%c2%ae+dimmer" target="_blank">Product Video Clip</a> | [6 empty] | <a href="https://www.lutron.com/TechnicalDocumentLibrary/369-119_Wallbox_Warranty.pdf" target="_blank">Warranty Information</a> |  |  |  |  | 0.300 L | [14 empty] | 0 | 0 | 0 | 0 | Lighting Fixtures | 2016-07-15 11:39 | 2024-07-20 11:00 | 0000-00-00 00:00:00 | 2024-07-20 11:00 | 0000-00-00 00:00:00 | [6 empty] | Black
1 | Lutron Electronics | AY-103PH-BL | 4460-522 | 4460 | 522 | Lutron Electronics | AY-103PH-BL.jpg | 27557190381 | ARIADNI 1000W PRESET 3WY CLAMSHELL BLACK | Ariadni Dimmer, Incandescent/Halogen, 3-way, preset, 120V/1000W clamshell packaging in black |  | 2.4 | 5.8 |  | AY-103PH-BL.jpg | http://grandbrass.xologic.com/vendors/4460/large/AY-103PH-BL.jpg | [47 empty] | 0 | 0 | 0 | [6 empty] | 0 | 1 | 1 | EA | 1 | Lighting Controls | [7 empty] | Black | [16 empty] | Traditional |  |  | Dimmers | [242 empty] | <a href="https://www.lutron.com/TechnicalDocumentLibrary/0301689.pdf" target="_blank">Installation Instructions</a> | [23 empty] | 2.000 DW |  |  | 4.0000 IN | [89 empty] | 1.000 EA | 1.000 EA | [35 empty] | No | [42 empty] | https://assets.lutron.com/a/documents/spec%20guide%20volume%201%20with%20addendums.pdf#page=50 | [7 empty] | Shelf Stock | [13 empty] | <a href="https://www.lutron.com/TechnicalDocumentLibrary/368-4493_Page_5.pdf" target="_blank">Tech Drawing</a> | [25 empty] | 39122206 | [6 empty] | <a href="https://www.lutron.com/Education-Training/Tools/Pages/InstallDimmer.aspx?syst=Dimmers+%26+Switches&prodn=Ariadni%c2%ae+%2f+Toggler%c2%ae+dimmer" target="_blank">Product Video Clip</a> | [6 empty] | <a href="https://www.lutron.com/TechnicalDocumentLibrary/369-119_Wallbox_Warranty.pdf" target="_blank">Warranty Information</a> |  |  |  |  | 0.280 L | [14 empty] | 0 | 0 | 0 | 0 | Lighting Fixtures | 2016-07-15 11:39 | 2024-07-20 11:02 | 0000-00-00 00:00:00 | 2024-07-20 11:02 | 0000-00-00 00:00:00 | [6 empty] | Black
1 | Lutron Electronics | AYLV-600P-BL | 4460-523 | 4460 | 523 | Lutron Electronics | AYLV-600P-BL.jpg | 27557190398 | ARIADNI 600VA S-POLE PRESET | Ariadni Dimmer, Magnetic Low-Voltage, Single-pole, preset, 120V/600VA (450W) in black |  | 2.3 | 4.5 |  | AYLV-600P-BL.jpg | http://grandbrass.xologic.com/vendors/4460/large/AYLV-600P-BL.jpg | [47 empty] | 0 | 0 | 0 | [6 empty] | 0 | 1 | 1 | EA | 1 | Lighting Controls | [7 empty] | Black | [16 empty] | Traditional |  |  | Dimmers | [242 empty] | <a href="https://www.lutron.com/TechnicalDocumentLibrary/0301273.pdf" target="_blank">Installation Instructions</a> | [23 empty] | 10.000 DW |  |  | 2.3000 IN | [89 empty] | 1.000 EA | 1.000 EA | [35 empty] | No | [42 empty] | https://assets.lutron.com/a/documents/spec%20guide%20volume%201%20with%20addendums.pdf#page=50 | [7 empty] | Shelf Stock | [13 empty] | <a href="https://www.lutron.com/TechnicalDocumentLibrary/368-4493_Page_1.pdf" target="_blank">Tech Drawing</a> | [25 empty] | 39122206 | [6 empty] | <a href="https://www.lutron.com/Education-Training/Tools/Pages/InstallDimmer.aspx?syst=Dimmers+%26+Switches&prodn=Ariadni%c2%ae+%2f+Toggler%c2%ae+dimmer" target="_blank">Product Video Clip</a> | [6 empty] | <a href="https://www.lutron.com/TechnicalDocumentLibrary/369-119_Wallbox_Warranty.pdf" target="_blank">Warranty Information</a> |  |  |  |  | 0.250 L | [14 empty] | 0 | 0 | 0 | 0 | Lighting Fixtures | 2016-07-15 11:39 | 2024-07-20 11:03 | 0000-00-00 00:00:00 | 2024-07-20 11:03 | 0000-00-00 00:00:00 | [6 empty] | Black
1 | Lutron Electronics | AYLV-603P-BL | 4460-524 | 4460 | 524 | Lutron Electronics | AYLV-603P-BL.jpg | 27557190404 | ARIADNI 600VA 3WAY PRESET BOXED BLACK | Ariadni Dimmer, Magnetic Low-Voltage, 3-way, preset, 120V/600VA (450W) in black |  | 2.3 | 4.5 |  | AYLV-603P-BL.jpg | http://grandbrass.xologic.com/vendors/4460/large/AYLV-603P-BL.jpg | [47 empty] | 0 | 0 | 0 | [6 empty] | 0 | 1 | 1 | EA | 1 | Lighting Controls | [7 empty] | Black | [16 empty] | Traditional |  |  | Dimmers | [242 empty] | <a href="https://www.lutron.com/TechnicalDocumentLibrary/0301287.pdf" target="_blank">Installation Instructions</a> | [23 empty] | 10.000 DW |  |  | 2.3000 IN | [89 empty] | 1.000 EA | 1.000 EA | [35 empty] | No | [42 empty] | https://assets.lutron.com/a/documents/spec%20guide%20volume%201%20with%20addendums.pdf#page=50 | [7 empty] | Shelf Stock | [13 empty] | <a href="https://www.lutron.com/TechnicalDocumentLibrary/368-4493_Page_7.pdf" target="_blank">Tech Drawing</a> | [25 empty] | 39122206 | [6 empty] | <a href="https://www.lutron.com/Education-Training/Tools/Pages/InstallDimmer.aspx?syst=Dimmers+%26+Switches&prodn=Ariadni%c2%ae+%2f+Toggler%c2%ae+dimmer" target="_blank">Product Video Clip</a> | [6 empty] | <a href="https://www.lutron.com/TechnicalDocumentLibrary/369-119_Wallbox_Warranty.pdf" target="_blank">Warranty Information</a> |  |  |  |  | 0.200 L | [14 empty] | 0 | 0 | 0 | 0 | Lighting Fixtures | 2016-07-15 11:39 | 2024-07-20 11:03 | 0000-00-00 00:00:00 | 2024-07-20 11:03 | 0000-00-00 00:00:00 | [6 empty] | Black
1 | Lutron Electronics | C-1500-BE | 4460-532 | 4460 | 532 | Lutron Electronics | C-1500-BE.jpg | 27557300704 | CENTURION INC 1500W DIMMER BE | Centurion Dimmer, Incandescent/Halogen, Single-pole (large control), 120V/1500W in beige |  | 5.3 | 5.3 |  | C-1500-BE.jpg | http://grandbrass.xologic.com/vendors/4460/large/C-1500-BE.jpg | [47 empty] | 0 | 0 | 0 | [6 empty] | 0 | 1 | 1 | EA | 1 | Lighting Controls | [7 empty] | White | [16 empty] | Traditional |  |  | Dimmers | [242 empty] | <a href="https://www.lutron.com/TechnicalDocumentLibrary/030088E.pdf" target="_blank">Installation Instructions</a> | [23 empty] | 10.000 DW |  |  | 4.0000 IN | [89 empty] | 1.000 EA | 1.000 EA | [35 empty] | No | [42 empty] | https://www.lutron.com/TechnicalDocumentLibrary/cent.pdf | [7 empty] | Shelf Stock | [13 empty] | <a href="https://www.lutron.com/TechnicalDocumentLibrary/368-4493_Page_2.pdf" target="_blank">Tech Drawing</a> | [25 empty] | 39122206 | [13 empty] | <a href="https://www.lutron.com/TechnicalDocumentLibrary/369-119_Wallbox_Warranty.pdf" target="_blank">Warranty Information</a> |  |  |  |  | 0.900 L | [14 empty] | 0 | 0 | 0 | 0 | Lighting Fixtures | 2016-07-15 11:39 | 2024-07-20 11:00 | 0000-00-00 00:00:00 | 2024-07-20 11:00 | 0000-00-00 00:00:00 | [6 empty] | Beige
1 | Lutron Electronics | C-2000-BE | 4460-533 | 4460 | 533 | Lutron Electronics | C-2000-BE.jpg | 27557301008 | CENTURION INC 2000W DIMMER BE | Centurion Dimmer, Incandescent/Halogen, Single-pole (large control), 120V/2000W in beige |  | 5.4 | 3.9 |  | C-2000-BE.jpg | http://grandbrass.xologic.com/vendors/4460/large/C-2000-BE.jpg | [47 empty] | 0 | 0 | 0 | [6 empty] | 0 | 1 | 1 | EA | 1 | Lighting Controls | [7 empty] | White | [16 empty] | Traditional |  |  | Dimmers | [242 empty] | <a href="https://www.lutron.com/TechnicalDocumentLibrary/030088E.pdf" target="_blank">Installation Instructions</a> | [23 empty] | 10.000 DW |  |  | 5.3000 IN | [89 empty] | 1.000 EA | 1.000 EA | [35 empty] | No | [42 empty] | https://www.lutron.com/TechnicalDocumentLibrary/cent.pdf | [7 empty] | Shelf Stock | [13 empty] | <a href="https://www.lutron.com/TechnicalDocumentLibrary/368-4493_Page_2.pdf" target="_blank">Tech Drawing</a> | [25 empty] | 39122206 | [13 empty] | <a href="https://www.lutron.com/TechnicalDocumentLibrary/369-119_Wallbox_Warranty.pdf" target="_blank">Warranty Information</a> |  |  |  |  | 0.800 L | [14 empty] | 0 | 0 | 0 | 0 | Lighting Fixtures | 2016-07-15 11:39 | 2024-07-20 11:02 | 0000-00-00 00:00:00 | 2024-07-20 11:02 | 0000-00-00 00:00:00 | [6 empty] | Beige
1 | Lutron Electronics | SF-103P-WH | 4460-534 | 4460 | 534 | Lutron Electronics | SF-103P-WH.jpg | 27557310505 | SKYLARK FLUOR 120V 1-10LP 3WY WHITE | Skylark Dimmer with On/Off Switch, Fluorescent or LED Dimming with 3-Wire Ballasts and Drivers, 3-way, preset, 120V/8A in white |  | 2.3 | 4.5 |  | SF-103P-WH.jpg | http://grandbrass.xologic.com/vendors/4460/large/SF-103P-WH.jpg | [47 empty] | 0 | 0 | 0 | [6 empty] | 0 | 1 | 1 | EA | 1 | Lighting Controls | [7 empty] | White | [16 empty] | Traditional |  |  | Dimmers | [242 empty] | <a href="https://www.lutron.com/TechnicalDocumentLibrary/032047c.pdf" target="_blank">Installation Instructions</a> | [23 empty] | 10.000 DW |  |  | 2.3000 IN | [89 empty] | 1.000 EA | 1.000 EA | [35 empty] | No | [42 empty] | https://www.lutron.com/technicaldocumentlibrary/spec%20guide%20volume%201%20with%20addendums.pdf#page=20 | [7 empty] | Shelf Stock | [13 empty] | <a href="https://www.lutron.com/TechnicalDocumentLibrary/368-4493_Page_37.pdf" target="_blank">Tech Drawing</a> | [25 empty] | 39122206 | [13 empty] | <a href="https://www.lutron.com/TechnicalDocumentLibrary/369-119_Wallbox_Warranty.pdf" target="_blank">Warranty Information</a> |  |  |  |  | 0.320 L | [14 empty] | 0 | 0 | 0 | 0 | Lighting Fixtures | 2016-07-15 11:39 | 2024-07-20 11:00 | 0000-00-00 00:00:00 | 2024-07-20 11:00 | 0000-00-00 00:00:00 | [6 empty] | White
1 | Lutron Electronics | SF-103P-IV | 4460-535 | 4460 | 535 | Lutron Electronics | SF-103P-IV.jpg | 27557310550 | SKYLARK FLUOR 120V 1-10LP 3WY IVORY | Skylark Dimmer with On/Off Switch, Fluorescent or LED Dimming with 3-Wire Ballasts and Drivers, 3-way, preset, 120V/8A in ivory |  | 2.3 | 4.5 |  | SF-103P-IV.jpg | http://grandbrass.xologic.com/vendors/4460/large/SF-103P-IV.jpg | [47 empty] | 0 | 0 | 0 | [6 empty] | 0 | 1 | 1 | EA | 1 | Lighting Controls | [7 empty] | White | [16 empty] | Traditional |  |  | Dimmers | [242 empty] | <a href="https://www.lutron.com/TechnicalDocumentLibrary/032047c.pdf" target="_blank">Installation Instructions</a> | [23 empty] | 2.000 DW |  |  | 2.3000 IN | [89 empty] | 1.000 EA | 1.000 EA | [35 empty] | No | [42 empty] | https://www.lutron.com/technicaldocumentlibrary/spec%20guide%20volume%201%20with%20addendums.pdf#page=20 | [7 empty] | Shelf Stock | [13 empty] | <a href="https://www.lutron.com/TechnicalDocumentLibrary/368-4493_Page_37.pdf" target="_blank">Tech Drawing</a> | [25 empty] | 39122206 | [13 empty] | <a href="https://www.lutron.com/TechnicalDocumentLibrary/369-119_Wallbox_Warranty.pdf" target="_blank">Warranty Information</a> |  |  |  |  | 0.320 L | [14 empty] | 0 | 0 | 0 | 0 | Lighting Fixtures | 2016-07-15 11:39 | 2024-07-20 11:01 | 0000-00-00 00:00:00 | 2024-07-20 11:01 | 0000-00-00 00:00:00 | [6 empty] | Ivory
1 | Lutron Electronics | SELV-300PH-WH | 4460-536 | 4460 | 536 | Lutron Electronics | SELV-300PH-WH.jpg | 27557319058 | SKYLARK 300W PRESET ELV WHITE | Skylark Dimmer with On/Off Switch, Electronic Low-Voltage, Single-pole, preset, 120V/300W, clamshell packaging in white |  | 4.1 | 6.1 |  | SELV-300PH-WH.jpg | http://grandbrass.xologic.com/vendors/4460/large/SELV-300PH-WH.jpg | [47 empty] | 0 | 0 | 0 | [6 empty] | 0 | 1 | 1 | EA | 1 | Lighting Controls | [7 empty] | White | [16 empty] | Traditional |  |  | Dimmers | [242 empty] | <a href="https://www.lutron.com/TechnicalDocumentLibrary/0301295.pdf" target="_blank">Installation Instructions</a> | [23 empty] | 2.000 DW |  |  | 2.8000 IN | [89 empty] | 1.000 EA | 1.000 EA | [35 empty] | No | [42 empty] | https://www.lutron.com/technicaldocumentlibrary/spec%20guide%20volume%201%20with%20addendums.pdf#page=20 | [7 empty] | Shelf Stock | [13 empty] | <a href="https://www.lutron.com/TechnicalDocumentLibrary/368-4493_Page_41.pdf" target="_blank">Tech Drawing</a> | [25 empty] | 39122206 | [13 empty] | <a href="https://www.lutron.com/TechnicalDocumentLibrary/369-119_Wallbox_Warranty.pdf" target="_blank">Warranty Information</a> |  |  |  |  | 0.400 L | [14 empty] | 0 | 0 | 0 | 0 | Lighting Fixtures | 2016-07-15 11:39 | 2024-07-20 11:00 | 0000-00-00 00:00:00 | 2024-07-20 11:00 | 0000-00-00 00:00:00 | [6 empty] | White
1 | Lutron Electronics | S2-LF-BR | 4460-556 | 4460 | 556 | Lutron Electronics | S2-LF-BR.jpg | 27557328128 | SKYLARK DUAL FAN/LIGHT BROWN | Skylark Fan/Light Control, Single-pole, fully variable fan control and dimmer, 120V/300W light, 2.5A fan in brown |  | 2.3 | 4.5 |  | S2-LF-BR.jpg | http://grandbrass.xologic.com/vendors/4460/large/S2-LF-BR.jpg | [47 empty] | 0 | 0 | 0 | [6 empty] | 0 | 1 | 1 | EA | 1 | Lighting Controls | [7 empty] | Brown | [16 empty] | Traditional |  |  | Lightswitches | [242 empty] | <a href="https://www.lutron.com/TechnicalDocumentLibrary/0301992.pdf" target="_blank">Installation Instructions</a> | [23 empty] | 10.000 DW |  |  | 2.3000 IN | [89 empty] | 1.000 EA | 1.000 EA | [35 empty] | No | [42 empty] | https://www.lutron.com/technicaldocumentlibrary/spec%20guide%20volume%201%20with%20addendums.pdf#page=20 | [7 empty] | Shelf Stock | [13 empty] | <a href="https://www.lutron.com/TechnicalDocumentLibrary/368-4493_Page_30.pdf" target="_blank">Tech Drawing</a> | [25 empty] | 39122232 | [13 empty] | <a href="https://www.lutron.com/TechnicalDocumentLibrary/369-119_Wallbox_Warranty.pdf" target="_blank">Warranty Information</a> |  |  |  |  | 0.350 L | [14 empty] | 0 | 0 | 0 | 0 | Lighting Fixtures | 2016-07-15 11:40 | 2024-07-20 11:03 | 0000-00-00 00:00:00 | 2024-07-20 11:03 | 0000-00-00 00:00:00 | [6 empty] | Brown
1 | Lutron Electronics | S-1000-BR | 4460-568 | 4460 | 568 | Lutron Electronics | S-1000-BR.jpg | 27557330305 | SKYLARK INC DMR 1000W BROWN | Skylark Slide-to-Off Dimmer, Incandescent/Halogen, Single-pole, 120V/1000W in brown |  | 2.3 | 4.5 |  | S-1000-BR.jpg | http://grandbrass.xologic.com/vendors/4460/large/S-1000-BR.jpg | [47 empty] | 0 | 0 | 0 | [6 empty] | 0 | 1 | 1 | EA | 1 | Lighting Controls | [7 empty] | Brown | [16 empty] | Traditional |  |  | Dimmers | [242 empty] | <a href="https://www.lutron.com/TechnicalDocumentLibrary/0301689.pdf" target="_blank">Installation Instructions</a> | [23 empty] | 10.000 DW |  |  | 2.3000 IN | [89 empty] | 1.000 EA | 1.000 EA | [35 empty] | No | [42 empty] | https://www.lutron.com/technicaldocumentlibrary/spec%20guide%20volume%201%20with%20addendums.pdf#page=20 | [7 empty] | Shelf Stock | [13 empty] | <a href="https://www.lutron.com/TechnicalDocumentLibrary/368-4493_Page_2.pdf" target="_blank">Tech Drawing</a> | [25 empty] | 39122206 | [13 empty] | <a href="https://www.lutron.com/TechnicalDocumentLibrary/369-119_Wallbox_Warranty.pdf" target="_blank">Warranty Information</a> |  |  |  |  | 0.280 L | [14 empty] | 0 | 0 | 0 | 0 | Lighting Fixtures | 2016-07-15 11:40 | 2024-07-20 11:01 | 0000-00-00 00:00:00 | 2024-07-20 11:01 | 0000-00-00 00:00:00 | [6 empty] | Brown
1 | Lutron Electronics | S-1000-IV | 4460-569 | 4460 | 569 | Lutron Electronics | S-1000-IV.jpg | 27557330329 | SKYLARK INC DMR 1000W IVORY | Skylark Slide-to-Off Dimmer, Incandescent/Halogen, Single-pole, 120V/1000W in ivory |  | 2.3 | 4.5 |  | S-1000-IV.jpg | http://grandbrass.xologic.com/vendors/4460/large/S-1000-IV.jpg | [47 empty] | 0 | 0 | 0 | [6 empty] | 0 | 1 | 1 | EA | 1 | Lighting Controls | [7 empty] | White | [16 empty] | Traditional |  |  | Dimmers | [242 empty] | <a href="https://www.lutron.com/TechnicalDocumentLibrary/0301689.pdf" target="_blank">Installation Instructions</a> | [23 empty] | 15.000 DW |  |  | 2.3000 IN | [89 empty] | 1.000 EA | 1.000 EA | [35 empty] | No | [42 empty] | https://www.lutron.com/technicaldocumentlibrary/spec%20guide%20volume%201%20with%20addendums.pdf#page=20 | [7 empty] | Shelf Stock | [13 empty] | <a href="https://www.lutron.com/TechnicalDocumentLibrary/368-4493_Page_2.pdf" target="_blank">Tech Drawing</a> | [25 empty] | 39122206 | [13 empty] | <a href="https://www.lutron.com/TechnicalDocumentLibrary/369-119_Wallbox_Warranty.pdf" target="_blank">Warranty Information</a> |  |  |  |  | 0.280 L | [14 empty] | 0 | 0 | 0 | 0 | Lighting Fixtures | 2016-07-15 11:40 | 2024-07-20 11:04 | 0000-00-00 00:00:00 | 2024-07-20 11:04 | 0000-00-00 00:00:00 | [6 empty] | Ivory
1 | Lutron Electronics | SELV-300P-IV | 4460-570 | 4460 | 570 | Lutron Electronics | SELV-300P-IV.jpg | 27557330404 | SKYLARK 300W PRESET ELECTR LOW VOLT IV | Skylark Dimmer with On/Off Switch, Electronic Low-Voltage, Single-pole, preset, 120V/300W in ivory |  | 2.3 | 4.5 |  | SELV-300P-IV.jpg | http://grandbrass.xologic.com/vendors/4460/large/SELV-300P-IV.jpg | [47 empty] | 0 | 0 | 0 | [6 empty] | 0 | 1 | 1 | EA | 1 | Lighting Controls | [7 empty] | White | [16 empty] | Traditional |  |  | Dimmers | [242 empty] | <a href="https://www.lutron.com/TechnicalDocumentLibrary/0301295.pdf" target="_blank">Installation Instructions</a> | [23 empty] | 10.000 DW |  |  | 2.3000 IN | [89 empty] | 1.000 EA | 1.000 EA | [35 empty] | No | [42 empty] | https://www.lutron.com/technicaldocumentlibrary/spec%20guide%20volume%201%20with%20addendums.pdf#page=20 | [7 empty] | Shelf Stock | [13 empty] | <a href="https://www.lutron.com/TechnicalDocumentLibrary/368-4493_Page_41.pdf" target="_blank">Tech Drawing</a> | [25 empty] | 39122206 | [13 empty] | <a href="https://www.lutron.com/TechnicalDocumentLibrary/369-119_Wallbox_Warranty.pdf" target="_blank">Warranty Information</a> |  |  |  |  | 0.250 L | [14 empty] | 0 | 0 | 0 | 0 | Lighting Fixtures | 2016-07-15 11:40 | 2024-07-20 11:03 | 0000-00-00 00:00:00 | 2024-07-20 11:03 | 0000-00-00 00:00:00 | [6 empty] | Ivory
1 | Lutron Electronics | SELV-303P-IV | 4460-571 | 4460 | 571 | Lutron Electronics | SELV-303P-IV.jpg | 27557330428 | SKYLRK 300W 3WY PRESET ELCTR LOW VOLT IV | Skylark Dimmer with On/Off Switch, Electronic Low-Voltage, 3-way, preset, 120V/300W in ivory |  | 2.3 | 4.5 |  | SELV-303P-IV.jpg | http://grandbrass.xologic.com/vendors/4460/large/SELV-303P-IV.jpg | [47 empty] | 0 | 0 | 0 | [6 empty] | 0 | 1 | 1 | EA | 1 | Lighting Controls | [7 empty] | White | [16 empty] | Traditional |  |  | Dimmers | [242 empty] | <a href="https://www.lutron.com/TechnicalDocumentLibrary/0301295.pdf" target="_blank">Installation Instructions</a> | [23 empty] | 2.000 DW |  |  | 2.3000 IN | [89 empty] | 1.000 EA | 1.000 EA | [35 empty] | No | [42 empty] | https://www.lutron.com/technicaldocumentlibrary/spec%20guide%20volume%201%20with%20addendums.pdf#page=20 | [7 empty] | Shelf Stock | [13 empty] | <a href="https://www.lutron.com/TechnicalDocumentLibrary/368-4493_Page_39.pdf" target="_blank">Tech Drawing</a> | [25 empty] | 39122206 | [13 empty] | <a href="https://www.lutron.com/TechnicalDocumentLibrary/369-119_Wallbox_Warranty.pdf" target="_blank">Warranty Information</a> |  |  |  |  | 0.250 L | [14 empty] | 0 | 0 | 0 | 0 | Lighting Fixtures | 2016-07-15 11:40 | 2024-07-20 11:01 | 0000-00-00 00:00:00 | 2024-07-20 11:01 | 0000-00-00 00:00:00 | [6 empty] | Ivory
1 | Lutron Electronics | SLV-600P-BR | 4460-572 | 4460 | 572 | Lutron Electronics | SLV-600P-BR.jpg | 27557331050 | SKYLARK 600VA LV PRESET BROWN | Skylark Dimmer with On/Off Switch, Magnetic Low-Voltage, Single-pole, preset, 120V/600VA (450W) in brown |  | 2.3 | 4.5 |  | SLV-600P-BR.jpg | http://grandbrass.xologic.com/vendors/4460/large/SLV-600P-BR.jpg | [47 empty] | 0 | 0 | 0 | [6 empty] | 0 | 1 | 1 | EA | 1 | Lighting Controls | [7 empty] | Brown | [16 empty] | Traditional |  |  | Dimmers | [242 empty] | <a href="https://www.lutron.com/TechnicalDocumentLibrary/0301296.pdf" target="_blank">Installation Instructions</a> | [23 empty] | 2.000 DW |  |  | 2.3000 IN | [89 empty] | 1.000 EA | 1.000 EA | [35 empty] | No | [42 empty] | https://www.lutron.com/technicaldocumentlibrary/spec%20guide%20volume%201%20with%20addendums.pdf#page=20 | [7 empty] | Shelf Stock | [13 empty] | <a href="https://www.lutron.com/TechnicalDocumentLibrary/368-4493_Page_2.pdf" target="_blank">Tech Drawing</a> | [25 empty] | 39122206 | [13 empty] | <a href="https://www.lutron.com/TechnicalDocumentLibrary/369-119_Wallbox_Warranty.pdf" target="_blank">Warranty Information</a> |  |  |  |  | 0.250 L | [14 empty] | 0 | 0 | 0 | 0 | Lighting Fixtures | 2016-07-15 11:40 | 2024-07-20 11:00 | 0000-00-00 00:00:00 | 2024-07-20 11:00 | 0000-00-00 00:00:00 | [6 empty] | Brown
1 | Lutron Electronics | SLV-600P-BL | 4460-573 | 4460 | 573 | Lutron Electronics | SLV-600P-BL.jpg | 27557331074 | SKYLARK 600VA LV PRESET BLACK | Skylark Dimmer with On/Off Switch, Magnetic Low-Voltage, Single-pole, preset, 120V/600VA (450W) in black |  | 2.3 | 4.5 |  | SLV-600P-BL.jpg | http://grandbrass.xologic.com/vendors/4460/large/SLV-600P-BL.jpg | [47 empty] | 0 | 0 | 0 | [6 empty] | 0 | 1 | 1 | EA | 1 | Lighting Controls | [7 empty] | Black | [16 empty] | Traditional |  |  | Dimmers | [242 empty] | <a href="https://www.lutron.com/TechnicalDocumentLibrary/0301296.pdf" target="_blank">Installation Instructions</a> | [23 empty] | 10.000 DW |  |  | 2.3000 IN | [89 empty] | 1.000 EA | 1.000 EA | [35 empty] | No | [42 empty] | https://www.lutron.com/technicaldocumentlibrary/spec%20guide%20volume%201%20with%20addendums.pdf#page=20 | [7 empty] | Shelf Stock | [13 empty] | <a href="https://www.lutron.com/TechnicalDocumentLibrary/368-4493_Page_2.pdf" target="_blank">Tech Drawing</a> | [25 empty] | 39122206 | [13 empty] | <a href="https://www.lutron.com/TechnicalDocumentLibrary/369-119_Wallbox_Warranty.pdf" target="_blank">Warranty Information</a> |  |  |  |  | 0.250 L | [14 empty] | 0 | 0 | 0 | 0 | Lighting Fixtures | 2016-07-15 11:40 | 2024-07-20 11:02 | 0000-00-00 00:00:00 | 2024-07-20 11:02 | 0000-00-00 00:00:00 | [6 empty] | Black
1 | Lutron Electronics | SLV-600P-IV | 4460-574 | 4460 | 574 | Lutron Electronics | SLV-600P-IV.jpg | 27557331159 | SKYLARK 600VA LV PRESET IVORY | Skylark Dimmer with On/Off Switch, Magnetic Low-Voltage, Single-pole, preset, 120V/600VA (450W) in ivory |  | 2.3 | 4.5 |  | SLV-600P-IV.jpg | http://grandbrass.xologic.com/vendors/4460/large/SLV-600P-IV.jpg | [47 empty] | 0 | 0 | 0 | [6 empty] | 0 | 1 | 1 | EA | 1 | Lighting Controls | [7 empty] | White | [16 empty] | Traditional |  |  | Dimmers | [242 empty] | <a href="https://www.lutron.com/TechnicalDocumentLibrary/0301296.pdf" target="_blank">Installation Instructions</a> | [23 empty] | 20.000 DW |  |  | 2.3000 IN | [89 empty] | 1.000 EA | 1.000 EA | [35 empty] | No | [42 empty] | https://www.lutron.com/technicaldocumentlibrary/spec%20guide%20volume%201%20with%20addendums.pdf#page=20 | [7 empty] | Shelf Stock | [13 empty] | <a href="https://www.lutron.com/TechnicalDocumentLibrary/368-4493_Page_2.pdf" target="_blank">Tech Drawing</a> | [25 empty] | 39122206 | [13 empty] | <a href="https://www.lutron.com/TechnicalDocumentLibrary/369-119_Wallbox_Warranty.pdf" target="_blank">Warranty Information</a> |  |  |  |  | 0.250 L | [14 empty] | 0 | 0 | 0 | 0 | Lighting Fixtures | 2016-07-15 11:40 | 2024-07-20 11:02 | 0000-00-00 00:00:00 | 2024-07-20 11:02 | 0000-00-00 00:00:00 | [6 empty] | Ivory
1 | Lutron Electronics | SLV-603P-BL | 4460-575 | 4460 | 575 | Lutron Electronics | SLV-603P-BL.jpg | 27557331227 | SKYLARK 600VA 3WY PRESET BLACK | Skylark Dimmer with On/Off Switch, Magnetic Low-Voltage, 3-way, preset, 120V/600VA (450W) in black |  | 2.3 | 4.5 |  | SLV-603P-BL.jpg | http://grandbrass.xologic.com/vendors/4460/large/SLV-603P-BL.jpg | [47 empty] | 0 | 0 | 0 | [6 empty] | 0 | 1 | 1 | EA | 1 | Lighting Controls | [7 empty] | Black | [16 empty] | Traditional |  |  | Dimmers | [242 empty] | <a href="https://www.lutron.com/TechnicalDocumentLibrary/0301296.pdf" target="_blank">Installation Instructions</a> | [23 empty] | 2.000 DW |  |  | 2.3000 IN | [89 empty] | 1.000 EA | 1.000 EA | [35 empty] | No | [42 empty] | https://www.lutron.com/technicaldocumentlibrary/spec%20guide%20volume%201%20with%20addendums.pdf#page=20 | [7 empty] | Shelf Stock | [13 empty] | <a href="https://www.lutron.com/TechnicalDocumentLibrary/368-4493_Page_5.pdf" target="_blank">Tech Drawing</a> | [25 empty] | 39122206 | [13 empty] | <a href="https://www.lutron.com/TechnicalDocumentLibrary/369-119_Wallbox_Warranty.pdf" target="_blank">Warranty Information</a> |  |  |  |  | 0.250 L | [14 empty] | 0 | 0 | 0 | 0 | Lighting Fixtures | 2016-07-15 11:40 | 2024-07-20 11:01 | 0000-00-00 00:00:00 | 2024-07-20 11:01 | 0000-00-00 00:00:00 | [6 empty] | Black
1 | Lutron Electronics | SLV-603P-GR | 4460-576 | 4460 | 576 | Lutron Electronics | SLV-603P-GR.jpg | 27557331234 | SKYLARK 600VA 3WY PRESET GRAY | Skylark Dimmer with On/Off Switch, Magnetic Low-Voltage, 3-way, preset, 120V/600VA (450W) in gray |  | 2.3 | 4.5 |  | SLV-603P-GR.jpg | http://grandbrass.xologic.com/vendors/4460/large/SLV-603P-GR.jpg | [47 empty] | 0 | 0 | 0 | [6 empty] | 0 | 1 | 1 | EA | 1 | Lighting Controls | [7 empty] | Gray | [16 empty] | Traditional |  |  | Dimmers | [242 empty] | <a href="https://www.lutron.com/TechnicalDocumentLibrary/0301296.pdf" target="_blank">Installation Instructions</a> | [23 empty] | 2.000 DW |  |  | 2.3000 IN | [89 empty] | 1.000 EA | 1.000 EA | [35 empty] | No | [42 empty] | https://www.lutron.com/technicaldocumentlibrary/spec%20guide%20volume%201%20with%20addendums.pdf#page=20 | [7 empty] | Shelf Stock | [13 empty] | <a href="https://www.lutron.com/TechnicalDocumentLibrary/368-4493_Page_5.pdf" target="_blank">Tech Drawing</a> | [25 empty] | 39122206 | [13 empty] | <a href="https://www.lutron.com/TechnicalDocumentLibrary/369-119_Wallbox_Warranty.pdf" target="_blank">Warranty Information</a> |  |  |  |  | 0.250 L | [14 empty] | 0 | 0 | 0 | 0 | Lighting Fixtures | 2016-07-15 11:40 | 2024-07-20 11:01 | 0000-00-00 00:00:00 | 2024-07-20 11:01 | 0000-00-00 00:00:00 | [6 empty] | Gray
1 | Lutron Electronics | SLV-603P-IV | 4460-577 | 4460 | 577 | Lutron Electronics | SLV-603P-IV.jpg | 27557331258 | SKYLARK 600VA 3WY PRESET IVORY | Skylark Dimmer with On/Off Switch, Magnetic Low-Voltage, 3-way, preset, 120V/600VA (450W) in ivory |  | 2.3 | 4.5 |  | SLV-603P-IV.jpg | http://grandbrass.xologic.com/vendors/4460/large/SLV-603P-IV.jpg | [47 empty] | 0 | 0 | 0 | [6 empty] | 0 | 1 | 1 | EA | 1 | Lighting Controls | [7 empty] | White | [16 empty] | Traditional |  |  | Dimmers | [242 empty] | <a href="https://www.lutron.com/TechnicalDocumentLibrary/0301296.pdf" target="_blank">Installation Instructions</a> | [23 empty] | 2.000 DW |  |  | 2.3000 IN | [89 empty] | 1.000 EA | 1.000 EA | [35 empty] | No | [42 empty] | https://www.lutron.com/technicaldocumentlibrary/spec%20guide%20volume%201%20with%20addendums.pdf#page=20 | [7 empty] | Shelf Stock | [13 empty] | <a href="https://www.lutron.com/TechnicalDocumentLibrary/368-4493_Page_5.pdf" target="_blank">Tech Drawing</a> | [25 empty] | 39122206 | [13 empty] | <a href="https://www.lutron.com/TechnicalDocumentLibrary/369-119_Wallbox_Warranty.pdf" target="_blank">Warranty Information</a> |  |  |  |  | 0.250 L | [14 empty] | 0 | 0 | 0 | 0 | Lighting Fixtures | 2016-07-15 11:40 | 2024-07-20 11:02 | 0000-00-00 00:00:00 | 2024-07-20 11:02 | 0000-00-00 00:00:00 | [6 empty] | Ivory
1 | Lutron Electronics | SLV-600P-GR | 4460-578 | 4460 | 578 | Lutron Electronics | SLV-600P-GR.jpg | 27557331272 | SKYLARK 600VA LV PRESET GRAY | Skylark Dimmer with On/Off Switch, Magnetic Low-Voltage, Single-pole, preset, 120V/600VA (450W) in gray |  | 2.3 | 4.5 |  | SLV-600P-GR.jpg | http://grandbrass.xologic.com/vendors/4460/large/SLV-600P-GR.jpg | [47 empty] | 0 | 0 | 0 | [6 empty] | 0 | 1 | 1 | EA | 1 | Lighting Controls | [7 empty] | Gray | [16 empty] | Traditional |  |  | Dimmers | [242 empty] | <a href="https://www.lutron.com/TechnicalDocumentLibrary/0301296.pdf" target="_blank">Installation Instructions</a> | [23 empty] | 2.000 DW |  |  | 2.3000 IN | [89 empty] | 1.000 EA | 1.000 EA | [35 empty] | No | [42 empty] | https://www.lutron.com/technicaldocumentlibrary/spec%20guide%20volume%201%20with%20addendums.pdf#page=20 | [7 empty] | Shelf Stock | [13 empty] | <a href="https://www.lutron.com/TechnicalDocumentLibrary/368-4493_Page_2.pdf" target="_blank">Tech Drawing</a> | [25 empty] | 39122206 | [13 empty] | <a href="https://www.lutron.com/TechnicalDocumentLibrary/369-119_Wallbox_Warranty.pdf" target="_blank">Warranty Information</a> |  |  |  |  | 0.250 L | [14 empty] | 0 | 0 | 0 | 0 | Lighting Fixtures | 2016-07-15 11:40 | 2024-07-20 11:03 | 0000-00-00 00:00:00 | 2024-07-20 11:03 | 0000-00-00 00:00:00 | [6 empty] | Gray
1 | Lutron Electronics | S-1000-WH | 4460-579 | 4460 | 579 | Lutron Electronics | S-1000-WH.jpg | 27557332002 | SKYLARK INC DMR 1000W WHITE | Skylark Slide-to-Off Dimmer, Incandescent/Halogen, Single-pole, 120V/1000W in white |  | 2.3 | 4.5 |  | S-1000-WH.jpg | http://grandbrass.xologic.com/vendors/4460/large/S-1000-WH.jpg | [47 empty] | 0 | 0 | 0 | [6 empty] | 0 | 1 | 1 | EA | 1 | Lighting Controls | [7 empty] | White | [16 empty] | Traditional |  |  | Dimmers | [242 empty] | <a href="https://www.lutron.com/TechnicalDocumentLibrary/0301689.pdf" target="_blank">Installation Instructions</a> | [23 empty] | 10.000 DW |  |  | 2.3000 IN | [89 empty] | 1.000 EA | 1.000 EA | [35 empty] | No | [42 empty] | https://www.lutron.com/technicaldocumentlibrary/spec%20guide%20volume%201%20with%20addendums.pdf#page=20 | [7 empty] | Shelf Stock | [13 empty] | <a href="https://www.lutron.com/TechnicalDocumentLibrary/368-4493_Page_2.pdf" target="_blank">Tech Drawing</a> | [25 empty] | 39122206 | [13 empty] | <a href="https://www.lutron.com/TechnicalDocumentLibrary/369-119_Wallbox_Warranty.pdf" target="_blank">Warranty Information</a> |  |  |  |  | 0.280 L | [14 empty] | 0 | 0 | 0 | 0 | Lighting Fixtures | 2016-07-15 11:40 | 2024-07-20 11:00 | 0000-00-00 00:00:00 | 2024-07-20 11:00 | 0000-00-00 00:00:00 | [6 empty] | White
1 | Lutron Electronics | S-10P-WH | 4460-580 | 4460 | 580 | Lutron Electronics | S-10P-WH.jpg | 27557332309 | SKYLARK INC 1000W PRESET WHITE | Skylark Dimmer with On/Off Switch, Incandescent/Halogen, Single-pole, preset, 120V/1000W in white |  | 2.3 | 4.5 |  | S-10P-WH.jpg | http://grandbrass.xologic.com/vendors/4460/large/S-10P-WH.jpg | [47 empty] | 0 | 0 | 0 | [6 empty] | 0 | 1 | 1 | EA | 1 | Lighting Controls | [7 empty] | White | [16 empty] | Traditional |  |  | Dimmers | [242 empty] | <a href="https://www.lutron.com/TechnicalDocumentLibrary/0301689.pdf" target="_blank">Installation Instructions</a> | [23 empty] | 10.000 DW |  |  | 2.3000 IN | [89 empty] | 1.000 EA | 1.000 EA | [35 empty] | No | [42 empty] | https://www.lutron.com/technicaldocumentlibrary/spec%20guide%20volume%201%20with%20addendums.pdf#page=20 | [7 empty] | Shelf Stock | [13 empty] | <a href="https://www.lutron.com/TechnicalDocumentLibrary/368-4493_Page_2.pdf" target="_blank">Tech Drawing</a> | [25 empty] | 39122206 | [13 empty] | <a href="https://www.lutron.com/TechnicalDocumentLibrary/369-119_Wallbox_Warranty.pdf" target="_blank">Warranty Information</a> |  |  |  |  | 0.350 L | [14 empty] | 0 | 0 | 0 | 0 | Lighting Fixtures | 2016-07-15 11:41 | 2024-07-20 11:01 | 0000-00-00 00:00:00 | 2024-07-20 11:01 | 0000-00-00 00:00:00 | [6 empty] | White
1 | Lutron Electronics | S-10P-BL | 4460-581 | 4460 | 581 | Lutron Electronics | S-10P-BL.jpg | 27557332354 | SKYLARK INC 1000W PRESET BLACK | Skylark Dimmer with On/Off Switch, Incandescent/Halogen, Single-pole, preset, 120V/1000W in black |  | 2.3 | 4.5 |  | S-10P-BL.jpg | http://grandbrass.xologic.com/vendors/4460/large/S-10P-BL.jpg | [47 empty] | 0 | 0 | 0 | [6 empty] | 0 | 1 | 1 | EA | 1 | Lighting Controls | [7 empty] | Black | [16 empty] | Traditional |  |  | Dimmers | [242 empty] | <a href="https://www.lutron.com/TechnicalDocumentLibrary/0301689.pdf" target="_blank">Installation Instructions</a> | [23 empty] | 10.000 DW |  |  | 2.3000 IN | [89 empty] | 1.000 EA | 1.000 EA | [35 empty] | No | [42 empty] | https://www.lutron.com/technicaldocumentlibrary/spec%20guide%20volume%201%20with%20addendums.pdf#page=20 | [7 empty] | Shelf Stock | [13 empty] | <a href="https://www.lutron.com/TechnicalDocumentLibrary/368-4493_Page_2.pdf" target="_blank">Tech Drawing</a> | [25 empty] | 39122206 | [13 empty] | <a href="https://www.lutron.com/TechnicalDocumentLibrary/369-119_Wallbox_Warranty.pdf" target="_blank">Warranty Information</a> |  |  |  |  | 0.350 L | [14 empty] | 0 | 0 | 0 | 0 | Lighting Fixtures | 2016-07-15 11:41 | 2024-07-20 11:00 | 0000-00-00 00:00:00 | 2024-07-20 11:00 | 0000-00-00 00:00:00 | [6 empty] | Black
1 | Lutron Electronics | S-10P-BR | 4460-582 | 4460 | 582 | Lutron Electronics | S-10P-BR.jpg | 27557332408 | SKYLARK INC 1000W PRESET BROWN | Skylark Dimmer with On/Off Switch, Incandescent/Halogen, Single-pole, preset, 120V/1000W in brown |  | 2.3 | 4.5 |  | S-10P-BR.jpg | http://grandbrass.xologic.com/vendors/4460/large/S-10P-BR.jpg | [47 empty] | 0 | 0 | 0 | [6 empty] | 0 | 1 | 1 | EA | 1 | Lighting Controls | [7 empty] | Brown | [16 empty] | Traditional |  |  | Dimmers | [242 empty] | <a href="https://www.lutron.com/TechnicalDocumentLibrary/0301689.pdf" target="_blank">Installation Instructions</a> | [23 empty] | 2.000 DW |  |  | 2.3000 IN | [89 empty] | 1.000 EA | 1.000 EA | [35 empty] | No | [42 empty] | https://www.lutron.com/technicaldocumentlibrary/spec%20guide%20volume%201%20with%20addendums.pdf#page=20 | [7 empty] | Shelf Stock | [13 empty] | <a href="https://www.lutron.com/TechnicalDocumentLibrary/368-4493_Page_2.pdf" target="_blank">Tech Drawing</a> | [25 empty] | 39122206 | [13 empty] | <a href="https://www.lutron.com/TechnicalDocumentLibrary/369-119_Wallbox_Warranty.pdf" target="_blank">Warranty Information</a> |  |  |  |  | 0.350 L | [14 empty] | 0 | 0 | 0 | 0 | Lighting Fixtures | 2016-07-15 11:41 | 2024-07-20 11:03 | 0000-00-00 00:00:00 | 2024-07-20 11:03 | 0000-00-00 00:00:00 | [6 empty] | Brown
1 | Lutron Electronics | S-10P-GR | 4460-583 | 4460 | 583 | Lutron Electronics | S-10P-GR.jpg | 27557332453 | SKYLARK INC 1000W PRESET GRAY | Skylark Dimmer with On/Off Switch, Incandescent/Halogen, Single-pole, preset, 120V/1000W in gray |  | 2.3 | 4.5 |  | S-10P-GR.jpg | http://grandbrass.xologic.com/vendors/4460/large/S-10P-GR.jpg | [47 empty] | 0 | 0 | 0 | [6 empty] | 0 | 1 | 1 | EA | 1 | Lighting Controls | [7 empty] | Gray | [16 empty] | Traditional |  |  | Dimmers | [242 empty] | <a href="https://www.lutron.com/TechnicalDocumentLibrary/0301689.pdf" target="_blank">Installation Instructions</a> | [23 empty] | 2.000 DW |  |  | 2.3000 IN | [89 empty] | 1.000 EA | 1.000 EA | [35 empty] | No | [42 empty] | https://www.lutron.com/technicaldocumentlibrary/spec%20guide%20volume%201%20with%20addendums.pdf#page=20 | [7 empty] | Shelf Stock | [13 empty] | <a href="https://www.lutron.com/TechnicalDocumentLibrary/368-4493_Page_2.pdf" target="_blank">Tech Drawing</a> | [25 empty] | 39122206 | [13 empty] | <a href="https://www.lutron.com/TechnicalDocumentLibrary/369-119_Wallbox_Warranty.pdf" target="_blank">Warranty Information</a> |  |  |  |  | 0.350 L | [14 empty] | 0 | 0 | 0 | 0 | Lighting Fixtures | 2016-07-15 11:41 | 2024-07-20 11:01 | 0000-00-00 00:00:00 | 2024-07-20 11:01 | 0000-00-00 00:00:00 | [6 empty] | Gray
1 | Lutron Electronics | S-10P-IV | 4460-584 | 4460 | 584 | Lutron Electronics | S-10P-IV.jpg | 27557332507 | SKYLARK INC 1000W PRESET IVORY | Skylark Dimmer with On/Off Switch, Incandescent/Halogen, Single-pole, preset, 120V/1000W in ivory |  | 2.3 | 4.5 |  | S-10P-IV.jpg | http://grandbrass.xologic.com/vendors/4460/large/S-10P-IV.jpg | [47 empty] | 0 | 0 | 0 | [6 empty] | 0 | 1 | 1 | EA | 1 | Lighting Controls | [7 empty] | White | [16 empty] | Traditional |  |  | Dimmers | [242 empty] | <a href="https://www.lutron.com/TechnicalDocumentLibrary/0301689.pdf" target="_blank">Installation Instructions</a> | [23 empty] | 10.000 DW |  |  | 2.3000 IN | [89 empty] | 1.000 EA | 1.000 EA | [35 empty] | No | [42 empty] | https://www.lutron.com/technicaldocumentlibrary/spec%20guide%20volume%201%20with%20addendums.pdf#page=20 | [7 empty] | Shelf Stock | [13 empty] | <a href="https://www.lutron.com/TechnicalDocumentLibrary/368-4493_Page_2.pdf" target="_blank">Tech Drawing</a> | [25 empty] | 39122206 | [13 empty] | <a href="https://www.lutron.com/TechnicalDocumentLibrary/369-119_Wallbox_Warranty.pdf" target="_blank">Warranty Information</a> |  |  |  |  | 0.350 L | [14 empty] | 0 | 0 | 0 | 0 | Lighting Fixtures | 2016-07-15 11:41 | 2024-07-20 11:02 | 0000-00-00 00:00:00 | 2024-07-20 11:02 | 0000-00-00 00:00:00 | [6 empty] | Ivory
1 | Lutron Electronics | S-103P-WH | 4460-585 | 4460 | 585 | Lutron Electronics | S-103P-WH.jpg | 27557332606 | SKYLARK 1000W PRSET 3WY WHITE | Skylark Dimmer with On/Off Switch, Incandescent/Halogen, 3-way, preset, 120V/1000W in white |  | 2.3 | 4.5 |  | S-103P-WH.jpg | http://grandbrass.xologic.com/vendors/4460/large/S-103P-WH.jpg | [47 empty] | 0 | 0 | 0 | [6 empty] | 0 | 1 | 1 | EA | 1 | Lighting Controls | [7 empty] | White | [16 empty] | Traditional |  |  | Dimmers | [242 empty] | <a href="https://www.lutron.com/TechnicalDocumentLibrary/0301689.pdf" target="_blank">Installation Instructions</a> | [23 empty] | 10.000 DW |  |  | 2.3000 IN | [89 empty] | 1.000 EA | 1.000 EA | [35 empty] | No | [42 empty] | https://www.lutron.com/technicaldocumentlibrary/spec%20guide%20volume%201%20with%20addendums.pdf#page=20 | [7 empty] | Shelf Stock | [13 empty] | <a href="https://www.lutron.com/TechnicalDocumentLibrary/368-4493_Page_5.pdf" target="_blank">Tech Drawing</a> | [25 empty] | 39122206 | [13 empty] | <a href="https://www.lutron.com/TechnicalDocumentLibrary/369-119_Wallbox_Warranty.pdf" target="_blank">Warranty Information</a> |  |  |  |  | 0.200 L | [14 empty] | 0 | 0 | 0 | 0 | Lighting Fixtures | 2016-07-15 11:41 | 2024-07-20 11:00 | 0000-00-00 00:00:00 | 2024-07-20 11:00 | 0000-00-00 00:00:00 | [6 empty] | White
1 | Lutron Electronics | S-103P-BL | 4460-586 | 4460 | 586 | Lutron Electronics | S-103P-BL.jpg | 27557332651 | SKYLARK 1000W PRESET 3WY BLACK | Skylark Dimmer with On/Off Switch, Incandescent/Halogen, 3-way, preset, 120V/1000W in black |  | 2.3 | 4.5 |  | S-103P-BL.jpg | http://grandbrass.xologic.com/vendors/4460/large/S-103P-BL.jpg | [47 empty] | 0 | 0 | 0 | [6 empty] | 0 | 1 | 1 | EA | 1 | Lighting Controls | [7 empty] | Black | [16 empty] | Traditional |  |  | Dimmers | [242 empty] | <a href="https://www.lutron.com/TechnicalDocumentLibrary/0301689.pdf" target="_blank">Installation Instructions</a> | [23 empty] | 2.000 DW |  |  | 2.3000 IN | [89 empty] | 1.000 EA | 1.000 EA | [35 empty] | No | [42 empty] | https://www.lutron.com/technicaldocumentlibrary/spec%20guide%20volume%201%20with%20addendums.pdf#page=20 | [7 empty] | Shelf Stock | [13 empty] | <a href="https://www.lutron.com/TechnicalDocumentLibrary/368-4493_Page_5.pdf" target="_blank">Tech Drawing</a> | [25 empty] | 39122206 | [13 empty] | <a href="https://www.lutron.com/TechnicalDocumentLibrary/369-119_Wallbox_Warranty.pdf" target="_blank">Warranty Information</a> |  |  |  |  | 0.200 L | [14 empty] | 0 | 0 | 0 | 0 | Lighting Fixtures | 2016-07-15 11:41 | 2024-07-20 11:04 | 0000-00-00 00:00:00 | 2024-07-20 11:04 | 0000-00-00 00:00:00 | [6 empty] | Black
1 | Lutron Electronics | S-103P-BR | 4460-587 | 4460 | 587 | Lutron Electronics | S-103P-BR.jpg | 27557332705 | SKYLARK 1000W PRESET 3WY BROWN | Skylark Dimmer with On/Off Switch, Incandescent/Halogen, 3-way, preset, 120V/1000W in brown |  | 2.3 | 4.5 |  | S-103P-BR.jpg | http://grandbrass.xologic.com/vendors/4460/large/S-103P-BR.jpg | [47 empty] | 0 | 0 | 0 | [6 empty] | 0 | 1 | 1 | EA | 1 | Lighting Controls | [7 empty] | Brown | [16 empty] | Traditional |  |  | Dimmers | [242 empty] | <a href="https://www.lutron.com/TechnicalDocumentLibrary/0301689.pdf" target="_blank">Installation Instructions</a> | [23 empty] | 2.000 DW |  |  | 2.3000 IN | [89 empty] | 1.000 EA | 1.000 EA | [35 empty] | No | [42 empty] | https://www.lutron.com/technicaldocumentlibrary/spec%20guide%20volume%201%20with%20addendums.pdf#page=20 | [7 empty] | Shelf Stock | [13 empty] | <a href="https://www.lutron.com/TechnicalDocumentLibrary/368-4493_Page_5.pdf" target="_blank">Tech Drawing</a> | [25 empty] | 39122206 | [13 empty] | <a href="https://www.lutron.com/TechnicalDocumentLibrary/369-119_Wallbox_Warranty.pdf" target="_blank">Warranty Information</a> |  |  |  |  | 0.200 L | [14 empty] | 0 | 0 | 0 | 0 | Lighting Fixtures | 2016-07-15 11:41 | 2024-07-20 11:02 | 0000-00-00 00:00:00 | 2024-07-20 11:02 | 0000-00-00 00:00:00 | [6 empty] | Brown
1 | Lutron Electronics | S-103P-GR | 4460-588 | 4460 | 588 | Lutron Electronics | S-103P-GR.jpg | 27557332804 | SKYLARK 1000W PRESET 3WY GRAY | Skylark Dimmer with On/Off Switch, Incandescent/Halogen, 3-way, preset, 120V/1000W in gray |  | 2.3 | 4.5 |  | S-103P-GR.jpg | http://grandbrass.xologic.com/vendors/4460/large/S-103P-GR.jpg | [47 empty] | 0 | 0 | 0 | [6 empty] | 0 | 1 | 1 | EA | 1 | Lighting Controls | [7 empty] | Gray | [16 empty] | Traditional |  |  | Dimmers | [242 empty] | <a href="https://www.lutron.com/TechnicalDocumentLibrary/0301689.pdf" target="_blank">Installation Instructions</a> | [23 empty] | 2.000 DW |  |  | 2.3000 IN | [89 empty] | 1.000 EA | 1.000 EA | [35 empty] | No | [42 empty] | https://www.lutron.com/technicaldocumentlibrary/spec%20guide%20volume%201%20with%20addendums.pdf#page=20 | [7 empty] | Shelf Stock | [13 empty] | <a href="https://www.lutron.com/TechnicalDocumentLibrary/368-4493_Page_5.pdf" target="_blank">Tech Drawing</a> | [25 empty] | 39122206 | [13 empty] | <a href="https://www.lutron.com/TechnicalDocumentLibrary/369-119_Wallbox_Warranty.pdf" target="_blank">Warranty Information</a> |  |  |  |  | 0.200 L | [14 empty] | 0 | 0 | 0 | 0 | Lighting Fixtures | 2016-07-15 11:41 | 2024-07-20 11:02 | 0000-00-00 00:00:00 | 2024-07-20 11:02 | 0000-00-00 00:00:00 | [6 empty] | Gray
1 | Lutron Electronics | S-103P-IV | 4460-589 | 4460 | 589 | Lutron Electronics | S-103P-IV.jpg | 27557332859 | SKYLARK 1000W PRESET 3WY IV | Skylark Dimmer with On/Off Switch, Incandescent/Halogen, 3-way, preset, 120V/1000W in ivory |  | 2.3 | 4.5 |  | S-103P-IV.jpg | http://grandbrass.xologic.com/vendors/4460/large/S-103P-IV.jpg | [47 empty] | 0 | 0 | 0 | [6 empty] | 0 | 1 | 1 | EA | 1 | Lighting Controls | [7 empty] | White | [16 empty] | Traditional |  |  | Dimmers | [242 empty] | <a href="https://www.lutron.com/TechnicalDocumentLibrary/0301689.pdf" target="_blank">Installation Instructions</a> | [23 empty] | 2.000 DW |  |  | 2.3000 IN | [89 empty] | 1.000 EA | 1.000 EA | [35 empty] | No | [42 empty] | https://www.lutron.com/technicaldocumentlibrary/spec%20guide%20volume%201%20with%20addendums.pdf#page=20 | [7 empty] | Shelf Stock | [13 empty] | <a href="https://www.lutron.com/TechnicalDocumentLibrary/368-4493_Page_5.pdf" target="_blank">Tech Drawing</a> | [25 empty] | 39122206 | [13 empty] | <a href="https://www.lutron.com/TechnicalDocumentLibrary/369-119_Wallbox_Warranty.pdf" target="_blank">Warranty Information</a> |  |  |  |  | 0.200 L | [14 empty] | 0 | 0 | 0 | 0 | Lighting Fixtures | 2016-07-15 11:41 | 2024-07-20 11:02 | 0000-00-00 00:00:00 | 2024-07-20 11:02 | 0000-00-00 00:00:00 | [6 empty] | Ivory
4 | Lutron Electronics | NTR-15-IG-OR-WH | 4460-599 | 4460 | 599 | Lutron Electronics | NTR-15-IG-OR-WH.jpg | 27557346955 | 15A NOVA T ISLTD GRND RCPTCL ORNG FCE WH | Duplex isolated ground 15 A receptacle, 125V/15A in white |  | 5.2 | 5.4 |  | NTR-15-IG-OR-WH.jpg | http://grandbrass.xologic.com/vendors/4460/large/NTR-15-IG-OR-WH.jpg | [47 empty] | 0 | 0 | 0 | [6 empty] | 0 | 1 | 1 | EA | 1 | Lighting Controls |  |  | Electrical Distribution Equipment |  | Receptacles |  | Electrical Receptacles | White | [19 empty] | Other Lighting Controls | [242 empty] | <a href="https://www.lutron.com/TechnicalDocumentLibrary/0301636.pdf" target="_blank">Installation Instructions</a> | [23 empty] | 5.000 DW |  |  | 4.0000 IN | [7 empty] | <a href="https://www.lutron.com/TechnicalDocumentLibrary/NovaT_Accessories.pdf" target="_blank">Line Drawing</a> | [81 empty] | 1.000 EA | 1.000 EA | [35 empty] | No | [42 empty] | https://assets.lutron.com/a/documents/spec%20guide%20volume%201%20with%20addendums.pdf#page=78 | [7 empty] | Shelf Stock | [13 empty] | <a href="https://www.lutron.com/TechnicalDocumentLibrary/368-4493_Page_20.pdf" target="_blank">Tech Drawing</a> | [25 empty] | 39121406 | [13 empty] | <a href="https://www.lutron.com/TechnicalDocumentLibrary/369-119_Wallbox_Warranty.pdf" target="_blank">Warranty Information</a> |  |  |  |  | 0.400 L | [14 empty] | 0 | 0 | 0 | 0 | Electrical | 2016-07-15 11:41 | 2024-07-20 11:02 | 0000-00-00 00:00:00 | 2025-11-29 02:00 | 0000-00-00 00:00:00 | [6 empty] | White
4 | Lutron Electronics | NTR-15-IG-OR-BE | 4460-600 | 4460 | 600 | Lutron Electronics | NTR-15-IG-OR-BE.jpg | 27557346979 | 15A NOVA T ISLTD GRND RCPTCL ORNG FCE BE | Duplex isolated ground 15 A receptacle, 125V/15A in beige |  | 5.2 | 5.4 |  | NTR-15-IG-OR-BE.jpg | http://grandbrass.xologic.com/vendors/4460/large/NTR-15-IG-OR-BE.jpg | [47 empty] | 0 | 0 | 0 | [6 empty] | 0 | 1 | 1 | EA | 1 | Lighting Controls |  |  | Electrical Distribution Equipment |  | Receptacles |  | Electrical Receptacles | White | [19 empty] | Other Lighting Controls | [242 empty] | <a href="https://www.lutron.com/TechnicalDocumentLibrary/0301636.pdf" target="_blank">Installation Instructions</a> | [23 empty] | 10.000 DW |  |  | 4.0000 IN | [7 empty] | <a href="https://www.lutron.com/TechnicalDocumentLibrary/NovaT_Accessories.pdf" target="_blank">Line Drawing</a> | [81 empty] | 1.000 EA | 1.000 EA | [35 empty] | No | [42 empty] | https://assets.lutron.com/a/documents/spec%20guide%20volume%201%20with%20addendums.pdf#page=78 | [7 empty] | Shelf Stock | [13 empty] | <a href="https://www.lutron.com/TechnicalDocumentLibrary/368-4493_Page_20.pdf" target="_blank">Tech Drawing</a> | [25 empty] | 39121406 | [13 empty] | <a href="https://www.lutron.com/TechnicalDocumentLibrary/369-119_Wallbox_Warranty.pdf" target="_blank">Warranty Information</a> |  |  |  |  | 0.400 L | [14 empty] | 0 | 0 | 0 | 0 | Electrical | 2016-07-15 11:41 | 2024-07-20 11:02 | 0000-00-00 00:00:00 | 2025-11-29 02:00 | 0000-00-00 00:00:00 | [6 empty] | Beige
4 | Lutron Electronics | NTR-15-IG-OR-IV | 4460-601 | 4460 | 601 | Lutron Electronics | NTR-15-IG-OR-IV.jpg | 27557346993 | 15A NOVA T ISLTD GRND RCPTCL ORNG FCE IV | Duplex isolated ground 15 A receptacle, 125V/15A in ivory |  | 5.2 | 5.4 |  | NTR-15-IG-OR-IV.jpg | http://grandbrass.xologic.com/vendors/4460/large/NTR-15-IG-OR-IV.jpg | [47 empty] | 0 | 0 | 0 | [6 empty] | 0 | 1 | 1 | EA | 1 | Lighting Controls |  |  | Electrical Distribution Equipment |  | Receptacles |  | Electrical Receptacles | White | [19 empty] | Other Lighting Controls | [242 empty] | <a href="https://www.lutron.com/TechnicalDocumentLibrary/0301636.pdf" target="_blank">Installation Instructions</a> | [23 empty] | 10.000 DW |  |  | 4.0000 IN | [7 empty] | <a href="https://www.lutron.com/TechnicalDocumentLibrary/NovaT_Accessories.pdf" target="_blank">Line Drawing</a> | [81 empty] | 1.000 EA | 1.000 EA | [35 empty] | No | [42 empty] | https://assets.lutron.com/a/documents/spec%20guide%20volume%201%20with%20addendums.pdf#page=78 | [7 empty] | Shelf Stock | [13 empty] | <a href="https://www.lutron.com/TechnicalDocumentLibrary/368-4493_Page_20.pdf" target="_blank">Tech Drawing</a> | [25 empty] | 39121406 | [13 empty] | <a href="https://www.lutron.com/TechnicalDocumentLibrary/369-119_Wallbox_Warranty.pdf" target="_blank">Warranty Information</a> |  |  |  |  | 0.400 L | [14 empty] | 0 | 0 | 0 | 0 | Electrical | 2016-07-15 11:41 | 2024-07-20 11:01 | 0000-00-00 00:00:00 | 2025-11-29 02:00 | 0000-00-00 00:00:00 | [6 empty] | Ivory
4 | Lutron Electronics | NTR-15-IG-OR-GR | 4460-602 | 4460 | 602 | Lutron Electronics | NTR-15-IG-OR-GR.jpg | 27557347013 | 15A NOVA T ISLTD GRND RCPTCL ORNG FCE GR | Duplex isolated ground 15 A receptacle, 125V/15A in gray |  | 5.2 | 5.4 |  | NTR-15-IG-OR-GR.jpg | http://grandbrass.xologic.com/vendors/4460/large/NTR-15-IG-OR-GR.jpg | [47 empty] | 0 | 0 | 0 | [6 empty] | 0 | 1 | 1 | EA | 1 | Lighting Controls |  |  | Electrical Distribution Equipment |  | Receptacles |  | Electrical Receptacles | Gray | [19 empty] | Other Lighting Controls | [242 empty] | <a href="https://www.lutron.com/TechnicalDocumentLibrary/0301636.pdf" target="_blank">Installation Instructions</a> | [23 empty] | 10.000 DW |  |  | 4.0000 IN | [7 empty] | <a href="https://www.lutron.com/TechnicalDocumentLibrary/NovaT_Accessories.pdf" target="_blank">Line Drawing</a> | [81 empty] | 1.000 EA | 1.000 EA | [35 empty] | No | [42 empty] | https://assets.lutron.com/a/documents/spec%20guide%20volume%201%20with%20addendums.pdf#page=78 | [7 empty] | Shelf Stock | [13 empty] | <a href="https://www.lutron.com/TechnicalDocumentLibrary/368-4493_Page_20.pdf" target="_blank">Tech Drawing</a> | [25 empty] | 39121406 | [13 empty] | <a href="https://www.lutron.com/TechnicalDocumentLibrary/369-119_Wallbox_Warranty.pdf" target="_blank">Warranty Information</a> |  |  |  |  | 0.400 L | [14 empty] | 0 | 0 | 0 | 0 | Electrical | 2016-07-15 11:41 | 2024-07-20 11:03 | 0000-00-00 00:00:00 | 2025-11-29 02:00 | 0000-00-00 00:00:00 | [6 empty] | Gray
4 | Lutron Electronics | NTR-15-IG-OR-BR | 4460-603 | 4460 | 603 | Lutron Electronics | NTR-15-IG-OR-BR.jpg | 27557347037 | 15A NOVA T ISLTD GRND RCPTCL ORNG FCE BR | Duplex isolated ground 15 A receptacle, 125V/15A in brown |  | 5.2 | 5.4 |  | NTR-15-IG-OR-BR.jpg | http://grandbrass.xologic.com/vendors/4460/large/NTR-15-IG-OR-BR.jpg | [47 empty] | 0 | 0 | 0 | [6 empty] | 0 | 1 | 1 | EA | 1 | Lighting Controls |  |  | Electrical Distribution Equipment |  | Receptacles |  | Electrical Receptacles | Brown | [19 empty] | Other Lighting Controls | [242 empty] | <a href="https://www.lutron.com/TechnicalDocumentLibrary/0301636.pdf" target="_blank">Installation Instructions</a> | [23 empty] | 10.000 DW |  |  | 4.0000 IN | [7 empty] | <a href="https://www.lutron.com/TechnicalDocumentLibrary/NovaT_Accessories.pdf" target="_blank">Line Drawing</a> | [81 empty] | 1.000 EA | 1.000 EA | [35 empty] | No | [42 empty] | https://assets.lutron.com/a/documents/spec%20guide%20volume%201%20with%20addendums.pdf#page=78 | [7 empty] | Shelf Stock | [13 empty] | <a href="https://www.lutron.com/TechnicalDocumentLibrary/368-4493_Page_20.pdf" target="_blank">Tech Drawing</a> | [25 empty] | 39121406 | [13 empty] | <a href="https://www.lutron.com/TechnicalDocumentLibrary/369-119_Wallbox_Warranty.pdf" target="_blank">Warranty Information</a> |  |  |  |  | 0.400 L | [14 empty] | 0 | 0 | 0 | 0 | Electrical | 2016-07-15 11:41 | 2024-07-20 11:00 | 0000-00-00 00:00:00 | 2025-11-29 02:00 | 0000-00-00 00:00:00 | [6 empty] | Brown
4 | Lutron Electronics | NTR-15-IG-OR-BL | 4460-604 | 4460 | 604 | Lutron Electronics | NTR-15-IG-OR-BL.jpg | 27557347051 | 15A NOVA T ISLTD GRND RCPTCL ORNG FCE BL | Duplex isolated ground 15 A receptacle, 125V/15A in black |  | 5.2 | 5.4 |  | NTR-15-IG-OR-BL.jpg | http://grandbrass.xologic.com/vendors/4460/large/NTR-15-IG-OR-BL.jpg | [47 empty] | 0 | 0 | 0 | [6 empty] | 0 | 1 | 1 | EA | 1 | Lighting Controls |  |  | Electrical Distribution Equipment |  | Receptacles |  | Electrical Receptacles | Black | [19 empty] | Other Lighting Controls | [242 empty] | <a href="https://www.lutron.com/TechnicalDocumentLibrary/0301636.pdf" target="_blank">Installation Instructions</a> | [23 empty] | 5.000 DW |  |  | 4.0000 IN | [7 empty] | <a href="https://www.lutron.com/TechnicalDocumentLibrary/NovaT_Accessories.pdf" target="_blank">Line Drawing</a> | [81 empty] | 1.000 EA | 1.000 EA | [35 empty] | No | [42 empty] | https://assets.lutron.com/a/documents/spec%20guide%20volume%201%20with%20addendums.pdf#page=78 | [7 empty] | Shelf Stock | [13 empty] | <a href="https://www.lutron.com/TechnicalDocumentLibrary/368-4493_Page_20.pdf" target="_blank">Tech Drawing</a> | [25 empty] | 39121406 | [13 empty] | <a href="https://www.lutron.com/TechnicalDocumentLibrary/369-119_Wallbox_Warranty.pdf" target="_blank">Warranty Information</a> |  |  |  |  | 0.400 L | [14 empty] | 0 | 0 | 0 | 0 | Electrical | 2016-07-15 11:41 | 2024-07-20 11:04 | 0000-00-00 00:00:00 | 2025-11-29 02:00 | 0000-00-00 00:00:00 | [6 empty] | Black
4 | Lutron Electronics | NTR-15-IG-OR-TP | 4460-605 | 4460 | 605 | Lutron Electronics | NTR-15-IG-OR-TP.jpg | 27557347075 | 15A NOVA T ISLTD GRND RCPTCL ORNG FCE TP | Duplex isolated ground 15 A receptacle, 125V/15A in taupe |  | 5.2 | 5.4 |  | NTR-15-IG-OR-TP.jpg | http://grandbrass.xologic.com/vendors/4460/large/NTR-15-IG-OR-TP.jpg | [47 empty] | 0 | 0 | 0 | [6 empty] | 0 | 1 | 1 | EA | 1 | Lighting Controls |  |  | Electrical Distribution Equipment |  | Receptacles |  | Electrical Receptacles | [20 empty] | Other Lighting Controls | [242 empty] | <a href="https://www.lutron.com/TechnicalDocumentLibrary/0301636.pdf" target="_blank">Installation Instructions</a> | [23 empty] | 10.000 DW |  |  | 4.0000 IN | [7 empty] | <a href="https://www.lutron.com/TechnicalDocumentLibrary/NovaT_Accessories.pdf" target="_blank">Line Drawing</a> | [81 empty] | 1.000 EA | 1.000 EA | [35 empty] | No | [42 empty] | https://assets.lutron.com/a/documents/spec%20guide%20volume%201%20with%20addendums.pdf#page=78 | [7 empty] | Shelf Stock | [13 empty] | <a href="https://www.lutron.com/TechnicalDocumentLibrary/368-4493_Page_20.pdf" target="_blank">Tech Drawing</a> | [25 empty] | 39121406 | [13 empty] | <a href="https://www.lutron.com/TechnicalDocumentLibrary/369-119_Wallbox_Warranty.pdf" target="_blank">Warranty Information</a> |  |  |  |  | 0.400 L | [14 empty] | 0 | 0 | 0 | 0 | Electrical | 2016-07-15 11:41 | 2024-07-20 11:02 | 0000-00-00 00:00:00 | 2025-11-29 02:00 | 0000-00-00 00:00:00 | [6 empty] | Taupe
4 | Lutron Electronics | NTR-20-IG-OR-WH | 4460-606 | 4460 | 606 | Lutron Electronics | NTR-20-IG-OR-WH.jpg | 27557347112 | 20A NOVA T ISLTED GND RECEPT ONG FACE WH | Duplex isolated ground 20 A receptacle, 125V/20A in white |  | 5.3 | 3.9 |  | NTR-20-IG-OR-WH.jpg | http://grandbrass.xologic.com/vendors/4460/large/NTR-20-IG-OR-WH.jpg | [47 empty] | 0 | 0 | 0 | [6 empty] | 0 | 1 | 1 | EA | 1 | Lighting Controls |  |  | Electrical Distribution Equipment |  | Receptacles |  | Electrical Receptacles | White | [19 empty] | Other Lighting Controls | [242 empty] | <a href="https://www.lutron.com/TechnicalDocumentLibrary/0301636.pdf" target="_blank">Installation Instructions</a> | [23 empty] | 5.000 DW |  |  | 5.3000 IN | [89 empty] | 1.000 EA | 1.000 EA | [35 empty] | No | [42 empty] | https://assets.lutron.com/a/documents/spec%20guide%20volume%201%20with%20addendums.pdf#page=78 | [7 empty] | Shelf Stock | [13 empty] | <a href="https://www.lutron.com/TechnicalDocumentLibrary/368-4493_Page_20.pdf" target="_blank">Tech Drawing</a> | [25 empty] | 39121406 | [13 empty] | <a href="https://www.lutron.com/TechnicalDocumentLibrary/369-119_Wallbox_Warranty.pdf" target="_blank">Warranty Information</a> |  |  |  |  | 0.560 L | [14 empty] | 0 | 0 | 0 | 0 | Electrical | 2016-07-15 11:41 | 2024-07-20 11:04 | 0000-00-00 00:00:00 | 2025-11-29 02:00 | 0000-00-00 00:00:00 | [6 empty] | White
4 | Lutron Electronics | NTR-20-IG-OR-IV | 4460-608 | 4460 | 608 | Lutron Electronics | NTR-20-IG-OR-IV.jpg | 27557347150 | 20A NOVA T ISLTD GRND RCPTCL ORNG FCE IV | Duplex isolated ground 20 A receptacle, 125V/20A in ivory |  | 5.3 | 3.9 |  | NTR-20-IG-OR-IV.jpg | http://grandbrass.xologic.com/vendors/4460/large/NTR-20-IG-OR-IV.jpg | [47 empty] | 0 | 0 | 0 | [6 empty] | 0 | 1 | 1 | EA | 1 | Lighting Controls |  |  | Electrical Distribution Equipment |  | Receptacles |  | Electrical Receptacles | White | [19 empty] | Other Lighting Controls | [242 empty] | <a href="https://www.lutron.com/TechnicalDocumentLibrary/0301636.pdf" target="_blank">Installation Instructions</a> | [23 empty] | 10.000 DW |  |  | 5.3000 IN | [89 empty] | 1.000 EA | 1.000 EA | [35 empty] | No | [42 empty] | https://assets.lutron.com/a/documents/spec%20guide%20volume%201%20with%20addendums.pdf#page=78 | [7 empty] | Shelf Stock | [13 empty] | <a href="https://www.lutron.com/TechnicalDocumentLibrary/368-4493_Page_20.pdf" target="_blank">Tech Drawing</a> | [25 empty] | 39121406 | [13 empty] | <a href="https://www.lutron.com/TechnicalDocumentLibrary/369-119_Wallbox_Warranty.pdf" target="_blank">Warranty Information</a> |  |  |  |  | 0.560 L | [14 empty] | 0 | 0 | 0 | 0 | Electrical | 2016-07-15 11:41 | 2024-07-20 11:01 | 0000-00-00 00:00:00 | 2025-11-29 02:00 | 0000-00-00 00:00:00 | [6 empty] | Ivory
4 | Lutron Electronics | NTR-20-IG-OR-GR | 4460-609 | 4460 | 609 | Lutron Electronics | NTR-20-IG-OR-GR.jpg | 27557347174 | 20A NOVA T ISLTD GRND RCPTCL ORNG FCE GR | Duplex isolated ground 20 A receptacle, 125V/20A in gray |  | 5.3 | 3.9 |  | NTR-20-IG-OR-GR.jpg | http://grandbrass.xologic.com/vendors/4460/large/NTR-20-IG-OR-GR.jpg | [47 empty] | 0 | 0 | 0 | [6 empty] | 0 | 1 | 1 | EA | 1 | Lighting Controls |  |  | Electrical Distribution Equipment |  | Receptacles |  | Electrical Receptacles | Gray | [19 empty] | Other Lighting Controls | [242 empty] | <a href="https://www.lutron.com/TechnicalDocumentLibrary/0301636.pdf" target="_blank">Installation Instructions</a> | [23 empty] | 10.000 DW |  |  | 5.3000 IN | [89 empty] | 1.000 EA | 1.000 EA | [35 empty] | No | [42 empty] | https://assets.lutron.com/a/documents/spec%20guide%20volume%201%20with%20addendums.pdf#page=78 | [7 empty] | Shelf Stock | [13 empty] | <a href="https://www.lutron.com/TechnicalDocumentLibrary/368-4493_Page_20.pdf" target="_blank">Tech Drawing</a> | [25 empty] | 39121406 | [13 empty] | <a href="https://www.lutron.com/TechnicalDocumentLibrary/369-119_Wallbox_Warranty.pdf" target="_blank">Warranty Information</a> |  |  |  |  | 0.560 L | [14 empty] | 0 | 0 | 0 | 0 | Electrical | 2016-07-15 11:41 | 2024-07-20 11:01 | 0000-00-00 00:00:00 | 2025-11-29 02:00 | 0000-00-00 00:00:00 | [6 empty] | Gray
4 | Lutron Electronics | NTR-20-IG-OR-BR | 4460-610 | 4460 | 610 | Lutron Electronics | NTR-20-IG-OR-BR.jpg | 27557347198 | 20A NOVA T ISLTD GRND RCPTCL ORNG FCE BR | Duplex isolated ground 20 A receptacle, 125V/20A in brown |  | 5.3 | 3.9 |  | NTR-20-IG-OR-BR.jpg | http://grandbrass.xologic.com/vendors/4460/large/NTR-20-IG-OR-BR.jpg | [47 empty] | 0 | 0 | 0 | [6 empty] | 0 | 1 | 1 | EA | 1 | Lighting Controls |  |  | Electrical Distribution Equipment |  | Receptacles |  | Electrical Receptacles | Brown | [19 empty] | Other Lighting Controls | [242 empty] | <a href="https://www.lutron.com/TechnicalDocumentLibrary/0301636.pdf" target="_blank">Installation Instructions</a> | [23 empty] | 10.000 DW |  |  | 5.3000 IN | [89 empty] | 1.000 EA | 1.000 EA | [35 empty] | No | [42 empty] | https://assets.lutron.com/a/documents/spec%20guide%20volume%201%20with%20addendums.pdf#page=78 | [7 empty] | Shelf Stock | [13 empty] | <a href="https://www.lutron.com/TechnicalDocumentLibrary/368-4493_Page_20.pdf" target="_blank">Tech Drawing</a> | [25 empty] | 39121406 | [13 empty] | <a href="https://www.lutron.com/TechnicalDocumentLibrary/369-119_Wallbox_Warranty.pdf" target="_blank">Warranty Information</a> |  |  |  |  | 0.560 L | [14 empty] | 0 | 0 | 0 | 0 | Electrical | 2016-07-15 11:41 | 2024-07-20 11:02 | 0000-00-00 00:00:00 | 2025-11-29 02:00 | 0000-00-00 00:00:00 | [6 empty] | Brown
4 | Lutron Electronics | NTR-20-IG-OR-BL | 4460-611 | 4460 | 611 | Lutron Electronics | NTR-20-IG-OR-BL.jpg | 27557347211 | 20A NOVA T ISLTD GRND RCPTCL ORNG FCE BL | Duplex isolated ground 20 A receptacle, 125V/20A in black |  | 5.3 | 3.9 |  | NTR-20-IG-OR-BL.jpg | http://grandbrass.xologic.com/vendors/4460/large/NTR-20-IG-OR-BL.jpg | [47 empty] | 0 | 0 | 0 | [6 empty] | 0 | 1 | 1 | EA | 1 | Lighting Controls |  |  | Electrical Distribution Equipment |  | Receptacles |  | Electrical Receptacles | Black | [19 empty] | Other Lighting Controls | [242 empty] | <a href="https://www.lutron.com/TechnicalDocumentLibrary/0301636.pdf" target="_blank">Installation Instructions</a> | [23 empty] | 5.000 DW |  |  | 5.3000 IN | [89 empty] | 1.000 EA | 1.000 EA | [35 empty] | No | [42 empty] | https://assets.lutron.com/a/documents/spec%20guide%20volume%201%20with%20addendums.pdf#page=78 | [7 empty] | Shelf Stock | [13 empty] | <a href="https://www.lutron.com/TechnicalDocumentLibrary/368-4493_Page_20.pdf" target="_blank">Tech Drawing</a> | [25 empty] | 39121406 | [13 empty] | <a href="https://www.lutron.com/TechnicalDocumentLibrary/369-119_Wallbox_Warranty.pdf" target="_blank">Warranty Information</a> |  |  |  |  | 0.560 L | [14 empty] | 0 | 0 | 0 | 0 | Electrical | 2016-07-15 11:41 | 2024-07-20 11:00 | 0000-00-00 00:00:00 | 2025-11-29 02:00 | 0000-00-00 00:00:00 | [6 empty] | Black
4 | Lutron Electronics | NTR-20-IG-OR-TP | 4460-612 | 4460 | 612 | Lutron Electronics | NTR-20-IG-OR-TP.jpg | 27557347235 | 20A NOVA T ISLTD GRND RCPTCL ORNG FCE TP | Duplex isolated ground 20 A receptacle, 125V/20A in taupe |  | 5.3 | 3.9 |  | NTR-20-IG-OR-TP.jpg | http://grandbrass.xologic.com/vendors/4460/large/NTR-20-IG-OR-TP.jpg | [47 empty] | 0 | 0 | 0 | [6 empty] | 0 | 1 | 1 | EA | 1 | Lighting Controls |  |  | Electrical Distribution Equipment |  | Receptacles |  | Electrical Receptacles | [20 empty] | Other Lighting Controls | [242 empty] | <a href="https://www.lutron.com/TechnicalDocumentLibrary/0301636.pdf" target="_blank">Installation Instructions</a> | [23 empty] | 10.000 DW |  |  | 5.3000 IN | [89 empty] | 1.000 EA | 1.000 EA | [35 empty] | No | [42 empty] | https://assets.lutron.com/a/documents/spec%20guide%20volume%201%20with%20addendums.pdf#page=78 | [7 empty] | Shelf Stock | [13 empty] | <a href="https://www.lutron.com/TechnicalDocumentLibrary/368-4493_Page_20.pdf" target="_blank">Tech Drawing</a> | [25 empty] | 39121406 | [13 empty] | <a href="https://www.lutron.com/TechnicalDocumentLibrary/369-119_Wallbox_Warranty.pdf" target="_blank">Warranty Information</a> |  |  |  |  | 0.560 L | [14 empty] | 0 | 0 | 0 | 0 | Electrical | 2016-07-15 11:41 | 2024-07-20 11:00 | 0000-00-00 00:00:00 | 2025-11-29 02:00 | 0000-00-00 00:00:00 | [6 empty] | Taupe
1 | Lutron Electronics | NF-10-WH | 4460-623 | 4460 | 623 | Lutron Electronics | NF-10-WH.jpg | 27557359108 | NOVA FLUOR DMR 1-10LP WH | Nova Dimmer, Fluorescent or LED Dimming with 3-Wire Ballasts and Drivers, Single-pole (small control), 120V/16A in white |  | 5.3 | 3.9 |  | NF-10-WH.jpg | http://grandbrass.xologic.com/vendors/4460/large/NF-10-WH.jpg | [47 empty] | 0 | 0 | 0 | [6 empty] | 0 | 1 | 1 | EA | 1 | Lighting Controls | [7 empty] | White | [19 empty] | Dimmers | [242 empty] | <a href="https://www.lutron.com/TechnicalDocumentLibrary/031372.pdf" target="_blank">Installation Instructions</a> | [23 empty] | 2.000 DW |  |  | 5.3000 IN | [7 empty] | <a href="https://www.lutron.com/TechnicalDocumentLibrary/Nova_Family.pdf" target="_blank">Line Drawing</a> | [81 empty] | 1.000 EA | 1.000 EA | [35 empty] | No | [42 empty] | https://www.lutron.com/TechnicalDocumentLibrary/NovaSpecSubmittal.pdf | [7 empty] | Shelf Stock | [13 empty] | <a href="https://www.lutron.com/TechnicalDocumentLibrary/368-4493_Page_40.pdf" target="_blank">Tech Drawing</a> | [25 empty] | 39122206 | [6 empty] | <a href="https://www.lutron.com/Service-Support/Technical/InstallationInstructions/Pages/Videos.aspx?syst=Dimmers+%26+Switches&prodn=Nova%c2%ae+dimmer+%26+switch+" target="_blank">Product Video Clip</a> | [6 empty] | <a href="https://www.lutron.com/TechnicalDocumentLibrary/369-119_Wallbox_Warranty.pdf" target="_blank">Warranty Information</a> |  |  |  |  | 0.640 L | [14 empty] | 0 | 0 | 0 | 0 | Lighting Fixtures | 2016-07-15 11:42 | 2024-07-20 11:01 | 0000-00-00 00:00:00 | 2024-07-20 11:01 | 0000-00-00 00:00:00 | [6 empty] | White
1 | Lutron Electronics | NF-10-277-WH | 4460-624 | 4460 | 624 | Lutron Electronics | NF-10-277-WH.jpg | 27557359153 | NOVA FLUOR DMR 1-10LP 277V WHITE | Nova Dimmer, Fluorescent or LED Dimming with 3-Wire Ballasts and Drivers, Single-pole (large control), 277V/8A in white |  | 5.3 | 3.9 |  | NF-10-277-WH.jpg | http://grandbrass.xologic.com/vendors/4460/large/NF-10-277-WH.jpg | [47 empty] | 0 | 0 | 0 | [6 empty] | 0 | 1 | 1 | EA | 1 | Lighting Controls | [7 empty] | White | [19 empty] | Dimmers | [242 empty] | <a href="https://www.lutron.com/TechnicalDocumentLibrary/031372.pdf" target="_blank">Installation Instructions</a> | [23 empty] | 10.000 DW |  |  | 5.3000 IN | [89 empty] | 1.000 EA | 1.000 EA | [35 empty] | No | [42 empty] | https://www.lutron.com/TechnicalDocumentLibrary/NovaSpecSubmittal.pdf | [7 empty] | Shelf Stock | [13 empty] | <a href="https://www.lutron.com/TechnicalDocumentLibrary/368-4493_Page_40.pdf" target="_blank">Tech Drawing</a> | [25 empty] | 39122206 | [6 empty] | <a href="https://www.lutron.com/Service-Support/Technical/InstallationInstructions/Pages/Videos.aspx?syst=Dimmers+%26+Switches&prodn=Nova%c2%ae+dimmer+%26+switch+" target="_blank">Product Video Clip</a> | [6 empty] | <a href="https://www.lutron.com/TechnicalDocumentLibrary/369-119_Wallbox_Warranty.pdf" target="_blank">Warranty Information</a> |  |  |  |  | 0.790 L | [14 empty] | 0 | 0 | 0 | 0 | Lighting Fixtures | 2016-07-15 11:42 | 2024-07-20 11:02 | 0000-00-00 00:00:00 | 2024-07-20 11:02 | 0000-00-00 00:00:00 | [6 empty] | White
1 | Lutron Electronics | NF-20-WH | 4460-625 | 4460 | 625 | Lutron Electronics | NF-20-WH.jpg | 27557359405 | NOVA FLUOR DMR 1-20LP WH | Nova Dimmer, Fluorescent Dimming with Magnetic Ballasts, Single-pole (large control), 120V/20 lamps in white |  | 5.2 | 5.4 |  | NF-20-WH.jpg | http://grandbrass.xologic.com/vendors/4460/large/NF-20-WH.jpg | [47 empty] | 0 | 0 | 0 | [6 empty] | 0 | 1 | 1 | EA | 1 | Lighting Controls | [7 empty] | White | [19 empty] | Dimmers | [242 empty] | <a href="https://www.lutron.com/TechnicalDocumentLibrary/031372.pdf" target="_blank">Installation Instructions</a> | [23 empty] | 2.000 DW |  |  | 4.0000 IN | [7 empty] | <a href="https://www.lutron.com/TechnicalDocumentLibrary/Nova_Family.pdf" target="_blank">Line Drawing</a> | [81 empty] | 1.000 EA | 1.000 EA | [35 empty] | No | [42 empty] | https://www.lutron.com/TechnicalDocumentLibrary/NovaSpecSubmittal.pdf | [7 empty] | Shelf Stock | [13 empty] | <a href="https://www.lutron.com/TechnicalDocumentLibrary/368-4493_Page_40.pdf" target="_blank">Tech Drawing</a> | [25 empty] | 39122206 | [6 empty] | <a href="https://www.lutron.com/Service-Support/Technical/InstallationInstructions/Pages/Videos.aspx?syst=Dimmers+%26+Switches&prodn=Nova%c2%ae+dimmer+%26+switch+" target="_blank">Product Video Clip</a> | [6 empty] | <a href="https://www.lutron.com/TechnicalDocumentLibrary/369-119_Wallbox_Warranty.pdf" target="_blank">Warranty Information</a> |  |  |  |  | 0.750 L | [14 empty] | 0 | 0 | 0 | 0 | Lighting Fixtures | 2016-07-15 11:42 | 2024-07-20 11:06 | 0000-00-00 00:00:00 | 2024-07-20 11:06 | 0000-00-00 00:00:00 | [6 empty] | White
1 | Lutron Electronics | NF-20-277-WH | 4460-626 | 4460 | 626 | Lutron Electronics | NF-20-277-WH.jpg | 27557359450 | NOVA FLUOR DMR 1-20LP 277 WH | Nova Dimmer, Fluorescent Dimming with Magnetic Ballasts, Single-pole (large control), 277V/20 lamps in white |  | 5.3 | 3.9 |  | NF-20-277-WH.jpg | http://grandbrass.xologic.com/vendors/4460/large/NF-20-277-WH.jpg | [47 empty] | 0 | 0 | 0 | [6 empty] | 0 | 1 | 1 | EA | 1 | Lighting Controls | [7 empty] | White | [19 empty] | Dimmers | [242 empty] | <a href="https://www.lutron.com/TechnicalDocumentLibrary/031372.pdf" target="_blank">Installation Instructions</a> | [23 empty] | 2.000 DW |  |  | 5.3000 IN | [89 empty] | 1.000 EA | 1.000 EA | [35 empty] | No | [42 empty] | https://www.lutron.com/TechnicalDocumentLibrary/NovaSpecSubmittal.pdf | [7 empty] | Shelf Stock | [13 empty] | <a href="https://www.lutron.com/TechnicalDocumentLibrary/368-4493_Page_40.pdf" target="_blank">Tech Drawing</a> | [25 empty] | 39122206 | [6 empty] | <a href="https://www.lutron.com/Service-Support/Technical/InstallationInstructions/Pages/Videos.aspx?syst=Dimmers+%26+Switches&prodn=Nova%c2%ae+dimmer+%26+switch+" target="_blank">Product Video Clip</a> | [6 empty] | <a href="https://www.lutron.com/TechnicalDocumentLibrary/369-119_Wallbox_Warranty.pdf" target="_blank">Warranty Information</a> |  |  |  |  | 0.800 L | [14 empty] | 0 | 0 | 0 | 0 | Lighting Fixtures | 2016-07-15 11:42 | 2024-07-20 11:00 | 0000-00-00 00:00:00 | 2024-07-20 11:00 | 0000-00-00 00:00:00 | [6 empty] | White
1 | Lutron Electronics | NF-30-WH | 4460-627 | 4460 | 627 | Lutron Electronics | NF-30-WH.jpg | 27557359702 | NOVA FLUOR DMR 1-30LP WH | Nova Dimmer, Fluorescent Dimming with Magnetic Ballasts, Single-pole (large control), 120V/30 lamps in white |  | 5.2 | 5.4 |  | NF-30-WH.jpg | http://grandbrass.xologic.com/vendors/4460/large/NF-30-WH.jpg | [47 empty] | 0 | 0 | 0 | [6 empty] | 0 | 1 | 1 | EA | 1 | Lighting Controls | [7 empty] | White | [19 empty] | Dimmers | [242 empty] | <a href="https://www.lutron.com/TechnicalDocumentLibrary/031372.pdf" target="_blank">Installation Instructions</a> | [23 empty] | 2.000 DW |  |  | 4.0000 IN | [7 empty] | <a href="https://www.lutron.com/TechnicalDocumentLibrary/Nova_Family.pdf" target="_blank">Line Drawing</a> | [81 empty] | 1.000 EA | 1.000 EA | [35 empty] | No | [42 empty] | https://www.lutron.com/TechnicalDocumentLibrary/NovaSpecSubmittal.pdf | [7 empty] | Shelf Stock | [13 empty] | <a href="https://www.lutron.com/TechnicalDocumentLibrary/368-4493_Page_40.pdf" target="_blank">Tech Drawing</a> | [25 empty] | 39122206 | [6 empty] | <a href="https://www.lutron.com/Service-Support/Technical/InstallationInstructions/Pages/Videos.aspx?syst=Dimmers+%26+Switches&prodn=Nova%c2%ae+dimmer+%26+switch+" target="_blank">Product Video Clip</a> | [6 empty] | <a href="https://www.lutron.com/TechnicalDocumentLibrary/369-119_Wallbox_Warranty.pdf" target="_blank">Warranty Information</a> |  |  |  |  | 0.750 L | [14 empty] | 0 | 0 | 0 | 0 | Lighting Fixtures | 2016-07-15 11:42 | 2024-07-20 11:01 | 0000-00-00 00:00:00 | 2024-07-20 11:01 | 0000-00-00 00:00:00 | [6 empty] | White
1 | Lutron Electronics | SC-BI-TP | 4460-629 | 4460 | 629 | Lutron Electronics | SC-BI-TP.jpg | 27557362016 | SATIN COLORS BLANK INSERT TP | Claro Satin Finish, Blank insert in taupe |  | 2.3 | 4.5 |  | SC-BI-TP.jpg | http://grandbrass.xologic.com/vendors/4460/large/SC-BI-TP.jpg | [47 empty] | 0 | 0 | 0 | [6 empty] | 0 | 1 | 1 | EA | 1 | Specialty Items | [7 empty] | Gray | [16 empty] | Traditional |  |  | Lighting Accessories | [266 empty] | 15.000 DW |  |  | 2.3000 IN | [89 empty] | 1.000 EA | 1.000 EA | [35 empty] | No | [42 empty] | https://www.lutron.com/TechnicalDocumentLibrary/maestrosatincolors.pdf | [7 empty] | Shelf Stock | [39 empty] | 39122221 | [13 empty] | <a href="https://www.lutron.com/TechnicalDocumentLibrary/369-119_Wallbox_Warranty.pdf" target="_blank">Warranty Information</a> |  |  |  |  | 0.060 L | [14 empty] | 0 | 0 | 0 | 0 | Lighting Fixtures | 2016-07-15 11:42 | 2024-07-20 11:00 | 0000-00-00 00:00:00 | 2024-07-20 11:00 | 0000-00-00 00:00:00 | [6 empty] | Biscuit
1 | Lutron Electronics | SC-BI-SW | 4460-630 | 4460 | 630 | Lutron Electronics | SC-BI-SW.jpg | 27557362030 | SATIN COLORS BLANK INSERT SW | Claro Satin Finish, Blank insert in snow |  | 1.6 | 4.25 |  | SC-BI-SW.jpg | http://grandbrass.xologic.com/vendors/4460/large/SC-BI-SW.jpg | [47 empty] | 0 | 0 | 0 | [6 empty] | 0 | 1 | 1 | EA | 1 | Specialty Items | [7 empty] | White | [16 empty] | Traditional |  |  | Lighting Accessories | [266 empty] | 10.000 DW |  |  | 0.5000 IN | [89 empty] | 1.000 EA | 1.000 EA | [35 empty] | No | [42 empty] | https://www.lutron.com/TechnicalDocumentLibrary/maestrosatincolors.pdf | [7 empty] | Shelf Stock | [39 empty] | 39122221 | [13 empty] | <a href="https://www.lutron.com/TechnicalDocumentLibrary/369-119_Wallbox_Warranty.pdf" target="_blank">Warranty Information</a> |  |  |  |  | 0.060 L | [14 empty] | 0 | 0 | 0 | 0 | Lighting Fixtures | 2016-07-15 11:42 | 2024-07-20 11:04 | 0000-00-00 00:00:00 | 2024-07-20 11:04 | 0000-00-00 00:00:00 | [6 empty] | Biscuit
1 | Lutron Electronics | DVLV-600P-LA | 4460-633 | 4460 | 633 | Lutron Electronics | DVLV-600P-LA.jpg | 27557366328 | DIVA MAGNETIC LOW VOLTAGE 600W | Diva Dimmer - Gloss Finish, Magnetic Low-Voltage, Single-pole, 120V/600VA (450W) in light almond |  | 2.4 | 4.5 |  | DVLV-600P-LA.jpg | http://grandbrass.xologic.com/vendors/4460/large/DVLV-600P-LA.jpg | [47 empty] | 0 | 0 | 0 | [6 empty] | 0 | 1 | 1 | EA | 1 | Lighting Controls | [7 empty] | White | [16 empty] | Traditional |  |  | Dimmers | [242 empty] | <a href="https://www.lutron.com/TechnicalDocumentLibrary/030448c.pdf" target="_blank">Installation Instructions</a> | [23 empty] | 10.000 DW |  |  | 2.4000 IN | [89 empty] | 1.000 EA | 1.000 EA | [35 empty] | No | [42 empty] | https://www.lutron.com/TechnicalDocumentLibrary/DivaSatinColors.pdf | [7 empty] | Shelf Stock | [13 empty] | <a href="https://www.lutron.com/TechnicalDocumentLibrary/368-4493_Page_2.pdf" target="_blank">Tech Drawing</a> | [25 empty] | 39122206 | [6 empty] | <a href="https://www.lutron.com/Education-Training/Tools/Pages/InstallDimmer.aspx?syst=Dimmers+%26+Switches&prodn=Diva%c2%ae+dimmer+%26+switch" target="_blank">Product Video Clip</a> | [6 empty] | <a href="https://www.lutron.com/TechnicalDocumentLibrary/369-119_Wallbox_Warranty.pdf" target="_blank">Warranty Information</a> |  |  |  |  | 0.250 L | [14 empty] | 0 | 0 | 0 | 0 | Lighting Fixtures | 2016-07-15 11:42 | 2024-07-20 11:00 | 0000-00-00 00:00:00 | 2024-07-20 11:00 | 0000-00-00 00:00:00
1 | Lutron Electronics | DVLV-603P-LA | 4460-634 | 4460 | 634 | Lutron Electronics | DVLV-603P-LA.jpg | 27557366342 | DIVA MAGNETICC LOW VOLTAGE 600 | Diva Dimmer - Gloss Finish, Magnetic Low-Voltage, 3-way, 120V/600VA (450W) in light almond |  | 2.25 | 0.8 |  | DVLV-603P-LA.jpg | http://grandbrass.xologic.com/vendors/4460/large/DVLV-603P-LA.jpg | [47 empty] | 0 | 0 | 0 | [6 empty] | 0 | 1 | 1 | EA | 1 | Lighting Controls | [7 empty] | White | [16 empty] | Traditional |  |  | Dimmers | [242 empty] | <a href="https://www.lutron.com/TechnicalDocumentLibrary/030448c.pdf" target="_blank">Installation Instructions</a> | [23 empty] | 10.000 DW |  |  | 1.5000 IN | [89 empty] | 1.000 EA | 1.000 EA | [35 empty] | No | [42 empty] | https://www.lutron.com/TechnicalDocumentLibrary/DivaSatinColors.pdf | [7 empty] | Shelf Stock | [13 empty] | <a href="https://www.lutron.com/TechnicalDocumentLibrary/368-4493_Page_5.pdf" target="_blank">Tech Drawing</a> | [25 empty] | 39122206 | [6 empty] | <a href="https://www.lutron.com/Education-Training/Tools/Pages/InstallDimmer.aspx?syst=Dimmers+%26+Switches&prodn=Diva%c2%ae+dimmer+%26+switch" target="_blank">Product Video Clip</a> | [6 empty] | <a href="https://www.lutron.com/TechnicalDocumentLibrary/369-119_Wallbox_Warranty.pdf" target="_blank">Warranty Information</a> |  |  |  |  | 0.080 L | [14 empty] | 0 | 0 | 0 | 0 | Lighting Fixtures | 2016-07-15 11:42 | 2024-07-20 11:02 | 0000-00-00 00:00:00 | 2024-07-20 11:02 | 0000-00-00 00:00:00
1 | Lutron Electronics | DVF-103P-LA | 4460-635 | 4460 | 635 | Lutron Electronics | DVF-103P-LA.jpg | 27557366366 | FLUOR 1000W SGL POLE/3-WAY PRESET LA | Diva Dimmer - Gloss Finish, Fluorescent or LED Dimming with 3-Wire Ballasts and Drivers, 3-way/single-pole, 120V/8A in light almond |  | 2.25 | 0.8 |  | DVF-103P-LA.jpg | http://grandbrass.xologic.com/vendors/4460/large/DVF-103P-LA.jpg | [47 empty] | 0 | 0 | 0 | [6 empty] | 0 | 1 | 1 | EA | 1 | Lighting Controls | [7 empty] | White | [16 empty] | Traditional |  |  | Dimmers | [242 empty] | <a href="https://www.lutron.com/TechnicalDocumentLibrary/03115901D.pdf" target="_blank">Installation Instructions</a> | [23 empty] | 2.000 DW |  |  | 1.5000 IN | [89 empty] | 1.000 EA | 1.000 EA | [35 empty] | No | [42 empty] | https://www.lutron.com/TechnicalDocumentLibrary/DivaSatinColors.pdf | [7 empty] | Shelf Stock | [13 empty] | <a href="https://www.lutron.com/TechnicalDocumentLibrary/368-4493_Page_43.pdf" target="_blank">Tech Drawing</a> | [25 empty] | 39122206 | [6 empty] | <a href="https://www.lutron.com/Education-Training/Tools/Pages/InstallDimmer.aspx?syst=Dimmers+%26+Switches&prodn=Diva%c2%ae+dimmer+%26+switch" target="_blank">Product Video Clip</a> | [6 empty] | <a href="https://www.lutron.com/TechnicalDocumentLibrary/369-119_Wallbox_Warranty.pdf" target="_blank">Warranty Information</a> |  |  |  |  | 0.080 L | [14 empty] | 0 | 0 | 0 | 0 | Lighting Fixtures | 2016-07-15 11:42 | 2024-07-20 11:01 | 0000-00-00 00:00:00 | 2024-07-20 11:01 | 0000-00-00 00:00:00
1 | Lutron Electronics | DVF-103P-277-LA | 4460-636 | 4460 | 636 | Lutron Electronics | DVF-103P-277-LA.jpg | 27557366380 | DIVA FLRSCT 1000W SGL PL/3W PRST 277V LA | Diva Dimmer - Gloss Finish, Fluorescent or LED Dimming with 3-Wire Ballasts and Drivers, 3-way/single-pole, 277V/6A in light almond |  | 2.25 | 0.8 |  | DVF-103P-277-LA.jpg | http://grandbrass.xologic.com/vendors/4460/large/DVF-103P-277-LA.jpg | [47 empty] | 0 | 0 | 0 | [6 empty] | 0 | 1 | 1 | EA | 1 | Lighting Controls | [7 empty] | White | [16 empty] | Traditional |  |  | Dimmers | [242 empty] | <a href="https://www.lutron.com/TechnicalDocumentLibrary/03115901D.pdf" target="_blank">Installation Instructions</a> | [23 empty] | 2.000 DW |  |  | 1.5000 IN | [89 empty] | 1.000 EA | 1.000 EA | [35 empty] | No | [42 empty] | https://www.lutron.com/TechnicalDocumentLibrary/DivaSatinColors.pdf | [7 empty] | Shelf Stock | [13 empty] | <a href="https://www.lutron.com/TechnicalDocumentLibrary/368-4493_Page_43.pdf" target="_blank">Tech Drawing</a> | [25 empty] | 39122206 | [6 empty] | <a href="https://www.lutron.com/Education-Training/Tools/Pages/InstallDimmer.aspx?syst=Dimmers+%26+Switches&prodn=Diva%c2%ae+dimmer+%26+switch" target="_blank">Product Video Clip</a> | [6 empty] | <a href="https://www.lutron.com/TechnicalDocumentLibrary/369-119_Wallbox_Warranty.pdf" target="_blank">Warranty Information</a> |  |  |  |  | 0.080 L | [14 empty] | 0 | 0 | 0 | 0 | Lighting Fixtures | 2016-07-15 11:42 | 2024-07-20 11:02 | 0000-00-00 00:00:00 | 2024-07-20 11:02 | 0000-00-00 00:00:00
4 | Lutron Electronics | DVFSQ-F-LA | 4460-637 | 4460 | 637 | Lutron Electronics | Ecom_DVFSQ-F-LA_nowallplate.jpeg | 27557366403 | DIVA FAN SPEED QUIET SINGLE | Lutron Diva 3-Speed 1.5A Fan Control, Single-Pole/3-Way, Light Almond |  | 2.3 | 4.5 |  | Ecom_DVFSQ-F-LA_nowallplate.jpeg | http://grandbrass.xologic.com/vendors/4460/large/Ecom_DVFSQ-F-LA_nowallplate.jpeg | [47 empty] | 0 | 0 | 0 | [6 empty] | 0 | 1 | 1 | EA | 1 | Fan Accessories |  |  | Control And Automation |  | Switches |  | Speed Switch | White | [16 empty] | Traditional |  |  | Fan Wall Mount Controls | [242 empty] | <a href="https://www.lutron.com/TechnicalDocumentLibrary/0301990.pdf" target="_blank">Installation Instructions</a> | [23 empty] | 10.000 DW |  |  | 2.3000 IN | [89 empty] | 1.000 EA | 1.000 EA | [35 empty] | No | [42 empty] | https://www.lutron.com/TechnicalDocumentLibrary/3691042_SPA.pdf | [7 empty] | Shelf Stock | [13 empty] | <a href="https://www.lutron.com/TechnicalDocumentLibrary/368-4493_Page_5.pdf" target="_blank">Tech Drawing</a> | [25 empty] | 39122240 | [13 empty] | <a href="https://www.lutron.com/TechnicalDocumentLibrary/369-119_Wallbox_Warranty.pdf" target="_blank">Warranty Information</a> |  |  |  |  | 0.250 L | [14 empty] | 0 | 0 | 0 | 0 | Electrical | 2016-07-15 11:42 | 2024-07-20 11:00 | 0000-00-00 00:00:00 | 2025-11-29 02:00 | 0000-00-00 00:00:00
1 | Lutron Electronics | DV-10P-LA | 4460-638 | 4460 | 638 | Lutron Electronics | DV-10P-LA.jpg | 27557366427 | DIVA INCANDESCENT 1000 WATT | Diva Dimmer - Gloss Finish, Incandescent/Halogen, Single-pole, 120V/1000W in light almond |  | 2.3 | 4.5 |  | DV-10P-LA.jpg | http://grandbrass.xologic.com/vendors/4460/large/DV-10P-LA.jpg | [47 empty] | 0 | 0 | 0 | [6 empty] | 0 | 1 | 1 | EA | 1 | Lighting Controls | [7 empty] | White | [16 empty] | Traditional |  |  | Dimmers | [242 empty] | <a href="https://www.lutron.com/TechnicalDocumentLibrary/0301689.pdf" target="_blank">Installation Instructions</a> | [23 empty] | 10.000 DW |  |  | 2.3000 IN | [7 empty] | <a href="https://www.lutron.com/TechnicalDocumentLibrary/Diva_Typical.pdf" target="_blank">Line Drawing</a> | [81 empty] | 1.000 EA | 1.000 EA | [35 empty] | No | [42 empty] | https://www.lutron.com/TechnicalDocumentLibrary/DivaSatinColors.pdf | [7 empty] | Shelf Stock | [13 empty] | <a href="https://www.lutron.com/TechnicalDocumentLibrary/368-4493_Page_2.pdf" target="_blank">Tech Drawing</a> | [25 empty] | 39122206 | [6 empty] | <a href="https://www.lutron.com/Education-Training/Tools/Pages/InstallDimmer.aspx?syst=Dimmers+%26+Switches&prodn=Diva%c2%ae+dimmer+%26+switch" target="_blank">Product Video Clip</a> | [6 empty] | <a href="https://www.lutron.com/TechnicalDocumentLibrary/369-119_Wallbox_Warranty.pdf" target="_blank">Warranty Information</a> |  |  |  |  | 0.250 L | [14 empty] | 0 | 0 | 0 | 0 | Lighting Fixtures | 2016-07-15 11:42 | 2024-07-20 11:00 | 0000-00-00 00:00:00 | 2024-07-20 11:00 | 0000-00-00 00:00:00
1 | Lutron Electronics | DV-103P-LA | 4460-639 | 4460 | 639 | Lutron Electronics | DV-103P-LA.jpg | 27557366441 | DIVA INCAN 1000W 3-WAY PRESET | Diva Dimmer - Gloss Finish, Incandescent/Halogen, 3-way, 120V/1000W in light almond |  | 2.3 | 4.5 |  | DV-103P-LA.jpg | http://grandbrass.xologic.com/vendors/4460/large/DV-103P-LA.jpg | [47 empty] | 0 | 0 | 0 | [6 empty] | 0 | 1 | 1 | EA | 1 | Lighting Controls | [7 empty] | White | [16 empty] | Traditional |  |  | Dimmers | [242 empty] | <a href="https://www.lutron.com/TechnicalDocumentLibrary/0301689.pdf" target="_blank">Installation Instructions</a> | [23 empty] | 10.000 DW |  |  | 2.3000 IN | [7 empty] | <a href="https://www.lutron.com/TechnicalDocumentLibrary/Diva_Typical.pdf" target="_blank">Line Drawing</a> | [81 empty] | 1.000 EA | 1.000 EA | [35 empty] | No | [42 empty] | https://www.lutron.com/TechnicalDocumentLibrary/DivaSatinColors.pdf | [7 empty] | Shelf Stock | [13 empty] | <a href="https://www.lutron.com/TechnicalDocumentLibrary/368-4493_Page_5.pdf" target="_blank">Tech Drawing</a> | [25 empty] | 39122206 | [6 empty] | <a href="https://www.lutron.com/Education-Training/Tools/Pages/InstallDimmer.aspx?syst=Dimmers+%26+Switches&prodn=Diva%c2%ae+dimmer+%26+switch" target="_blank">Product Video Clip</a> | [6 empty] | <a href="https://www.lutron.com/TechnicalDocumentLibrary/369-119_Wallbox_Warranty.pdf" target="_blank">Warranty Information</a> |  |  |  |  | 0.300 L | [14 empty] | 0 | 0 | 0 | 0 | Lighting Fixtures | 2016-07-15 11:42 | 2024-07-20 11:04 | 0000-00-00 00:00:00 | 2024-07-20 11:04 | 0000-00-00 00:00:00
1 | Lutron Electronics | DVLV-10P-LA | 4460-640 | 4460 | 640 | Lutron Electronics | DVLV-10P-LA.jpg | 27557366465 | DIVA MAGNETIC LOW VOLT 1000W | Diva Dimmer - Gloss Finish, Magnetic Low-Voltage, Single-pole, 120V/1000VA (800W) in light almond |  | 2.25 | 0.8 |  | DVLV-10P-LA.jpg | http://grandbrass.xologic.com/vendors/4460/large/DVLV-10P-LA.jpg | [47 empty] | 0 | 0 | 0 | [6 empty] | 0 | 1 | 1 | EA | 1 | Lighting Controls | [7 empty] | White | [16 empty] | Traditional |  |  | Dimmers | [242 empty] | <a href="https://www.lutron.com/TechnicalDocumentLibrary/030448c.pdf" target="_blank">Installation Instructions</a> | [23 empty] | 10.000 DW |  |  | 1.5000 IN | [89 empty] | 1.000 EA | 1.000 EA | [35 empty] | No | [42 empty] | https://www.lutron.com/TechnicalDocumentLibrary/DivaSatinColors.pdf | [7 empty] | Shelf Stock | [13 empty] | <a href="https://www.lutron.com/TechnicalDocumentLibrary/368-4493_Page_2.pdf" target="_blank">Tech Drawing</a> | [25 empty] | 39122206 | [6 empty] | <a href="https://www.lutron.com/Education-Training/Tools/Pages/InstallDimmer.aspx?syst=Dimmers+%26+Switches&prodn=Diva%c2%ae+dimmer+%26+switch" target="_blank">Product Video Clip</a> | [6 empty] | <a href="https://www.lutron.com/TechnicalDocumentLibrary/369-119_Wallbox_Warranty.pdf" target="_blank">Warranty Information</a> |  |  |  |  | 0.080 L | [14 empty] | 0 | 0 | 0 | 0 | Lighting Fixtures | 2016-07-15 11:42 | 2024-07-20 11:03 | 0000-00-00 00:00:00 | 2024-07-20 11:03 | 0000-00-00 00:00:00
1 | Lutron Electronics | DVLV-103P-LA | 4460-641 | 4460 | 641 | Lutron Electronics | DVLV-103P-LA.jpg | 27557366489 | DIVA MGNTC LOW VOLTAGE 1000W | Diva Dimmer - Gloss Finish, Magnetic Low-Voltage, 3-way, 120V/1000VA (800W) in light almond |  | 2.25 | 0.8 |  | DVLV-103P-LA.jpg | http://grandbrass.xologic.com/vendors/4460/large/DVLV-103P-LA.jpg | [47 empty] | 0 | 0 | 0 | [6 empty] | 0 | 1 | 1 | EA | 1 | Lighting Controls | [7 empty] | White | [16 empty] | Traditional |  |  | Dimmers | [242 empty] | <a href="https://www.lutron.com/TechnicalDocumentLibrary/030448c.pdf" target="_blank">Installation Instructions</a> | [23 empty] | 10.000 DW |  |  | 1.5000 IN | [89 empty] | 1.000 EA | 1.000 EA | [35 empty] | No | [42 empty] | https://www.lutron.com/TechnicalDocumentLibrary/DivaSatinColors.pdf | [7 empty] | Shelf Stock | [13 empty] | <a href="https://www.lutron.com/TechnicalDocumentLibrary/368-4493_Page_5.pdf" target="_blank">Tech Drawing</a> | [25 empty] | 39122206 | [6 empty] | <a href="https://www.lutron.com/Education-Training/Tools/Pages/InstallDimmer.aspx?syst=Dimmers+%26+Switches&prodn=Diva%c2%ae+dimmer+%26+switch" target="_blank">Product Video Clip</a> | [6 empty] | <a href="https://www.lutron.com/TechnicalDocumentLibrary/369-119_Wallbox_Warranty.pdf" target="_blank">Warranty Information</a> |  |  |  |  | 0.080 L | [14 empty] | 0 | 0 | 0 | 0 | Lighting Fixtures | 2016-07-15 11:42 | 2024-07-20 11:01 | 0000-00-00 00:00:00 | 2024-07-20 11:01 | 0000-00-00 00:00:00
1 | Lutron Electronics | DVELV-300P-LA | 4460-642 | 4460 | 642 | Lutron Electronics | DVELV-300P-LA.jpg | 27557366502 | ELV 300 W SINGLE PL PRESET LA | Diva Dimmer - Gloss Finish, Electronic Low-Voltage, Single-pole, 120V/300W in light almond |  | 2.3 | 4.5 |  | DVELV-300P-LA.jpg | http://grandbrass.xologic.com/vendors/4460/large/DVELV-300P-LA.jpg | [47 empty] | 0 | 0 | 0 | [6 empty] | 0 | 1 | 1 | EA | 1 | Lighting Controls | [7 empty] | White | [16 empty] | Traditional |  |  | Dimmers | [242 empty] | <a href="https://www.lutron.com/TechnicalDocumentLibrary/0301295.pdf" target="_blank">Installation Instructions</a> | [23 empty] | 10.000 DW |  |  | 2.4000 IN | [89 empty] | 1.000 EA | 1.000 EA | [35 empty] | No | [42 empty] | https://www.lutron.com/TechnicalDocumentLibrary/DivaSatinColors.pdf | [7 empty] | Shelf Stock | [13 empty] | <a href="https://www.lutron.com/TechnicalDocumentLibrary/368-4493_Page_41.pdf" target="_blank">Tech Drawing</a> | [25 empty] | 39122206 | [6 empty] | <a href="https://www.lutron.com/Education-Training/Tools/Pages/InstallDimmer.aspx?syst=Dimmers+%26+Switches&prodn=Diva%c2%ae+dimmer+%26+switch" target="_blank">Product Video Clip</a> | [6 empty] | <a href="https://www.lutron.com/TechnicalDocumentLibrary/369-119_Wallbox_Warranty.pdf" target="_blank">Warranty Information</a> |  |  |  |  | 0.300 L | [14 empty] | 0 | 0 | 0 | 0 | Lighting Fixtures | 2016-07-15 11:42 | 2024-07-20 11:00 | 0000-00-00 00:00:00 | 2024-07-20 11:00 | 0000-00-00 00:00:00
1 | Lutron Electronics | DVELV-303P-LA | 4460-643 | 4460 | 643 | Lutron Electronics | DVELV-303P-LA.jpg | 27557366526 | DIVA ELV 300 W 3-WAY PRESET LA | Diva Dimmer - Gloss Finish, Electronic Low-Voltage, 3-way, 120V/300W in light almond |  | 2.4 | 4.5 |  | DVELV-303P-LA.jpg | http://grandbrass.xologic.com/vendors/4460/large/DVELV-303P-LA.jpg | [47 empty] | 0 | 0 | 0 | [6 empty] | 0 | 1 | 1 | EA | 1 | Lighting Controls | [7 empty] | White | [16 empty] | Traditional |  |  | Dimmers | [242 empty] | <a href="https://www.lutron.com/TechnicalDocumentLibrary/0301295.pdf" target="_blank">Installation Instructions</a> | [23 empty] | 10.000 DW |  |  | 2.4000 IN | [89 empty] | 1.000 EA | 1.000 EA | [35 empty] | No | [42 empty] | https://www.lutron.com/TechnicalDocumentLibrary/DivaSatinColors.pdf | [7 empty] | Shelf Stock | [13 empty] | <a href="https://www.lutron.com/TechnicalDocumentLibrary/368-4493_Page_39.pdf" target="_blank">Tech Drawing</a> | [25 empty] | 39122206 | [6 empty] | <a href="https://www.lutron.com/Education-Training/Tools/Pages/InstallDimmer.aspx?syst=Dimmers+%26+Switches&prodn=Diva%c2%ae+dimmer+%26+switch" target="_blank">Product Video Clip</a> | [6 empty] | <a href="https://www.lutron.com/TechnicalDocumentLibrary/369-119_Wallbox_Warranty.pdf" target="_blank">Warranty Information</a> |  |  |  |  | 0.250 L | [14 empty] | 0 | 0 | 0 | 0 | Lighting Fixtures | 2016-07-15 11:42 | 2024-07-20 11:01 | 0000-00-00 00:00:00 | 2024-07-20 11:01 | 0000-00-00 00:00:00
1 | Lutron Electronics | AY-10P-LA | 4460-646 | 4460 | 646 | Lutron Electronics | AY-10P-LA.jpg | 27557366588 | ARIADNI INCANDESCENT 1000W SNG | Ariadni Dimmer, Incandescent/Halogen, Single-pole, preset, 120V/1000W in light almond |  | 2.3 | 4.5 |  | AY-10P-LA.jpg | http://grandbrass.xologic.com/vendors/4460/large/AY-10P-LA.jpg | [47 empty] | 0 | 0 | 0 | [6 empty] | 0 | 1 | 1 | EA | 1 | Lighting Controls | [7 empty] | White | [16 empty] | Traditional |  |  | Dimmers | [242 empty] | <a href="https://www.lutron.com/TechnicalDocumentLibrary/0301689.pdf" target="_blank">Installation Instructions</a> | [23 empty] | 10.000 DW |  |  | 2.4000 IN | [89 empty] | 1.000 EA | 1.000 EA | [35 empty] | No | [42 empty] | https://assets.lutron.com/a/documents/spec%20guide%20volume%201%20with%20addendums.pdf#page=50 | [7 empty] | Shelf Stock | [13 empty] | <a href="https://www.lutron.com/TechnicalDocumentLibrary/368-4493_Page_2.pdf" target="_blank">Tech Drawing</a> | [25 empty] | 39122206 | [6 empty] | <a href="https://www.lutron.com/Education-Training/Tools/Pages/InstallDimmer.aspx?syst=Dimmers+%26+Switches&prodn=Ariadni%c2%ae+%2f+Toggler%c2%ae+dimmer" target="_blank">Product Video Clip</a> | [6 empty] | <a href="https://www.lutron.com/TechnicalDocumentLibrary/369-119_Wallbox_Warranty.pdf" target="_blank">Warranty Information</a> |  |  |  |  | 0.250 L | [14 empty] | 0 | 0 | 0 | 0 | Lighting Fixtures | 2016-07-15 11:43 | 2024-07-20 11:02 | 0000-00-00 00:00:00 | 2024-07-20 11:02 | 0000-00-00 00:00:00
1 | Lutron Electronics | AY-103P-LA | 4460-647 | 4460 | 647 | Lutron Electronics | AY-103P-LA.jpg | 27557366601 | ARIADNI INCANDESCENT 1000 W 3- | Ariadni Dimmer, Incandescent/Halogen, 3-way, preset, 120V/1000W in light almond |  | 2.3 | 4.5 |  | AY-103P-LA.jpg | http://grandbrass.xologic.com/vendors/4460/large/AY-103P-LA.jpg | [47 empty] | 0 | 0 | 0 | [6 empty] | 0 | 1 | 1 | EA | 1 | Lighting Controls | [7 empty] | White | [16 empty] | Traditional |  |  | Dimmers | [242 empty] | <a href="https://www.lutron.com/TechnicalDocumentLibrary/0301689.pdf" target="_blank">Installation Instructions</a> | [23 empty] | 2.000 DW |  |  | 2.3000 IN | [89 empty] | 1.000 EA | 1.000 EA | [35 empty] | No | [42 empty] | https://assets.lutron.com/a/documents/spec%20guide%20volume%201%20with%20addendums.pdf#page=50 | [7 empty] | Shelf Stock | [13 empty] | <a href="https://www.lutron.com/TechnicalDocumentLibrary/368-4493_Page_5.pdf" target="_blank">Tech Drawing</a> | [25 empty] | 39122206 | [6 empty] | <a href="https://www.lutron.com/Education-Training/Tools/Pages/InstallDimmer.aspx?syst=Dimmers+%26+Switches&prodn=Ariadni%c2%ae+%2f+Toggler%c2%ae+dimmer" target="_blank">Product Video Clip</a> | [6 empty] | <a href="https://www.lutron.com/TechnicalDocumentLibrary/369-119_Wallbox_Warranty.pdf" target="_blank">Warranty Information</a> |  |  |  |  | 0.150 L | [14 empty] | 0 | 0 | 0 | 0 | Lighting Fixtures | 2016-07-15 11:43 | 2024-07-20 11:06 | 0000-00-00 00:00:00 | 2024-07-20 11:06 | 0000-00-00 00:00:00
1 | Lutron Electronics | AYLV-600P-LA | 4460-648 | 4460 | 648 | Lutron Electronics | AYLV-600P-LA.jpg | 27557366625 | ARIADNI MLVE 600W 1 POLE PRESET LA | Ariadni Dimmer, Magnetic Low-Voltage, Single-pole, preset, 120V/600VA (450W) in light almond |  | 2.3 | 4.5 |  | AYLV-600P-LA.jpg | http://grandbrass.xologic.com/vendors/4460/large/AYLV-600P-LA.jpg | [47 empty] | 0 | 0 | 0 | [6 empty] | 0 | 1 | 1 | EA | 1 | Lighting Controls | [7 empty] | White | [16 empty] | Traditional |  |  | Dimmers | [242 empty] | <a href="https://www.lutron.com/TechnicalDocumentLibrary/0301273.pdf" target="_blank">Installation Instructions</a> | [23 empty] | 10.000 DW |  |  | 2.3000 IN | [89 empty] | 1.000 EA | 1.000 EA | [35 empty] | No | [42 empty] | https://assets.lutron.com/a/documents/spec%20guide%20volume%201%20with%20addendums.pdf#page=50 | [7 empty] | Shelf Stock | [13 empty] | <a href="https://www.lutron.com/TechnicalDocumentLibrary/368-4493_Page_1.pdf" target="_blank">Tech Drawing</a> | [25 empty] | 39122206 | [6 empty] | <a href="https://www.lutron.com/Education-Training/Tools/Pages/InstallDimmer.aspx?syst=Dimmers+%26+Switches&prodn=Ariadni%c2%ae+%2f+Toggler%c2%ae+dimmer" target="_blank">Product Video Clip</a> | [6 empty] | <a href="https://www.lutron.com/TechnicalDocumentLibrary/369-119_Wallbox_Warranty.pdf" target="_blank">Warranty Information</a> |  |  |  |  | 0.250 L | [14 empty] | 0 | 0 | 0 | 0 | Lighting Fixtures | 2016-07-15 11:43 | 2024-07-20 11:01 | 0000-00-00 00:00:00 | 2024-07-20 11:01 | 0000-00-00 00:00:00
1 | Lutron Electronics | AYLV-603P-LA | 4460-649 | 4460 | 649 | Lutron Electronics | AYLV-603P-LA.jpg | 27557366649 | ARIADNI MLV 600W 3-WAY PRESET LA | Ariadni Dimmer, Magnetic Low-Voltage, 3-way, preset, 120V/600VA (450W) in light almond |  | 2.3 | 4.5 |  | AYLV-603P-LA.jpg | http://grandbrass.xologic.com/vendors/4460/large/AYLV-603P-LA.jpg | [47 empty] | 0 | 0 | 0 | [6 empty] | 0 | 1 | 1 | EA | 1 | Lighting Controls | [7 empty] | White | [16 empty] | Traditional |  |  | Dimmers | [242 empty] | <a href="https://www.lutron.com/TechnicalDocumentLibrary/0301287.pdf" target="_blank">Installation Instructions</a> | [23 empty] | 10.000 DW |  |  | 2.3000 IN | [89 empty] | 1.000 EA | 1.000 EA | [35 empty] | No | [42 empty] | https://assets.lutron.com/a/documents/spec%20guide%20volume%201%20with%20addendums.pdf#page=50 | [7 empty] | Shelf Stock | [13 empty] | <a href="https://www.lutron.com/TechnicalDocumentLibrary/368-4493_Page_7.pdf" target="_blank">Tech Drawing</a> | [25 empty] | 39122206 | [6 empty] | <a href="https://www.lutron.com/Education-Training/Tools/Pages/InstallDimmer.aspx?syst=Dimmers+%26+Switches&prodn=Ariadni%c2%ae+%2f+Toggler%c2%ae+dimmer" target="_blank">Product Video Clip</a> | [6 empty] | <a href="https://www.lutron.com/TechnicalDocumentLibrary/369-119_Wallbox_Warranty.pdf" target="_blank">Warranty Information</a> |  |  |  |  | 0.200 L | [14 empty] | 0 | 0 | 0 | 0 | Lighting Fixtures | 2016-07-15 11:43 | 2024-07-20 11:03 | 0000-00-00 00:00:00 | 2024-07-20 11:03 | 0000-00-00 00:00:00
1 | Lutron Electronics | AYF-103P-LA | 4460-650 | 4460 | 650 | Lutron Electronics | AYF-103P-LA.jpg | 27557366663 | ARIADNI FLOURESCENT 1000W 3-WY | Ariadni Fluorescent Dimmer with Hi-lume Ballasts, 3-way/single-pole, preset, 120V/8A in light almond |  | 2.3 | 4.5 |  | AYF-103P-LA.jpg | http://grandbrass.xologic.com/vendors/4460/large/AYF-103P-LA.jpg | [47 empty] | 0 | 0 | 0 | [6 empty] | 0 | 1 | 1 | EA | 1 | Lighting Controls | [7 empty] | White | [16 empty] | Traditional |  |  | Dimmers | [242 empty] | <a href="https://www.lutron.com/TechnicalDocumentLibrary/031376.pdf" target="_blank">Installation Instructions</a> | [23 empty] | 2.000 DW |  |  | 2.3000 IN | [89 empty] | 1.000 EA | 1.000 EA | [35 empty] | No | [42 empty] | https://assets.lutron.com/a/documents/spec%20guide%20volume%201%20with%20addendums.pdf#page=50 | [7 empty] | Shelf Stock | [13 empty] | <a href="https://www.lutron.com/TechnicalDocumentLibrary/368-4493_Page_43.pdf" target="_blank">Tech Drawing</a> | [25 empty] | 39122206 | [6 empty] | <a href="https://www.lutron.com/Education-Training/Tools/Pages/InstallDimmer.aspx?syst=Dimmers+%26+Switches&prodn=Ariadni%c2%ae+%2f+Toggler%c2%ae+dimmer" target="_blank">Product Video Clip</a> | [6 empty] | <a href="https://www.lutron.com/TechnicalDocumentLibrary/369-119_Wallbox_Warranty.pdf" target="_blank">Warranty Information</a> |  |  |  |  | 0.250 L | [14 empty] | 0 | 0 | 0 | 0 | Lighting Fixtures | 2016-07-15 11:43 | 2024-07-20 11:02 | 0000-00-00 00:00:00 | 2024-07-20 11:02 | 0000-00-00 00:00:00
1 | Lutron Electronics | AYF-103P-277-LA | 4460-651 | 4460 | 651 | Lutron Electronics | AYF-103P-277-LA.jpg | 27557366687 | ARIADNI FLOURESCENT 1000W SNGL | Ariadni Fluorescent Dimmer with Hi-lume Ballasts, 3-way/single-pole, preset, 277V/6A in light almond |  | 2.3 | 4.5 |  | AYF-103P-277-LA.jpg | http://grandbrass.xologic.com/vendors/4460/large/AYF-103P-277-LA.jpg | [47 empty] | 0 | 0 | 0 | [6 empty] | 0 | 1 | 1 | EA | 1 | Lighting Controls | [7 empty] | White | [16 empty] | Traditional |  |  | Dimmers | [242 empty] | <a href="https://www.lutron.com/TechnicalDocumentLibrary/031376.pdf" target="_blank">Installation Instructions</a> | [23 empty] | 2.000 DW |  |  | 2.3000 IN | [89 empty] | 1.000 EA | 1.000 EA | [35 empty] | No | [42 empty] | https://assets.lutron.com/a/documents/spec%20guide%20volume%201%20with%20addendums.pdf#page=50 | [7 empty] | Shelf Stock | [13 empty] | <a href="https://www.lutron.com/TechnicalDocumentLibrary/368-4493_Page_43.pdf" target="_blank">Tech Drawing</a> | [25 empty] | 39122206 | [13 empty] | <a href="https://www.lutron.com/TechnicalDocumentLibrary/369-119_Wallbox_Warranty.pdf" target="_blank">Warranty Information</a> |  |  |  |  | 0.400 L | [14 empty] | 0 | 0 | 0 | 0 | Lighting Fixtures | 2016-07-15 11:43 | 2024-07-20 11:00 | 0000-00-00 00:00:00 | 2024-07-20 11:00 | 0000-00-00 00:00:00
1 | Lutron Electronics | AY-103PNL-LA | 4460-654 | 4460 | 654 | Lutron Electronics | AY-103PNL-LA.jpg | 27557366748 | ARIADNI 1000W 3WY NLITE LT ALMOND | Ariadni Dimmer with Locator Light, Incandescent/Halogen, 3-way, preset, 120V/1000W in light almond |  | 2.3 | 4.5 |  | AY-103PNL-LA.jpg | http://grandbrass.xologic.com/vendors/4460/large/AY-103PNL-LA.jpg | [47 empty] | 0 | 0 | 0 | [6 empty] | 0 | 1 | 1 | EA | 1 | Lighting Controls | [7 empty] | White | [16 empty] | Traditional |  |  | Dimmers | [242 empty] | <a href="https://www.lutron.com/TechnicalDocumentLibrary/0301689.pdf" target="_blank">Installation Instructions</a> | [23 empty] | 2.000 DW |  |  | 2.3000 IN | [89 empty] | 1.000 EA | 1.000 EA | [35 empty] | No | [42 empty] | https://assets.lutron.com/a/documents/spec%20guide%20volume%201%20with%20addendums.pdf#page=50 | [7 empty] | Shelf Stock | [13 empty] | <a href="https://www.lutron.com/TechnicalDocumentLibrary/368-4493_Page_5.pdf" target="_blank">Tech Drawing</a> | [25 empty] | 39122206 | [6 empty] | <a href="https://www.lutron.com/Education-Training/Tools/Pages/InstallDimmer.aspx?syst=Dimmers+%26+Switches&prodn=Ariadni%c2%ae+%2f+Toggler%c2%ae+dimmer" target="_blank">Product Video Clip</a> | [6 empty] | <a href="https://www.lutron.com/TechnicalDocumentLibrary/369-119_Wallbox_Warranty.pdf" target="_blank">Warranty Information</a> |  |  |  |  | 0.250 L | [14 empty] | 0 | 0 | 0 | 0 | Lighting Fixtures | 2016-07-15 11:43 | 2024-07-20 11:04 | 0000-00-00 00:00:00 | 2024-07-20 11:04 | 0000-00-00 00:00:00
1 | Lutron Electronics | AY-10PNL-LA | 4460-655 | 4460 | 655 | Lutron Electronics | AY-10PNL-LA.jpg | 27557366762 | ARIADNI INCNDSNT 1000W SNGL PL | Ariadni Dimmer with Locator Light, Incandescent/Halogen, Single-pole, preset, 120V/1000W in light almond |  | 2.3 | 4.5 |  | AY-10PNL-LA.jpg | http://grandbrass.xologic.com/vendors/4460/large/AY-10PNL-LA.jpg | [47 empty] | 0 | 0 | 0 | [6 empty] | 0 | 1 | 1 | EA | 1 | Lighting Controls | [7 empty] | White | [16 empty] | Traditional |  |  | Dimmers | [242 empty] | <a href="https://www.lutron.com/TechnicalDocumentLibrary/0301689.pdf" target="_blank">Installation Instructions</a> | [23 empty] | 10.000 DW |  |  | 2.3000 IN | [89 empty] | 1.000 EA | 1.000 EA | [35 empty] | No | [42 empty] | https://assets.lutron.com/a/documents/spec%20guide%20volume%201%20with%20addendums.pdf#page=50 | [7 empty] | Shelf Stock | [13 empty] | <a href="https://www.lutron.com/TechnicalDocumentLibrary/368-4493_Page_2.pdf" target="_blank">Tech Drawing</a> | [25 empty] | 39122206 | [6 empty] | <a href="https://www.lutron.com/Education-Training/Tools/Pages/InstallDimmer.aspx?syst=Dimmers+%26+Switches&prodn=Ariadni%c2%ae+%2f+Toggler%c2%ae+dimmer" target="_blank">Product Video Clip</a> | [6 empty] | <a href="https://www.lutron.com/TechnicalDocumentLibrary/369-119_Wallbox_Warranty.pdf" target="_blank">Warranty Information</a> |  |  |  |  | 0.250 L | [14 empty] | 0 | 0 | 0 | 0 | Lighting Fixtures | 2016-07-15 11:43 | 2024-07-20 11:00 | 0000-00-00 00:00:00 | 2024-07-20 11:00 | 0000-00-00 00:00:00
1 | Lutron Electronics | AY2-LFSQ-LA | 4460-656 | 4460 | 656 | Lutron Electronics | Ecom_AY2-LFSQ-LA_nowallplate.jpeg?w=1500 | 27557366786 | ARIADNI DUAL PRESET FAN SPEED | Ariadni Fan/Light Control, Fan control and dimmer, single-pole - quiet 3-speed, 120V/1.5A/300W in light almond |  | 2.3 | 4.5 | [50 empty] | 0 | 0 | 0 | [6 empty] | 0 | 1 | 1 | EA | 1 | Lighting Controls | [7 empty] | White | [16 empty] | Traditional |  |  | Lightswitches | [242 empty] | <a href="https://www.lutron.com/TechnicalDocumentLibrary/0301992.pdf" target="_blank">Installation Instructions</a> | [23 empty] | 10.000 DW |  |  | 2.3000 IN | [89 empty] | 1.000 EA | 1.000 EA | [35 empty] | No | [42 empty] | https://assets.lutron.com/a/documents/spec%20guide%20volume%201%20with%20addendums.pdf#page=50 | [7 empty] | Shelf Stock | [13 empty] | <a href="https://www.lutron.com/TechnicalDocumentLibrary/368-4493_Page_30.pdf" target="_blank">Tech Drawing</a> | [25 empty] | 39122232 | [13 empty] | <a href="https://www.lutron.com/TechnicalDocumentLibrary/369-119_Wallbox_Warranty.pdf" target="_blank">Warranty Information</a> |  |  |  |  | 0.250 L | [14 empty] | 0 | 0 | 0 | 0 | Lighting Fixtures | 2016-07-15 11:43 | 2024-07-20 11:01 | 0000-00-00 00:00:00 | 2024-07-20 11:01 | 0000-00-00 00:00:00
4 | Lutron Electronics | AYFSQ-F-LA | 4460-657 | 4460 | 657 | Lutron Electronics | Ecom_AYFSQ-F-LA_WithWallPlate.jpeg?w=1500 | 27557366809 | ARIADNI FAN SPEED QUIET SINGLE | Ariadni Fan Control, 3-way/single-pole, quiet 3-speed, 120V/1.5A in light almond |  | 2.3 | 4.5 | [50 empty] | 0 | 0 | 0 | [6 empty] | 0 | 1 | 1 | EA | 1 |  |  |  | Control And Automation |  | Switches |  | Speed Switch | White | [16 empty] | Traditional | [245 empty] | <a href="https://www.lutron.com/TechnicalDocumentLibrary/030-1541_Combined_Language.pdf" target="_blank">Installation Instructions</a> | [23 empty] | 2.000 DW |  |  | 2.3000 IN | [89 empty] | 1.000 EA | 1.000 EA | [35 empty] | No | [42 empty] | https://assets.lutron.com/a/documents/spec%20guide%20volume%201%20with%20addendums.pdf#page=50 | [7 empty] | Shelf Stock | [13 empty] | <a href="https://www.lutron.com/TechnicalDocumentLibrary/368-4493_Page_5.pdf" target="_blank">Tech Drawing</a> | [25 empty] | 39122240 | [13 empty] | <a href="https://www.lutron.com/TechnicalDocumentLibrary/369-119_Wallbox_Warranty.pdf" target="_blank">Warranty Information</a> |  |  |  |  | 0.250 L | [14 empty] | 0 | 0 | 0 | 0 | Electrical | 2016-07-15 11:43 | 2024-07-20 11:03 | 0000-00-00 00:00:00 | 2024-07-20 11:03 | 0000-00-00 00:00:00
4 | Lutron Electronics | GRX-CBL-46L-250 | 4460-659 | 4460 | 659 | Lutron Electronics | GRX-CBL-46L-250.jpg | 27557367080 | GRAFIK 4000/6000 CTRL CBL 5-COND 250FT | GRAFIK Eye 5 conductor cable, non-plenum rated, 250 FT |  | 10.5 | 6.63 |  | GRX-CBL-46L-250.jpg | http://grandbrass.xologic.com/vendors/4460/large/GRX-CBL-46L-250.jpg | [47 empty] | 0 | 0 | 0 | [6 empty] | 0 | 1 | 1 | EA | 1 | Specialty Items |  |  | Lugs Plugs And Connectors |  | Connectors And Accessories |  | Automatic Wire Or Cable Connector | Combination Finishes | [16 empty] | Traditional |  |  | Cables | [266 empty] | 10.000 DW |  |  | 10.5000 IN | [89 empty] | 1.000 EA | 1.000 EA | [35 empty] | No | [42 empty] | https://www.lutron.com/TechnicalDocumentLibrary/cables_nonplenum.pdf | [7 empty] | Shelf Stock | [39 empty] | 39121438 | [13 empty] | <a href="https://www.lutron.com/TechnicalDocumentLibrary/3601201A_Commercial_Limited_Warranty.pdf" target="_blank">Warranty Information</a> |  |  |  |  | 21.000 L | [14 empty] | 0 | 0 | 0 | 0 | Electrical | 2016-07-15 11:43 | 2024-07-20 11:00 | 0000-00-00 00:00:00 | 2025-11-29 02:00 | 0000-00-00 00:00:00
1 | Lutron Electronics | NLV-600-WH | 4460-663 | 4460 | 663 | Lutron Electronics | NLV-600-WH.jpg | 27557370905 | NOVA 600VA LOW VOLTAGE WHITE | Nova Dimmer, Magnetic Low-Voltage, Neon/Cold Cathode, Single-pole (small control), 120V/600VA (450W) in white |  | 5.2 | 5.4 |  | NLV-600-WH.jpg | http://grandbrass.xologic.com/vendors/4460/large/NLV-600-WH.jpg | [47 empty] | 0 | 0 | 0 | [6 empty] | 0 | 1 | 1 | EA | 1 | Lighting Controls | [7 empty] | White | [19 empty] | Dimmers | [242 empty] | <a href="https://www.lutron.com/TechnicalDocumentLibrary/0301552.pdf" target="_blank">Installation Instructions</a> | [23 empty] | 2.000 DW |  |  | 4.0000 IN | [89 empty] | 1.000 EA | 1.000 EA | [35 empty] | No | [42 empty] | https://www.lutron.com/TechnicalDocumentLibrary/NovaSpecSubmittal.pdf | [7 empty] | Shelf Stock | [13 empty] | <a href="https://www.lutron.com/TechnicalDocumentLibrary/368-4493_Page_2.pdf" target="_blank">Tech Drawing</a> | [25 empty] | 39122206 | [6 empty] | <a href="https://www.lutron.com/Service-Support/Technical/InstallationInstructions/Pages/Videos.aspx?syst=Dimmers+%26+Switches&prodn=Nova%c2%ae+dimmer+%26+switch+" target="_blank">Product Video Clip</a> | [6 empty] | <a href="https://www.lutron.com/TechnicalDocumentLibrary/369-119_Wallbox_Warranty.pdf" target="_blank">Warranty Information</a> |  |  |  |  | 0.700 L | [14 empty] | 0 | 0 | 0 | 0 | Lighting Fixtures | 2016-07-15 11:43 | 2024-07-20 11:02 | 0000-00-00 00:00:00 | 2024-07-20 11:02 | 0000-00-00 00:00:00 | [6 empty] | White
1 | Lutron Electronics | NLV-1000-WH | 4460-664 | 4460 | 664 | Lutron Electronics | NLV-1000-WH.jpg | 27557370929 | NOVA 1000VA LOW VOLTAGE WH | Nova Dimmer, Magnetic Low-Voltage, Neon/Cold Cathode, Single-pole (large control), 120V/1000VA (800W) in white |  | 5.2 | 5.4 |  | NLV-1000-WH.jpg | http://grandbrass.xologic.com/vendors/4460/large/NLV-1000-WH.jpg | [47 empty] | 0 | 0 | 0 | [6 empty] | 0 | 1 | 1 | EA | 1 | Lighting Controls | [7 empty] | White | [19 empty] | Dimmers | [242 empty] | <a href="https://www.lutron.com/TechnicalDocumentLibrary/0301552.pdf" target="_blank">Installation Instructions</a> | [23 empty] | 2.000 DW |  |  | 4.0000 IN | [89 empty] | 1.000 EA | 1.000 EA | [35 empty] | No | [42 empty] | https://www.lutron.com/TechnicalDocumentLibrary/NovaSpecSubmittal.pdf | [7 empty] | Shelf Stock | [13 empty] | <a href="https://www.lutron.com/TechnicalDocumentLibrary/368-4493_Page_2.pdf" target="_blank">Tech Drawing</a> | [25 empty] | 39122206 | [6 empty] | <a href="https://www.lutron.com/Service-Support/Technical/InstallationInstructions/Pages/Videos.aspx?syst=Dimmers+%26+Switches&prodn=Nova%c2%ae+dimmer+%26+switch+" target="_blank">Product Video Clip</a> | [6 empty] | <a href="https://www.lutron.com/TechnicalDocumentLibrary/369-119_Wallbox_Warranty.pdf" target="_blank">Warranty Information</a> |  |  |  |  | 0.800 L | [14 empty] | 0 | 0 | 0 | 0 | Lighting Fixtures | 2016-07-15 11:43 | 2024-07-20 11:06 | 0000-00-00 00:00:00 | 2024-07-20 11:06 | 0000-00-00 00:00:00 | [6 empty] | White
1 | Lutron Electronics | NLV-1500-WH | 4460-665 | 4460 | 665 | Lutron Electronics | NLV-1500-WH.jpg | 27557370943 | NOVA 1500VA LOW VOLT WHITE | Nova Dimmer, Magnetic Low-Voltage, Neon/Cold Cathode, Single-pole (large control), 120V/1500VA (1200W) in white |  | 5.2 | 5.4 |  | NLV-1500-WH.jpg | http://grandbrass.xologic.com/vendors/4460/large/NLV-1500-WH.jpg | [47 empty] | 0 | 0 | 0 | [6 empty] | 0 | 1 | 1 | EA | 1 | Lighting Controls | [7 empty] | White | [19 empty] | Dimmers | [242 empty] | <a href="https://www.lutron.com/TechnicalDocumentLibrary/0301552.pdf" target="_blank">Installation Instructions</a> | [23 empty] | 2.000 DW |  |  | 4.0000 IN | [89 empty] | 1.000 EA | 1.000 EA | [35 empty] | No | [42 empty] | https://www.lutron.com/TechnicalDocumentLibrary/NovaSpecSubmittal.pdf | [7 empty] | Shelf Stock | [13 empty] | <a href="https://www.lutron.com/TechnicalDocumentLibrary/368-4493_Page_2.pdf" target="_blank">Tech Drawing</a> | [25 empty] | 39122206 | [6 empty] | <a href="https://www.lutron.com/Service-Support/Technical/InstallationInstructions/Pages/Videos.aspx?syst=Dimmers+%26+Switches&prodn=Nova%c2%ae+dimmer+%26+switch+" target="_blank">Product Video Clip</a> | [6 empty] | <a href="https://www.lutron.com/TechnicalDocumentLibrary/369-119_Wallbox_Warranty.pdf" target="_blank">Warranty Information</a> |  |  |  |  | 0.800 L | [14 empty] | 0 | 0 | 0 | 0 | Lighting Fixtures | 2016-07-15 11:43 | 2024-07-20 11:01 | 0000-00-00 00:00:00 | 2024-07-20 11:01 | 0000-00-00 00:00:00 | [6 empty] | White
4 | Lutron Electronics | GRX-TVI | 4460-666 | 4460 | 666 | Lutron Electronics | GRX-TVI.jpg | 27557376150 | TEN VOLT INTERFACE AND | Lutron 10V contol interface |  | 11.1 | 8.5 |  | GRX-TVI.jpg | http://grandbrass.xologic.com/vendors/4460/large/GRX-TVI.jpg | [47 empty] | 0 | 0 | 0 | [6 empty] | 0 | 1 | 1 | EA | 1 | Specialty Items |  |  | Electrical Distribution Equipment |  | Power Conditioning Equipment |  | Electrical Or Power Regulators | [20 empty] | Other Specialty Items | [242 empty] | <a href="https://www.lutron.com/TechnicalDocumentLibrary/032119b.eng.pdf" target="_blank">Installation Instructions</a> | [23 empty] | 10.000 DW |  |  | 16.7000 IN | [7 empty] | <a href="https://www.lutron.com/TechnicalDocumentLibrary/Ecosystem_Typical.pdf" target="_blank">Line Drawing</a> | [81 empty] | 1.000 EA | 1.000 EA | [35 empty] | No | [42 empty] | https://www.lutron.com/TechnicalDocumentLibrary/grx-tvi.pdf | [7 empty] | Shelf Stock | [39 empty] | 39121009 | [13 empty] | <a href="https://www.lutron.com/TechnicalDocumentLibrary/3601201A_Commercial_Limited_Warranty.pdf" target="_blank">Warranty Information</a> |  |  |  |  | 6.850 L | [14 empty] | 0 | 0 | 0 | 0 | Electrical | 2016-07-15 11:43 | 2024-07-20 11:01 | 0000-00-00 00:00:00 | 2025-11-29 02:00 | 0000-00-00 00:00:00
1 | Lutron Electronics | NTELV-600-WH | 4460-667 | 4460 | 667 | Lutron Electronics | NTELV-600-WH.jpg | 27557378802 | NOVA T 600W ELECTRONIC LOW VOLTAGE WHITE | Nova T Dimmer, Electronic Low-Voltage, Single-pole (small control), 120V/600W in white |  | 4.1 | 5.3 |  | NTELV-600-WH.jpg | http://grandbrass.xologic.com/vendors/4460/large/NTELV-600-WH.jpg | [47 empty] | 0 | 0 | 0 | [6 empty] | 0 | 1 | 1 | EA | 1 | Lighting Controls | [7 empty] | White | [19 empty] | Dimmers | [242 empty] | <a href="https://www.lutron.com/TechnicalDocumentLibrary/0301030A.pdf" target="_blank">Installation Instructions</a> | [23 empty] | 10.000 DW |  |  | 3.0000 IN | [89 empty] | 1.000 EA | 1.000 EA | [35 empty] | No | [42 empty] | https://www.lutron.com/TechnicalDocumentLibrary/NovaTB.pdf | [7 empty] | Shelf Stock | [13 empty] | <a href="https://www.lutron.com/TechnicalDocumentLibrary/368-4493_Page_41.pdf" target="_blank">Tech Drawing</a> | [25 empty] | 39122206 | [13 empty] | <a href="https://www.lutron.com/TechnicalDocumentLibrary/369-119_Wallbox_Warranty.pdf" target="_blank">Warranty Information</a> |  |  |  |  | 0.550 L | [14 empty] | 0 | 0 | 0 | 0 | Lighting Fixtures | 2016-07-15 11:43 | 2024-07-20 11:03 | 0000-00-00 00:00:00 | 2024-07-20 11:03 | 0000-00-00 00:00:00 | [6 empty] | White
1 | Lutron Electronics | NTELV-600-BE | 4460-668 | 4460 | 668 | Lutron Electronics | NTELV-600-BE.jpg | 27557378826 | NOVA T 600W ELECTRONIC LOW VOLTAGE BEIGE | Nova T Dimmer, Electronic Low-Voltage, Single-pole (small control), 120V/600W in beige |  | 4.1 | 5.3 |  | NTELV-600-BE.jpg | http://grandbrass.xologic.com/vendors/4460/large/NTELV-600-BE.jpg | [47 empty] | 0 | 0 | 0 | [6 empty] | 0 | 1 | 1 | EA | 1 | Lighting Controls | [7 empty] | White | [19 empty] | Dimmers | [242 empty] | <a href="https://www.lutron.com/TechnicalDocumentLibrary/0301030A.pdf" target="_blank">Installation Instructions</a> | [23 empty] | 2.000 DW |  |  | 3.0000 IN | [89 empty] | 1.000 EA | 1.000 EA | [35 empty] | No | [42 empty] | https://www.lutron.com/TechnicalDocumentLibrary/NovaTB.pdf | [7 empty] | Shelf Stock | [13 empty] | <a href="https://www.lutron.com/TechnicalDocumentLibrary/368-4493_Page_41.pdf" target="_blank">Tech Drawing</a> | [25 empty] | 39122206 | [13 empty] | <a href="https://www.lutron.com/TechnicalDocumentLibrary/369-119_Wallbox_Warranty.pdf" target="_blank">Warranty Information</a> |  |  |  |  | 0.550 L | [14 empty] | 0 | 0 | 0 | 0 | Lighting Fixtures | 2016-07-15 11:43 | 2024-07-20 11:02 | 0000-00-00 00:00:00 | 2024-07-20 11:02 | 0000-00-00 00:00:00 | [6 empty] | Beige
1 | Lutron Electronics | NTELV-600-IV | 4460-669 | 4460 | 669 | Lutron Electronics | NTELV-600-IV.jpg | 27557378871 | NOVA T 600W ELECTRONIC LOW VOLTAGE IVORY | Nova T Dimmer, Electronic Low-Voltage, Single-pole (small control), 120V/600W in ivory |  | 4.1 | 5.3 |  | NTELV-600-IV.jpg | http://grandbrass.xologic.com/vendors/4460/large/NTELV-600-IV.jpg | [47 empty] | 0 | 0 | 0 | [6 empty] | 0 | 1 | 1 | EA | 1 | Lighting Controls | [7 empty] | White | [19 empty] | Dimmers | [242 empty] | <a href="https://www.lutron.com/TechnicalDocumentLibrary/0301030A.pdf" target="_blank">Installation Instructions</a> | [23 empty] | 2.000 DW |  |  | 3.0000 IN | [89 empty] | 1.000 EA | 1.000 EA | [35 empty] | No | [42 empty] | https://www.lutron.com/TechnicalDocumentLibrary/NovaTB.pdf | [7 empty] | Shelf Stock | [13 empty] | <a href="https://www.lutron.com/TechnicalDocumentLibrary/368-4493_Page_41.pdf" target="_blank">Tech Drawing</a> | [25 empty] | 39122206 | [13 empty] | <a href="https://www.lutron.com/TechnicalDocumentLibrary/369-119_Wallbox_Warranty.pdf" target="_blank">Warranty Information</a> |  |  |  |  | 0.550 L | [14 empty] | 0 | 0 | 0 | 0 | Lighting Fixtures | 2016-07-15 11:43 | 2024-07-20 11:01 | 0000-00-00 00:00:00 | 2024-07-20 11:01 | 0000-00-00 00:00:00 | [6 empty] | Ivory
1 | Lutron Electronics | NTELV-600-GR | 4460-671 | 4460 | 671 | Lutron Electronics | NTELV-600-GR.jpg | 27557378963 | NOVA T 600W ELECTRONIC LOW VOLTAGE IV | Nova T Dimmer, Electronic Low-Voltage, Single-pole (small control), 120V/600W in gray |  | 4.1 | 5.3 |  | NTELV-600-GR.jpg | http://grandbrass.xologic.com/vendors/4460/large/NTELV-600-GR.jpg | [47 empty] | 0 | 0 | 0 | [6 empty] | 0 | 1 | 1 | EA | 1 | Lighting Controls | [7 empty] | Gray | [19 empty] | Dimmers | [242 empty] | <a href="https://www.lutron.com/TechnicalDocumentLibrary/0301030A.pdf" target="_blank">Installation Instructions</a> | [23 empty] | 2.000 DW |  |  | 3.0000 IN | [89 empty] | 1.000 EA | 1.000 EA | [35 empty] | No | [42 empty] | https://www.lutron.com/TechnicalDocumentLibrary/NovaTB.pdf | [7 empty] | Shelf Stock | [13 empty] | <a href="https://www.lutron.com/TechnicalDocumentLibrary/368-4493_Page_41.pdf" target="_blank">Tech Drawing</a> | [25 empty] | 39122206 | [13 empty] | <a href="https://www.lutron.com/TechnicalDocumentLibrary/369-119_Wallbox_Warranty.pdf" target="_blank">Warranty Information</a> |  |  |  |  | 0.550 L | [14 empty] | 0 | 0 | 0 | 0 | Lighting Fixtures | 2016-07-15 11:43 | 2024-07-20 11:02 | 0000-00-00 00:00:00 | 2024-07-20 11:02 | 0000-00-00 00:00:00 | [6 empty] | Gray
1 | Lutron Electronics | NTELV-600-BR | 4460-674 | 4460 | 674 | Lutron Electronics | NTELV-600-BR.jpg | 27557379052 | NOVA T 600W ELECTRONIC LOW VOLTAGE BROWN | Nova T Dimmer, Electronic Low-Voltage, Single-pole (small control), 120V/600W in brown |  | 4.1 | 5.3 |  | NTELV-600-BR.jpg | http://grandbrass.xologic.com/vendors/4460/large/NTELV-600-BR.jpg | [47 empty] | 0 | 0 | 0 | [6 empty] | 0 | 1 | 1 | EA | 1 | Lighting Controls | [7 empty] | Brown | [19 empty] | Dimmers | [242 empty] | <a href="https://www.lutron.com/TechnicalDocumentLibrary/0301030A.pdf" target="_blank">Installation Instructions</a> | [23 empty] | 2.000 DW |  |  | 3.0000 IN | [89 empty] | 1.000 EA | 1.000 EA | [35 empty] | No | [42 empty] | https://www.lutron.com/TechnicalDocumentLibrary/NovaTB.pdf | [7 empty] | Shelf Stock | [13 empty] | <a href="https://www.lutron.com/TechnicalDocumentLibrary/368-4493_Page_41.pdf" target="_blank">Tech Drawing</a> | [25 empty] | 39122206 | [13 empty] | <a href="https://www.lutron.com/TechnicalDocumentLibrary/369-119_Wallbox_Warranty.pdf" target="_blank">Warranty Information</a> |  |  |  |  | 0.550 L | [14 empty] | 0 | 0 | 0 | 0 | Lighting Fixtures | 2016-07-15 11:43 | 2024-07-20 11:01 | 0000-00-00 00:00:00 | 2024-07-20 11:01 | 0000-00-00 00:00:00 | [6 empty] | Brown
1 | Lutron Electronics | NTELV-600-BL | 4460-676 | 4460 | 676 | Lutron Electronics | NTELV-600-BL.jpg | 27557379113 | NOVA T 600W ELECTRONIC LOW VOLTAGE BLACK | Nova T Dimmer, Electronic Low-Voltage, Single-pole (small control), 120V/600W in black |  | 4.1 | 5.3 |  | NTELV-600-BL.jpg | http://grandbrass.xologic.com/vendors/4460/large/NTELV-600-BL.jpg | [47 empty] | 0 | 0 | 0 | [6 empty] | 0 | 1 | 1 | EA | 1 | Lighting Controls | [7 empty] | Black | [19 empty] | Dimmers | [242 empty] | <a href="https://www.lutron.com/TechnicalDocumentLibrary/0301030A.pdf" target="_blank">Installation Instructions</a> | [23 empty] | 10.000 DW |  |  | 3.0000 IN | [89 empty] | 1.000 EA | 1.000 EA | [35 empty] | No | [42 empty] | https://www.lutron.com/TechnicalDocumentLibrary/NovaTB.pdf | [7 empty] | Shelf Stock | [13 empty] | <a href="https://www.lutron.com/TechnicalDocumentLibrary/368-4493_Page_41.pdf" target="_blank">Tech Drawing</a> | [25 empty] | 39122206 | [13 empty] | <a href="https://www.lutron.com/TechnicalDocumentLibrary/369-119_Wallbox_Warranty.pdf" target="_blank">Warranty Information</a> |  |  |  |  | 0.550 L | [14 empty] | 0 | 0 | 0 | 0 | Lighting Fixtures | 2016-07-15 11:43 | 2024-07-20 11:02 | 0000-00-00 00:00:00 | 2024-07-20 11:02 | 0000-00-00 00:00:00 | [6 empty] | Black
4 | Lutron Electronics | NTFS-6E-WH | 4460-687 | 4460 | 687 | Lutron Electronics | NTFS-6E-WH.jpg | 27557391153 | NOVA T FAN SPEED CTRL 6A WH | Nova T Fully Variable Fan-Speed Control, Single-pole (small control), 120V/6A in white |  | 4.1 | 5.3 |  | NTFS-6E-WH.jpg | http://grandbrass.xologic.com/vendors/4460/large/NTFS-6E-WH.jpg | [47 empty] | 0 | 0 | 0 | [6 empty] | 0 | 1 | 1 | EA | 1 | Fan Accessories |  |  | Control And Automation |  | Switches |  | Speed Switch | White | [19 empty] | Fan Wall Mount Controls | [242 empty] | <a href="https://www.lutron.com/TechnicalDocumentLibrary/0301030A.pdf" target="_blank">Installation Instructions</a> | [23 empty] | 10.000 DW |  |  | 3.1000 IN | [89 empty] | 1.000 EA | 1.000 EA | [35 empty] | No | [42 empty] | https://www.lutron.com/TechnicalDocumentLibrary/NovaTB.pdf | [7 empty] | Shelf Stock | [13 empty] | <a href="https://www.lutron.com/TechnicalDocumentLibrary/368-4493_Page_71.pdf" target="_blank">Tech Drawing</a> | [25 empty] | 39122240 | [13 empty] | <a href="https://www.lutron.com/TechnicalDocumentLibrary/369-119_Wallbox_Warranty.pdf" target="_blank">Warranty Information</a> |  |  |  |  | 0.450 L | [14 empty] | 0 | 0 | 0 | 0 | Electrical | 2016-07-15 11:44 | 2024-07-20 11:01 | 0000-00-00 00:00:00 | 2025-11-29 02:00 | 0000-00-00 00:00:00 | [6 empty] | White
1 | Lutron Electronics | NT-600-WH | 4460-688 | 4460 | 688 | Lutron Electronics | NT-600-WH.jpg | 27557392006 | NOVA T INCAN DMR 600W WHITE | Nova T Dimmer, Incandescent/Halogen, Single-pole (small control), 120V/600W in white |  | 4.1 | 5.3 |  | NT-600-WH.jpg | http://grandbrass.xologic.com/vendors/4460/large/NT-600-WH.jpg | [47 empty] | 0 | 0 | 0 | [6 empty] | 0 | 1 | 1 | EA | 1 | Lighting Controls | [7 empty] | White | [16 empty] | Traditional |  |  | Dimmers | [242 empty] | <a href="https://www.lutron.com/TechnicalDocumentLibrary/0301030A.pdf" target="_blank">Installation Instructions</a> | [23 empty] | 10.000 DW |  |  | 3.1000 IN | [7 empty] | <a href="https://www.lutron.com/TechnicalDocumentLibrary/NovaT_Family.pdf" target="_blank">Line Drawing</a> | [81 empty] | 1.000 EA | 1.000 EA | [35 empty] | No | [42 empty] | https://www.lutron.com/TechnicalDocumentLibrary/NovaTB.pdf | [7 empty] | Shelf Stock | [13 empty] | <a href="https://www.lutron.com/TechnicalDocumentLibrary/368-4493_Page_2.pdf" target="_blank">Tech Drawing</a> | [25 empty] | 39122206 | [13 empty] | <a href="https://www.lutron.com/TechnicalDocumentLibrary/369-119_Wallbox_Warranty.pdf" target="_blank">Warranty Information</a> |  |  |  |  | 0.400 L | [14 empty] | 0 | 0 | 0 | 0 | Lighting Fixtures | 2016-07-15 11:44 | 2024-07-20 11:00 | 0000-00-00 00:00:00 | 2024-07-20 11:00 | 0000-00-00 00:00:00 | [6 empty] | White
1 | Lutron Electronics | NT-1000-WH | 4460-689 | 4460 | 689 | Lutron Electronics | NT-1000-WH.jpg | 27557392051 | NOVA T INCAN DMR 1000W WHITE | Nova T Dimmer, Incandescent/Halogen, Single-pole (small control), 120V/1000W in white |  | 4.1 | 5.3 |  | NT-1000-WH.jpg | http://grandbrass.xologic.com/vendors/4460/large/NT-1000-WH.jpg | [47 empty] | 0 | 0 | 0 | [6 empty] | 0 | 1 | 1 | EA | 1 | Lighting Controls | [7 empty] | White | [19 empty] | Dimmers | [242 empty] | <a href="https://www.lutron.com/TechnicalDocumentLibrary/0301030A.pdf" target="_blank">Installation Instructions</a> | [23 empty] | 10.000 DW |  |  | 3.1000 IN | [89 empty] | 1.000 EA | 1.000 EA | [35 empty] | No | [42 empty] | https://www.lutron.com/TechnicalDocumentLibrary/NovaTB.pdf | [7 empty] | Shelf Stock | [13 empty] | <a href="https://www.lutron.com/TechnicalDocumentLibrary/368-4493_Page_2.pdf" target="_blank">Tech Drawing</a> | [25 empty] | 39122206 | [13 empty] | <a href="https://www.lutron.com/TechnicalDocumentLibrary/369-119_Wallbox_Warranty.pdf" target="_blank">Warranty Information</a> |  |  |  |  | 0.350 L | [14 empty] | 0 | 0 | 0 | 0 | Lighting Fixtures | 2016-07-15 11:44 | 2024-07-20 11:06 | 0000-00-00 00:00:00 | 2024-07-20 11:06 | 0000-00-00 00:00:00 | [6 empty] | White
1 | Lutron Electronics | NT-1500-WH | 4460-690 | 4460 | 690 | Lutron Electronics | NT-1500-WH.jpg | 27557392068 | NOVA T INCAN DMR 1500W WHITE | Nova T Dimmer, Incandescent/Halogen, Single-pole (large control), 120V/1500W in white |  | 5.2 | 5.4 |  | NT-1500-WH.jpg | http://grandbrass.xologic.com/vendors/4460/large/NT-1500-WH.jpg | [47 empty] | 0 | 0 | 0 | [6 empty] | 0 | 1 | 1 | EA | 1 | Lighting Controls | [7 empty] | White | [16 empty] | Traditional |  |  | Dimmers | [242 empty] | <a href="https://www.lutron.com/TechnicalDocumentLibrary/0301030A.pdf" target="_blank">Installation Instructions</a> | [23 empty] | 10.000 DW |  |  | 4.0000 IN | [7 empty] | <a href="https://www.lutron.com/TechnicalDocumentLibrary/NovaT_Family.pdf" target="_blank">Line Drawing</a> | [81 empty] | 1.000 EA | 1.000 EA | [35 empty] | No | [42 empty] | https://www.lutron.com/TechnicalDocumentLibrary/NovaTB.pdf | [7 empty] | Shelf Stock | [13 empty] | <a href="https://www.lutron.com/TechnicalDocumentLibrary/368-4493_Page_2.pdf" target="_blank">Tech Drawing</a> | [25 empty] | 39122206 | [13 empty] | <a href="https://www.lutron.com/TechnicalDocumentLibrary/369-119_Wallbox_Warranty.pdf" target="_blank">Warranty Information</a> |  |  |  |  | 0.600 L | [14 empty] | 0 | 0 | 0 | 0 | Lighting Fixtures | 2016-07-15 11:44 | 2024-07-20 11:00 | 0000-00-00 00:00:00 | 2024-07-20 11:00 | 0000-00-00 00:00:00 | [6 empty] | White
1 | Lutron Electronics | NT-1PS-WH | 4460-691 | 4460 | 691 | Lutron Electronics | NT-1PS-WH.jpg | 27557392075 | NOVA T SINGLE POLE SWITCH WHITE | Nova T Linear Slide Switch, Single-pole (small control), 120V/20A in white |  | 5.2 | 5.4 |  | NT-1PS-WH.jpg | http://grandbrass.xologic.com/vendors/4460/large/NT-1PS-WH.jpg | [47 empty] | 0 | 0 | 0 | [6 empty] | 0 | 1 | 1 | EA | 1 | Lighting Controls | [7 empty] | White | [16 empty] | Traditional |  |  | Dimmers | [242 empty] | <a href="https://www.lutron.com/TechnicalDocumentLibrary/0301030A.pdf" target="_blank">Installation Instructions</a> | [23 empty] | 10.000 DW |  |  | 4.0000 IN | [7 empty] | <a href="https://www.lutron.com/TechnicalDocumentLibrary/NovaT_Family.pdf" target="_blank">Line Drawing</a> | [81 empty] | 1.000 EA | 1.000 EA | [35 empty] | No | [42 empty] | https://www.lutron.com/TechnicalDocumentLibrary/NovaTB.pdf | [7 empty] | Shelf Stock | [13 empty] | <a href="https://www.lutron.com/TechnicalDocumentLibrary/368-4493_Page_2.pdf" target="_blank">Tech Drawing</a> | [25 empty] | 39122212 | [13 empty] | <a href="https://www.lutron.com/TechnicalDocumentLibrary/369-119_Wallbox_Warranty.pdf" target="_blank">Warranty Information</a> |  |  |  |  | 0.400 L | [14 empty] | 0 | 0 | 0 | 0 | Lighting Fixtures | 2016-07-15 11:44 | 2024-07-20 11:03 | 0000-00-00 00:00:00 | 2024-07-20 11:03 | 0000-00-00 00:00:00 | [6 empty] | White
1 | Lutron Electronics | NTLV-600-WH | 4460-693 | 4460 | 693 | Lutron Electronics | NTLV-600-WH.jpg | 27557392105 | NOVA T LOW VOLT 600VA WH | Nova T Dimmer, Magnetic Low-Voltage, Single-pole (small control), 120V/600VA (450W) in white |  | 4.2 | 5.3 |  | NTLV-600-WH.jpg | http://grandbrass.xologic.com/vendors/4460/large/NTLV-600-WH.jpg | [47 empty] | 0 | 0 | 0 | [6 empty] | 0 | 1 | 1 | EA | 1 | Lighting Controls | [7 empty] | White | [19 empty] | Dimmers | [242 empty] | <a href="https://www.lutron.com/TechnicalDocumentLibrary/0301030A.pdf" target="_blank">Installation Instructions</a> | [23 empty] | 10.000 DW |  |  | 3.0000 IN | [89 empty] | 1.000 EA | 1.000 EA | [35 empty] | No | [42 empty] | https://www.lutron.com/TechnicalDocumentLibrary/NovaTB.pdf | [7 empty] | Shelf Stock | [13 empty] | <a href="https://www.lutron.com/TechnicalDocumentLibrary/368-4493_Page_2.pdf" target="_blank">Tech Drawing</a> | [25 empty] | 39122206 | [13 empty] | <a href="https://www.lutron.com/TechnicalDocumentLibrary/369-119_Wallbox_Warranty.pdf" target="_blank">Warranty Information</a> |  |  |  |  | 0.400 L | [14 empty] | 0 | 0 | 0 | 0 | Lighting Fixtures | 2016-07-15 11:44 | 2024-07-20 11:03 | 0000-00-00 00:00:00 | 2024-07-20 11:03 | 0000-00-00 00:00:00 | [6 empty] | White
1 | Lutron Electronics | NT-1000-IV | 4460-695 | 4460 | 695 | Lutron Electronics | NT-1000-IV.jpg | 27557392143 | NOVA T INCAN DMR 1000W IVORY | Nova T Dimmer, Incandescent/Halogen, Single-pole (small control), 120V/1000W in ivory |  | 4.1 | 5.3 |  | NT-1000-IV.jpg | http://grandbrass.xologic.com/vendors/4460/large/NT-1000-IV.jpg | [47 empty] | 0 | 0 | 0 | [6 empty] | 0 | 1 | 1 | EA | 1 | Lighting Controls | [7 empty] | White | [19 empty] | Dimmers | [242 empty] | <a href="https://www.lutron.com/TechnicalDocumentLibrary/0301030A.pdf" target="_blank">Installation Instructions</a> | [23 empty] | 10.000 DW |  |  | 3.1000 IN | [89 empty] | 1.000 EA | 1.000 EA | [35 empty] | No | [42 empty] | https://www.lutron.com/TechnicalDocumentLibrary/NovaTB.pdf | [7 empty] | Shelf Stock | [13 empty] | <a href="https://www.lutron.com/TechnicalDocumentLibrary/368-4493_Page_2.pdf" target="_blank">Tech Drawing</a> | [25 empty] | 39122206 | [13 empty] | <a href="https://www.lutron.com/TechnicalDocumentLibrary/369-119_Wallbox_Warranty.pdf" target="_blank">Warranty Information</a> |  |  |  |  | 0.350 L | [14 empty] | 0 | 0 | 0 | 0 | Lighting Fixtures | 2016-07-15 11:44 | 2024-07-20 11:01 | 0000-00-00 00:00:00 | 2024-07-20 11:01 | 0000-00-00 00:00:00 | [6 empty] | Ivory
1 | Lutron Electronics | NTLV-1000-WH | 4460-696 | 4460 | 696 | Lutron Electronics | NTLV-1000-WH.jpg | 27557392150 | NOVA T LOW VOLT 1000VA WH | Nova T Dimmer, Magnetic Low-Voltage, Single-pole (small control), preset, 120V/1000VA (800W) in white |  | 4.1 | 5.3 |  | NTLV-1000-WH.jpg | http://grandbrass.xologic.com/vendors/4460/large/NTLV-1000-WH.jpg | [47 empty] | 0 | 0 | 0 | [6 empty] | 0 | 1 | 1 | EA | 1 | Lighting Controls | [7 empty] | White | [19 empty] | Dimmers | [242 empty] | <a href="https://www.lutron.com/TechnicalDocumentLibrary/0301030A.pdf" target="_blank">Installation Instructions</a> | [23 empty] | 2.000 DW |  |  | 3.1000 IN | [89 empty] | 1.000 EA | 1.000 EA | [35 empty] | No | [42 empty] | https://www.lutron.com/TechnicalDocumentLibrary/NovaTB.pdf | [7 empty] | Shelf Stock | [13 empty] | <a href="https://www.lutron.com/TechnicalDocumentLibrary/368-4493_Page_2.pdf" target="_blank">Tech Drawing</a> | [25 empty] | 39122206 | [13 empty] | <a href="https://www.lutron.com/TechnicalDocumentLibrary/369-119_Wallbox_Warranty.pdf" target="_blank">Warranty Information</a> |  |  |  |  | 0.600 L | [14 empty] | 0 | 0 | 0 | 0 | Lighting Fixtures | 2016-07-15 11:44 | 2024-07-20 11:00 | 0000-00-00 00:00:00 | 2024-07-20 11:00 | 0000-00-00 00:00:00 | [6 empty] | White
1 | Lutron Electronics | NT-1500-IV | 4460-697 | 4460 | 697 | Lutron Electronics | NT-1500-IV.jpg | 27557392235 | NOVA T INCAN DMR 1500W IVORY | Nova T Dimmer, Incandescent/Halogen, Single-pole (large control), 120V/1500W in ivory |  | 5.2 | 5.4 |  | NT-1500-IV.jpg | http://grandbrass.xologic.com/vendors/4460/large/NT-1500-IV.jpg | [47 empty] | 0 | 0 | 0 | [6 empty] | 0 | 1 | 1 | EA | 1 | Lighting Controls | [7 empty] | White | [16 empty] | Traditional |  |  | Dimmers | [242 empty] | <a href="https://www.lutron.com/TechnicalDocumentLibrary/0301030A.pdf" target="_blank">Installation Instructions</a> | [23 empty] | 10.000 DW |  |  | 4.0000 IN | [7 empty] | <a href="https://www.lutron.com/TechnicalDocumentLibrary/NovaT_Family.pdf" target="_blank">Line Drawing</a> | [81 empty] | 1.000 EA | 1.000 EA | [35 empty] | No | [42 empty] | https://www.lutron.com/TechnicalDocumentLibrary/NovaTB.pdf | [7 empty] | Shelf Stock | [13 empty] | <a href="https://www.lutron.com/TechnicalDocumentLibrary/368-4493_Page_2.pdf" target="_blank">Tech Drawing</a> | [25 empty] | 39122206 | [13 empty] | <a href="https://www.lutron.com/TechnicalDocumentLibrary/369-119_Wallbox_Warranty.pdf" target="_blank">Warranty Information</a> |  |  |  |  | 0.600 L | [14 empty] | 0 | 0 | 0 | 0 | Lighting Fixtures | 2016-07-15 11:44 | 2024-07-20 11:02 | 0000-00-00 00:00:00 | 2024-07-20 11:02 | 0000-00-00 00:00:00 | [6 empty] | Ivory
1 | Lutron Electronics | NT-1PS-BE | 4460-698 | 4460 | 698 | Lutron Electronics | NT-1PS-BE.jpg | 27557392242 | NOVA T SINGLE POLE SWITCH BE | Nova T Linear Slide Switch, Single-pole (small control), 120V/20A in beige |  | 5.2 | 5.4 |  | NT-1PS-BE.jpg | http://grandbrass.xologic.com/vendors/4460/large/NT-1PS-BE.jpg | [47 empty] | 0 | 0 | 0 | [6 empty] | 0 | 1 | 1 | EA | 1 | Lighting Controls | [7 empty] | White | [16 empty] | Traditional |  |  | Dimmers | [242 empty] | <a href="https://www.lutron.com/TechnicalDocumentLibrary/0301030A.pdf" target="_blank">Installation Instructions</a> | [23 empty] | 2.000 DW |  |  | 4.0000 IN | [7 empty] | <a href="https://www.lutron.com/TechnicalDocumentLibrary/NovaT_Family.pdf" target="_blank">Line Drawing</a> | [81 empty] | 1.000 EA | 1.000 EA | [35 empty] | No | [42 empty] | https://www.lutron.com/TechnicalDocumentLibrary/NovaTB.pdf | [7 empty] | Shelf Stock | [13 empty] | <a href="https://www.lutron.com/TechnicalDocumentLibrary/368-4493_Page_2.pdf" target="_blank">Tech Drawing</a> | [25 empty] | 39122212 | [13 empty] | <a href="https://www.lutron.com/TechnicalDocumentLibrary/369-119_Wallbox_Warranty.pdf" target="_blank">Warranty Information</a> |  |  |  |  | 0.400 L | [14 empty] | 0 | 0 | 0 | 0 | Lighting Fixtures | 2016-07-15 11:44 | 2024-07-20 11:02 | 0000-00-00 00:00:00 | 2024-07-20 11:02 | 0000-00-00 00:00:00 | [6 empty] | Beige
1 | Lutron Electronics | NT-1PS-IV | 4460-699 | 4460 | 699 | Lutron Electronics | NT-1PS-IV.jpg | 27557392266 | NOVA T SINGLE POLE SWCH IVORY | Nova T Linear Slide Switch, Single-pole (small control), 120V/20A in ivory |  | 5.2 | 5.4 |  | NT-1PS-IV.jpg | http://grandbrass.xologic.com/vendors/4460/large/NT-1PS-IV.jpg | [47 empty] | 0 | 0 | 0 | [6 empty] | 0 | 1 | 1 | EA | 1 | Lighting Controls | [7 empty] | White | [16 empty] | Traditional |  |  | Dimmers | [242 empty] | <a href="https://www.lutron.com/TechnicalDocumentLibrary/0301030A.pdf" target="_blank">Installation Instructions</a> | [23 empty] | 2.000 DW |  |  | 4.0000 IN | [7 empty] | <a href="https://www.lutron.com/TechnicalDocumentLibrary/NovaT_Family.pdf" target="_blank">Line Drawing</a> | [81 empty] | 1.000 EA | 1.000 EA | [35 empty] | No | [42 empty] | https://www.lutron.com/TechnicalDocumentLibrary/NovaTB.pdf | [7 empty] | Shelf Stock | [13 empty] | <a href="https://www.lutron.com/TechnicalDocumentLibrary/368-4493_Page_2.pdf" target="_blank">Tech Drawing</a> | [25 empty] | 39122212 | [13 empty] | <a href="https://www.lutron.com/TechnicalDocumentLibrary/369-119_Wallbox_Warranty.pdf" target="_blank">Warranty Information</a> |  |  |  |  | 0.400 L | [14 empty] | 0 | 0 | 0 | 0 | Lighting Fixtures | 2016-07-15 11:44 | 2024-07-20 11:00 | 0000-00-00 00:00:00 | 2024-07-20 11:00 | 0000-00-00 00:00:00 | [6 empty] | Ivory
1 | Lutron Electronics | NT-600-IV | 4460-700 | 4460 | 700 | Lutron Electronics | NT-600-IV.jpg | 27557392273 | NOVA T INCAN DMR 600W IVORY | Nova T Dimmer, Incandescent/Halogen, Single-pole (small control), 120V/600W in ivory |  | 4.1 | 5.3 |  | NT-600-IV.jpg | http://grandbrass.xologic.com/vendors/4460/large/NT-600-IV.jpg | [47 empty] | 0 | 0 | 0 | [6 empty] | 0 | 1 | 1 | EA | 1 | Lighting Controls | [7 empty] | White | [16 empty] | Traditional |  |  | Dimmers | [242 empty] | <a href="https://www.lutron.com/TechnicalDocumentLibrary/0301030A.pdf" target="_blank">Installation Instructions</a> | [23 empty] | 10.000 DW |  |  | 3.1000 IN | [7 empty] | <a href="https://www.lutron.com/TechnicalDocumentLibrary/NovaT_Family.pdf" target="_blank">Line Drawing</a> | [81 empty] | 1.000 EA | 1.000 EA | [35 empty] | No | [42 empty] | https://www.lutron.com/TechnicalDocumentLibrary/NovaTB.pdf | [7 empty] | Shelf Stock | [13 empty] | <a href="https://www.lutron.com/TechnicalDocumentLibrary/368-4493_Page_2.pdf" target="_blank">Tech Drawing</a> | [25 empty] | 39122206 | [13 empty] | <a href="https://www.lutron.com/TechnicalDocumentLibrary/369-119_Wallbox_Warranty.pdf" target="_blank">Warranty Information</a> |  |  |  |  | 0.400 L | [14 empty] | 0 | 0 | 0 | 0 | Lighting Fixtures | 2016-07-15 11:44 | 2024-07-20 11:02 | 0000-00-00 00:00:00 | 2024-07-20 11:02 | 0000-00-00 00:00:00 | [6 empty] | Ivory
1 | Lutron Electronics | NT-1000-BE | 4460-701 | 4460 | 701 | Lutron Electronics | NT-1000-BE.jpg | 27557392297 | NOVA T INCAN DMR 1000W BEIGE | Nova T Dimmer, Incandescent/Halogen, Single-pole (small control), 120V/1000W in beige |  | 4.1 | 5.3 |  | NT-1000-BE.jpg | http://grandbrass.xologic.com/vendors/4460/large/NT-1000-BE.jpg | [47 empty] | 0 | 0 | 0 | [6 empty] | 0 | 1 | 1 | EA | 1 | Lighting Controls | [7 empty] | White | [19 empty] | Dimmers | [242 empty] | <a href="https://www.lutron.com/TechnicalDocumentLibrary/0301030A.pdf" target="_blank">Installation Instructions</a> | [23 empty] | 2.000 DW |  |  | 3.1000 IN | [89 empty] | 1.000 EA | 1.000 EA | [35 empty] | No | [42 empty] | https://www.lutron.com/TechnicalDocumentLibrary/NovaTB.pdf | [7 empty] | Shelf Stock | [13 empty] | <a href="https://www.lutron.com/TechnicalDocumentLibrary/368-4493_Page_2.pdf" target="_blank">Tech Drawing</a> | [25 empty] | 39122206 | [13 empty] | <a href="https://www.lutron.com/TechnicalDocumentLibrary/369-119_Wallbox_Warranty.pdf" target="_blank">Warranty Information</a> |  |  |  |  | 0.350 L | [14 empty] | 0 | 0 | 0 | 0 | Lighting Fixtures | 2016-07-15 11:44 | 2024-07-20 11:00 | 0000-00-00 00:00:00 | 2024-07-20 11:00 | 0000-00-00 00:00:00 | [6 empty] | Beige
1 | Lutron Electronics | NT-1000-BL | 4460-702 | 4460 | 702 | Lutron Electronics | NT-1000-BL.jpg | 27557392303 | NOVA T INCAN DMR 1000W BLACK | Nova T Dimmer, Incandescent/Halogen, Single-pole (small control), 120V/1000W in black |  | 4.1 | 5.3 |  | NT-1000-BL.jpg | http://grandbrass.xologic.com/vendors/4460/large/NT-1000-BL.jpg | [47 empty] | 0 | 0 | 0 | [6 empty] | 0 | 1 | 1 | EA | 1 | Lighting Controls | [7 empty] | Black | [19 empty] | Dimmers | [242 empty] | <a href="https://www.lutron.com/TechnicalDocumentLibrary/0301030A.pdf" target="_blank">Installation Instructions</a> | [23 empty] | 2.000 DW |  |  | 3.1000 IN | [89 empty] | 1.000 EA | 1.000 EA | [35 empty] | No | [42 empty] | https://www.lutron.com/TechnicalDocumentLibrary/NovaTB.pdf | [7 empty] | Shelf Stock | [13 empty] | <a href="https://www.lutron.com/TechnicalDocumentLibrary/368-4493_Page_2.pdf" target="_blank">Tech Drawing</a> | [25 empty] | 39122206 | [13 empty] | <a href="https://www.lutron.com/TechnicalDocumentLibrary/369-119_Wallbox_Warranty.pdf" target="_blank">Warranty Information</a> |  |  |  |  | 0.350 L | [14 empty] | 0 | 0 | 0 | 0 | Lighting Fixtures | 2016-07-15 11:44 | 2024-07-20 11:01 | 0000-00-00 00:00:00 | 2024-07-20 11:01 | 0000-00-00 00:00:00 | [6 empty] | Black
1 | Lutron Electronics | NTELV-300-WH | 4460-703 | 4460 | 703 | Lutron Electronics | NTELV-300-WH.jpg | 27557392525 | NOVA T 300W ELECTR LOW VOLT WH | Nova T Dimmer, Electronic Low-Voltage, Single-pole (small control), 120V/300W in white |  | 4.1 | 5.3 |  | NTELV-300-WH.jpg | http://grandbrass.xologic.com/vendors/4460/large/NTELV-300-WH.jpg | [47 empty] | 0 | 0 | 0 | [6 empty] | 0 | 1 | 1 | EA | 1 | Lighting Controls | [7 empty] | White | [19 empty] | Dimmers | [242 empty] | <a href="https://www.lutron.com/TechnicalDocumentLibrary/0301030A.pdf" target="_blank">Installation Instructions</a> | [23 empty] | 10.000 DW |  |  | 3.1000 IN | [89 empty] | 1.000 EA | 1.000 EA | [35 empty] | No | [42 empty] | https://www.lutron.com/TechnicalDocumentLibrary/NovaTB.pdf | [7 empty] | Shelf Stock | [13 empty] | <a href="https://www.lutron.com/TechnicalDocumentLibrary/368-4493_Page_41.pdf" target="_blank">Tech Drawing</a> | [25 empty] | 39122206 | [13 empty] | <a href="https://www.lutron.com/TechnicalDocumentLibrary/369-119_Wallbox_Warranty.pdf" target="_blank">Warranty Information</a> |  |  |  |  | 0.550 L | [14 empty] | 0 | 0 | 0 | 0 | Lighting Fixtures | 2016-07-15 11:44 | 2024-07-20 11:06 | 0000-00-00 00:00:00 | 2024-07-20 11:06 | 0000-00-00 00:00:00 | [6 empty] | White
1 | Lutron Electronics | NT-3PS-WH | 4460-704 | 4460 | 704 | Lutron Electronics | NT-3PS-WH.jpg | 27557392655 | NOVA T 3-WAY SWITCH WHITE | Nova T Linear Slide Switch, 3-way (small control), 120V/20A in white |  | 5.3 | 4 |  | NT-3PS-WH.jpg | http://grandbrass.xologic.com/vendors/4460/large/NT-3PS-WH.jpg | [47 empty] | 0 | 0 | 0 | [6 empty] | 0 | 1 | 1 | EA | 1 | Lighting Controls | [7 empty] | White | [19 empty] | Dimmers | [242 empty] | <a href="https://www.lutron.com/TechnicalDocumentLibrary/0301030A.pdf" target="_blank">Installation Instructions</a> | [23 empty] | 10.000 DW |  |  | 5.4000 IN | [89 empty] | 1.000 EA | 1.000 EA | [35 empty] | No | [42 empty] | https://www.lutron.com/TechnicalDocumentLibrary/NovaTB.pdf | [7 empty] | Shelf Stock | [13 empty] | <a href="https://www.lutron.com/TechnicalDocumentLibrary/368-4493_Page_5.pdf" target="_blank">Tech Drawing</a> | [25 empty] | 39122212 | [13 empty] | <a href="https://www.lutron.com/TechnicalDocumentLibrary/369-119_Wallbox_Warranty.pdf" target="_blank">Warranty Information</a> |  |  |  |  | 0.550 L | [14 empty] | 0 | 0 | 0 | 0 | Lighting Fixtures | 2016-07-15 11:44 | 2024-07-20 11:02 | 0000-00-00 00:00:00 | 2024-07-20 11:02 | 0000-00-00 00:00:00 | [6 empty] | White
1 | Lutron Electronics | NT-4PS-WH | 4460-705 | 4460 | 705 | Lutron Electronics | NT-4PS-WH.jpg | 27557392754 | NOVA T 4-WAY SWITCH WHITE | Nova T Linear Slide Switch, 4-way (small control), 120V/20A in white |  | 5.2 | 5.4 |  | NT-4PS-WH.jpg | http://grandbrass.xologic.com/vendors/4460/large/NT-4PS-WH.jpg | [47 empty] | 0 | 0 | 0 | [6 empty] | 0 | 1 | 1 | EA | 1 | Lighting Controls | [7 empty] | White | [19 empty] | Dimmers | [242 empty] | <a href="https://www.lutron.com/TechnicalDocumentLibrary/0301030A.pdf" target="_blank">Installation Instructions</a> | [23 empty] | 2.000 DW |  |  | 4.0000 IN | [89 empty] | 1.000 EA | 1.000 EA | [35 empty] | No | [42 empty] | https://www.lutron.com/TechnicalDocumentLibrary/NovaTB.pdf | [7 empty] | Shelf Stock | [39 empty] | 39122212 | [13 empty] | <a href="https://www.lutron.com/TechnicalDocumentLibrary/369-119_Wallbox_Warranty.pdf" target="_blank">Warranty Information</a> |  |  |  |  | 0.450 L | [14 empty] | 0 | 0 | 0 | 0 | Lighting Fixtures | 2016-07-15 11:44 | 2024-07-20 11:03 | 0000-00-00 00:00:00 | 2024-07-20 11:03 | 0000-00-00 00:00:00 | [6 empty] | White
1 | Lutron Electronics | NTLV-1500-WH | 4460-708 | 4460 | 708 | Lutron Electronics | NTLV-1500-WH.jpg | 27557392808 | NOVA T LOW VOLT 1500VA WH | Nova T Dimmer, Magnetic Low-Voltage, Single-pole (large control), 120V/1500VA (1200W) in white |  | 5.2 | 5.4 |  | NTLV-1500-WH.jpg | http://grandbrass.xologic.com/vendors/4460/large/NTLV-1500-WH.jpg | [47 empty] | 0 | 0 | 0 | [6 empty] | 0 | 1 | 1 | EA | 1 | Lighting Controls | [7 empty] | White | [19 empty] | Dimmers | [242 empty] | <a href="https://www.lutron.com/TechnicalDocumentLibrary/0301030A.pdf" target="_blank">Installation Instructions</a> | [23 empty] | 10.000 DW |  |  | 4.0000 IN | [89 empty] | 1.000 EA | 1.000 EA | [35 empty] | No | [42 empty] | https://www.lutron.com/TechnicalDocumentLibrary/NovaTB.pdf | [7 empty] | Shelf Stock | [13 empty] | <a href="https://www.lutron.com/TechnicalDocumentLibrary/368-4493_Page_2.pdf" target="_blank">Tech Drawing</a> | [25 empty] | 39122206 | [13 empty] | <a href="https://www.lutron.com/TechnicalDocumentLibrary/369-119_Wallbox_Warranty.pdf" target="_blank">Warranty Information</a> |  |  |  |  | 0.600 L | [14 empty] | 0 | 0 | 0 | 0 | Lighting Fixtures | 2016-07-15 11:44 | 2024-07-20 11:01 | 0000-00-00 00:00:00 | 2024-07-20 11:01 | 0000-00-00 00:00:00 | [6 empty] | White
4 | Lutron Electronics | NTR-15-WH | 4460-711 | 4460 | 711 | Lutron Electronics | NTR-15-WH.jpg | 27557392853 | NOVA T RECEPTACLE WH | Duplex 15 A receptacle, 125V/15A in white |  | 4.2 | 3.1 |  | NTR-15-WH.jpg | http://grandbrass.xologic.com/vendors/4460/large/NTR-15-WH.jpg | [47 empty] | 0 | 0 | 0 | [6 empty] | 0 | 1 | 1 | EA | 1 | Lighting Controls |  |  | Electrical Distribution Equipment |  | Receptacles |  | Electrical Receptacles | White | [19 empty] | Other Lighting Controls | [242 empty] | <a href="https://www.lutron.com/TechnicalDocumentLibrary/0301636.pdf" target="_blank">Installation Instructions</a> | [23 empty] | 10.000 DW |  |  | 5.4000 IN | [7 empty] | <a href="https://www.lutron.com/TechnicalDocumentLibrary/NovaT_Accessories.pdf" target="_blank">Line Drawing</a> | [81 empty] | 1.000 EA | 1.000 EA | [35 empty] | No | [42 empty] | https://assets.lutron.com/a/documents/spec%20guide%20volume%201%20with%20addendums.pdf#page=78 | [7 empty] | Shelf Stock | [13 empty] | <a href="https://www.lutron.com/TechnicalDocumentLibrary/NovaTB.pdf" target="_blank">Tech Drawing</a> | [25 empty] | 39121406 | [13 empty] | <a href="https://www.lutron.com/TechnicalDocumentLibrary/369-119_Wallbox_Warranty.pdf" target="_blank">Warranty Information</a> |  |  |  |  | 0.350 L | [14 empty] | 0 | 0 | 0 | 0 | Electrical | 2016-07-15 11:45 | 2024-07-20 11:02 | 0000-00-00 00:00:00 | 2025-11-29 02:00 | 0000-00-00 00:00:00 | [6 empty] | White
4 | Lutron Electronics | NTFS-12E-WH | 4460-712 | 4460 | 712 | Lutron Electronics | NTFS-12E-WH.jpg | 27557392877 | NOVA T FAN SPEED CTRL 12A WH | Nova T Fully Variable Fan-Speed Control, Single-pole (large control), 120V/12A in white |  | 5.2 | 5.4 |  | NTFS-12E-WH.jpg | http://grandbrass.xologic.com/vendors/4460/large/NTFS-12E-WH.jpg | [47 empty] | 0 | 0 | 0 | [6 empty] | 0 | 1 | 1 | EA | 1 | Fan Accessories |  |  | Control And Automation |  | Switches |  | Speed Switch | White | [19 empty] | Fan Wall Mount Controls | [242 empty] | <a href="https://www.lutron.com/TechnicalDocumentLibrary/0301030A.pdf" target="_blank">Installation Instructions</a> | [23 empty] | 10.000 DW |  |  | 4.0000 IN | [89 empty] | 1.000 EA | 1.000 EA | [35 empty] | No | [42 empty] | https://www.lutron.com/TechnicalDocumentLibrary/NovaTB.pdf | [7 empty] | Shelf Stock | [13 empty] | <a href="https://www.lutron.com/TechnicalDocumentLibrary/368-4493_Page_71.pdf" target="_blank">Tech Drawing</a> | [25 empty] | 39122240 | [13 empty] | <a href="https://www.lutron.com/TechnicalDocumentLibrary/369-119_Wallbox_Warranty.pdf" target="_blank">Warranty Information</a> |  |  |  |  | 0.650 L | [14 empty] | 0 | 0 | 0 | 0 | Electrical | 2016-07-15 11:45 | 2024-07-20 11:00 | 0000-00-00 00:00:00 | 2025-11-29 02:00 | 0000-00-00 00:00:00 | [6 empty] | White
4 | Lutron Electronics | NT-L-NFB-BB | 4460-713 | 4460 | 713 | Lutron Electronics | VWP-2NFB-WH.jpg | 27557392921 | NOVA T 1GNG LG NFB BRT BRASS | Nova T Wallplate Kit, Single gang, large (no fin sections removed) in bright brass |  | 2.5 | 4.5 |  | VWP-2NFB-WH.jpg | http://grandbrass.xologic.com/vendors/4460/large/VWP-2NFB-WH.jpg | [47 empty] | 0 | 0 | 0 | [6 empty] | 0 | 1 | 1 | EA | 1 | Lighting Controls |  |  | Fittings and Hardware |  | Electrical Hardware And Supplies |  | Wallplates | Brass | [19 empty] | Switch Plates | [242 empty] | <a href="https://www.lutron.com/TechnicalDocumentLibrary/0301030A.pdf" target="_blank">Installation Instructions</a> | [23 empty] | 2.000 DW |  |  | 0.8000 IN | [89 empty] | 1.000 EA | 1.000 EA | [35 empty] | No | [42 empty] | https://www.lutron.com/TechnicalDocumentLibrary/3682811b_Volume%201%20Addendum-Wallplates.pdf | [7 empty] | Shelf Stock | [39 empty] | 39121704 | [13 empty] | <a href="https://www.lutron.com/TechnicalDocumentLibrary/369-119_Wallbox_Warranty.pdf" target="_blank">Warranty Information</a> |  |  |  |  | 0.150 L | [14 empty] | 0 | 0 | 0 | 0 | Electrical | 2016-07-15 11:45 | 2024-07-20 11:03 | 0000-00-00 00:00:00 | 2025-11-29 02:00 | 0000-00-00 00:00:00
4 | Lutron Electronics | NT-L-NFB-SB | 4460-714 | 4460 | 714 | Lutron Electronics | VWP-2NFB-WH.jpg | 27557392945 | NOVA T 1GNG LG NFB STN BRASS | Nova T Wallplate Kit, Single gang, large (no fin sections removed) in satin brass anodized aluminum |  | 2.5 | 4.5 |  | VWP-2NFB-WH.jpg | http://grandbrass.xologic.com/vendors/4460/large/VWP-2NFB-WH.jpg | [47 empty] | 0 | 0 | 0 | [6 empty] | 0 | 1 | 1 | EA | 1 | Lighting Controls |  |  | Fittings and Hardware |  | Electrical Hardware And Supplies |  | Wallplates | Brass | [19 empty] | Switch Plates | [49 empty] | <a href="https://www.lutron.com/TechnicalDocumentLibrary/367-1015.pdf" target="_blank">Manufacturer Brochure</a> | [192 empty] | <a href="https://www.lutron.com/TechnicalDocumentLibrary/0301030A.pdf" target="_blank">Installation Instructions</a> | [23 empty] | 2.000 DW |  |  | 0.8000 IN | [89 empty] | 1.000 EA | 1.000 EA | [35 empty] | No | [42 empty] | https://www.lutron.com/TechnicalDocumentLibrary/3682811b_Volume%201%20Addendum-Wallplates.pdf | [7 empty] | Shelf Stock | [39 empty] | 39121704 | [13 empty] | <a href="https://www.lutron.com/TechnicalDocumentLibrary/369-119_Wallbox_Warranty.pdf" target="_blank">Warranty Information</a> |  |  |  |  | 0.150 L | [14 empty] | 0 | 0 | 0 | 0 | Electrical | 2016-07-15 11:45 | 2024-07-20 11:02 | 0000-00-00 00:00:00 | 2025-11-29 02:00 | 0000-00-00 00:00:00
4 | Lutron Electronics | NT-S-NFB-BB | 4460-715 | 4460 | 715 | Lutron Electronics | VWP-2NFB-WH.jpg | 27557392952 | NOVA T 1GNG SM NFB BRT BRASS | Nova T Wallplate Kit, Single gang, small (no fin sections removed) in bright brass |  | 3.6 | 5.8 |  | VWP-2NFB-WH.jpg | http://grandbrass.xologic.com/vendors/4460/large/VWP-2NFB-WH.jpg | [47 empty] | 0 | 0 | 0 | [6 empty] | 0 | 1 | 1 | EA | 1 | Lighting Controls |  |  | Fittings and Hardware |  | Electrical Hardware And Supplies |  | Wallplates | Brass | [19 empty] | Switch Plates | [49 empty] | <a href="https://www.lutron.com/TechnicalDocumentLibrary/367-1015.pdf" target="_blank">Manufacturer Brochure</a> | [192 empty] | <a href="https://www.lutron.com/TechnicalDocumentLibrary/030925a.pdf" target="_blank">Installation Instructions</a> | [23 empty] | 2.000 DW |  |  | 0.9000 IN | [89 empty] | 1.000 EA | 1.000 EA | [35 empty] | No | [42 empty] | https://www.lutron.com/TechnicalDocumentLibrary/3682811b_Volume%201%20Addendum-Wallplates.pdf | [7 empty] | Shelf Stock | [39 empty] | 39121704 | [13 empty] | <a href="https://www.lutron.com/TechnicalDocumentLibrary/369-119_Wallbox_Warranty.pdf" target="_blank">Warranty Information</a> |  |  |  |  | 0.200 L | [14 empty] | 0 | 0 | 0 | 0 | Electrical | 2016-07-15 11:45 | 2024-07-20 11:01 | 0000-00-00 00:00:00 | 2025-11-29 02:00 | 0000-00-00 00:00:00
1 | Lutron Electronics | SELV-300PH-AL | 4460-724 | 4460 | 724 | Lutron Electronics | SELV-300PH-AL.jpg | 27557402231 | SKYLARK 300W PRESET ELV ALMOND | Skylark Dimmer with On/Off Switch, Electronic Low-Voltage, Single-pole, preset, 120V/300W, clamshell packaging in almond |  | 4.1 | 6.1 |  | SELV-300PH-AL.jpg | http://grandbrass.xologic.com/vendors/4460/large/SELV-300PH-AL.jpg | [47 empty] | 0 | 0 | 0 | [6 empty] | 0 | 1 | 1 | EA | 1 | Lighting Controls | [7 empty] | Nickel | [16 empty] | Traditional |  |  | Dimmers | [242 empty] | <a href="https://www.lutron.com/TechnicalDocumentLibrary/0301295.pdf" target="_blank">Installation Instructions</a> | [23 empty] | 2.000 DW |  |  | 2.8000 IN | [89 empty] | 1.000 EA | 1.000 EA | [35 empty] | No | [42 empty] | https://www.lutron.com/technicaldocumentlibrary/spec%20guide%20volume%201%20with%20addendums.pdf#page=20 | [7 empty] | Shelf Stock | [13 empty] | <a href="https://www.lutron.com/TechnicalDocumentLibrary/368-4493_Page_41.pdf" target="_blank">Tech Drawing</a> | [25 empty] | 39122206 | [13 empty] | <a href="https://www.lutron.com/TechnicalDocumentLibrary/369-119_Wallbox_Warranty.pdf" target="_blank">Warranty Information</a> |  |  |  |  | 0.400 L | [14 empty] | 0 | 0 | 0 | 0 | Lighting Fixtures | 2016-07-15 11:45 | 2024-07-20 11:02 | 0000-00-00 00:00:00 | 2024-07-20 11:02 | 0000-00-00 00:00:00 | [6 empty] | Almond
1 | Lutron Electronics | C-1500-WH | 4460-727 | 4460 | 727 | Lutron Electronics | C-1500-WH.jpg | 27557410151 | CENTURION INC 1500W DIMMER WH | Centurion Dimmer, Incandescent/Halogen, Single-pole (large control), 120V/1500W in white |  | 5.3 | 5.3 |  | C-1500-WH.jpg | http://grandbrass.xologic.com/vendors/4460/large/C-1500-WH.jpg | [47 empty] | 0 | 0 | 0 | [6 empty] | 0 | 1 | 1 | EA | 1 | Lighting Controls | [7 empty] | White | [16 empty] | Traditional |  |  | Dimmers | [242 empty] | <a href="https://www.lutron.com/TechnicalDocumentLibrary/030088E.pdf" target="_blank">Installation Instructions</a> | [23 empty] | 10.000 DW |  |  | 4.0000 IN | [89 empty] | 1.000 EA | 1.000 EA | [35 empty] | No | [42 empty] | https://www.lutron.com/TechnicalDocumentLibrary/cent.pdf | [7 empty] | Shelf Stock | [13 empty] | <a href="https://www.lutron.com/TechnicalDocumentLibrary/368-4493_Page_2.pdf" target="_blank">Tech Drawing</a> | [25 empty] | 39122206 | [13 empty] | <a href="https://www.lutron.com/TechnicalDocumentLibrary/369-119_Wallbox_Warranty.pdf" target="_blank">Warranty Information</a> |  |  |  |  | 0.900 L | [14 empty] | 0 | 0 | 0 | 0 | Lighting Fixtures | 2016-07-15 11:45 | 2024-07-20 11:01 | 0000-00-00 00:00:00 | 2024-07-20 11:01 | 0000-00-00 00:00:00 | [6 empty] | White
1 | Lutron Electronics | S-1000-BL | 4460-729 | 4460 | 729 | Lutron Electronics | S-1000-BL.jpg | 27557440301 | SKYLARK INC DMR 1000W BLACK | Skylark Slide-to-Off Dimmer, Incandescent/Halogen, Single-pole, 120V/1000W in black |  | 2.3 | 4.5 |  | S-1000-BL.jpg | http://grandbrass.xologic.com/vendors/4460/large/S-1000-BL.jpg | [47 empty] | 0 | 0 | 0 | [6 empty] | 0 | 1 | 1 | EA | 1 | Lighting Controls | [7 empty] | Black | [16 empty] | Traditional |  |  | Dimmers | [242 empty] | <a href="https://www.lutron.com/TechnicalDocumentLibrary/0301689.pdf" target="_blank">Installation Instructions</a> | [23 empty] | 10.000 DW |  |  | 2.3000 IN | [89 empty] | 1.000 EA | 1.000 EA | [35 empty] | No | [42 empty] | https://www.lutron.com/technicaldocumentlibrary/spec%20guide%20volume%201%20with%20addendums.pdf#page=20 | [7 empty] | Shelf Stock | [13 empty] | <a href="https://www.lutron.com/TechnicalDocumentLibrary/368-4493_Page_2.pdf" target="_blank">Tech Drawing</a> | [25 empty] | 39122206 | [13 empty] | <a href="https://www.lutron.com/TechnicalDocumentLibrary/369-119_Wallbox_Warranty.pdf" target="_blank">Warranty Information</a> |  |  |  |  | 0.280 L | [14 empty] | 0 | 0 | 0 | 0 | Lighting Fixtures | 2016-07-15 11:45 | 2024-07-20 11:06 | 0000-00-00 00:00:00 | 2024-07-20 11:06 | 0000-00-00 00:00:00 | [6 empty] | Black
1 | Lutron Electronics | S-1000-GR | 4460-730 | 4460 | 730 | Lutron Electronics | S-1000-GR.jpg | 27557440400 | SKYLARK INC DMR 1000W GRAY | Skylark Slide-to-Off Dimmer, Incandescent/Halogen, Single-pole, 120V/1000W in gray |  | 2.3 | 4.5 |  | S-1000-GR.jpg | http://grandbrass.xologic.com/vendors/4460/large/S-1000-GR.jpg | [47 empty] | 0 | 0 | 0 | [6 empty] | 0 | 1 | 1 | EA | 1 | Lighting Controls | [7 empty] | Gray | [16 empty] | Traditional |  |  | Dimmers | [242 empty] | <a href="https://www.lutron.com/TechnicalDocumentLibrary/0301689.pdf" target="_blank">Installation Instructions</a> | [23 empty] | 10.000 DW |  |  | 2.3000 IN | [89 empty] | 1.000 EA | 1.000 EA | [35 empty] | No | [42 empty] | https://www.lutron.com/technicaldocumentlibrary/spec%20guide%20volume%201%20with%20addendums.pdf#page=20 | [7 empty] | Shelf Stock | [13 empty] | <a href="https://www.lutron.com/TechnicalDocumentLibrary/368-4493_Page_2.pdf" target="_blank">Tech Drawing</a> | [25 empty] | 39122206 | [13 empty] | <a href="https://www.lutron.com/TechnicalDocumentLibrary/369-119_Wallbox_Warranty.pdf" target="_blank">Warranty Information</a> |  |  |  |  | 0.280 L | [14 empty] | 0 | 0 | 0 | 0 | Lighting Fixtures | 2016-07-15 11:45 | 2024-07-20 11:01 | 0000-00-00 00:00:00 | 2024-07-20 11:01 | 0000-00-00 00:00:00 | [6 empty] | Gray
1 | Lutron Electronics | S-10PNL-WH | 4460-735 | 4460 | 735 | Lutron Electronics | S-10PNL-WH.jpg | 27557440745 | SKYLARK 1000W PRESET W/NIGHT LIGHT WHITE | Skylark Dimmer with On/Off Switch and Locator Light, Incandescent/Halogen, Single-pole, preset, 120V/1000W in white |  | 2.3 | 4.5 |  | S-10PNL-WH.jpg | http://grandbrass.xologic.com/vendors/4460/large/S-10PNL-WH.jpg | [47 empty] | 0 | 0 | 0 | [6 empty] | 0 | 1 | 1 | EA | 1 | Lighting Controls | [7 empty] | White | [16 empty] | Traditional |  |  | Dimmers | [242 empty] | <a href="https://www.lutron.com/TechnicalDocumentLibrary/0301689.pdf" target="_blank">Installation Instructions</a> | [23 empty] | 2.000 DW |  |  | 2.3000 IN | [89 empty] | 1.000 EA | 1.000 EA | [35 empty] | No | [42 empty] | https://www.lutron.com/technicaldocumentlibrary/spec%20guide%20volume%201%20with%20addendums.pdf#page=20 | [7 empty] | Shelf Stock | [13 empty] | <a href="https://www.lutron.com/TechnicalDocumentLibrary/368-4493_Page_2.pdf" target="_blank">Tech Drawing</a> | [25 empty] | 39122206 | [13 empty] | <a href="https://www.lutron.com/TechnicalDocumentLibrary/369-119_Wallbox_Warranty.pdf" target="_blank">Warranty Information</a> |  |  |  |  | 0.270 L | [14 empty] | 0 | 0 | 0 | 0 | Lighting Fixtures | 2016-07-15 11:45 | 2024-07-20 11:02 | 0000-00-00 00:00:00 | 2024-07-20 11:02 | 0000-00-00 00:00:00 | [6 empty] | White
1 | Lutron Electronics | S-10PNL-IV | 4460-736 | 4460 | 736 | Lutron Electronics | S-10PNL-IV.jpg | 27557440769 | SKYLARK 1000W PRSET W/NIGHT | Skylark Dimmer with On/Off Switch and Locator Light, Incandescent/Halogen, Single-pole, preset, 120V/1000W in ivory |  | 2.3 | 4.5 |  | S-10PNL-IV.jpg | http://grandbrass.xologic.com/vendors/4460/large/S-10PNL-IV.jpg | [47 empty] | 0 | 0 | 0 | [6 empty] | 0 | 1 | 1 | EA | 1 | Lighting Controls | [7 empty] | White | [16 empty] | Traditional |  |  | Dimmers | [242 empty] | <a href="https://www.lutron.com/TechnicalDocumentLibrary/0301689.pdf" target="_blank">Installation Instructions</a> | [23 empty] | 2.000 DW |  |  | 2.3000 IN | [89 empty] | 1.000 EA | 1.000 EA | [35 empty] | No | [42 empty] | https://www.lutron.com/technicaldocumentlibrary/spec%20guide%20volume%201%20with%20addendums.pdf#page=20 | [7 empty] | Shelf Stock | [13 empty] | <a href="https://www.lutron.com/TechnicalDocumentLibrary/368-4493_Page_2.pdf" target="_blank">Tech Drawing</a> | [25 empty] | 39122206 | [13 empty] | <a href="https://www.lutron.com/TechnicalDocumentLibrary/369-119_Wallbox_Warranty.pdf" target="_blank">Warranty Information</a> |  |  |  |  | 0.270 L | [14 empty] | 0 | 0 | 0 | 0 | Lighting Fixtures | 2016-07-15 11:45 | 2024-07-20 11:01 | 0000-00-00 00:00:00 | 2024-07-20 11:01 | 0000-00-00 00:00:00 | [6 empty] | Ivory
1 | Lutron Electronics | MAELV-600-WH | 4460-739 | 4460 | 739 | Lutron Electronics | MAELV-600-WH.jpg | 27557443036 | 600W ELECTRIC LOW VOLTAGE DIMMER WH | Maestro Dimmer - Gloss Finish, Electronic Low-Voltage, Multi-location/single-pole, 120V/600W in white |  | 2.3 | 4.5 |  | MAELV-600-WH.jpg | http://grandbrass.xologic.com/vendors/4460/large/MAELV-600-WH.jpg | [47 empty] | 0 | 0 | 0 | [6 empty] | 0 | 1 | 1 | EA | 1 | Lighting Controls | [7 empty] | White | [16 empty] | Traditional |  |  | Dimmers | [242 empty] | <a href="https://www.lutron.com/TechnicalDocumentLibrary/030735b.pdf" target="_blank">Installation Instructions</a> | [23 empty] | 20.000 DW |  |  | 2.3000 IN | [89 empty] | 1.000 EA | 1.000 EA | [35 empty] | No | [42 empty] | https://www.lutron.com/TechnicalDocumentLibrary/Maestro.pdf | [7 empty] | Shelf Stock | [13 empty] | <a href="https://www.lutron.com/TechnicalDocumentLibrary/368-4493_Page_18.pdf" target="_blank">Tech Drawing</a> | [25 empty] | 39122206 | [6 empty] | <a href="https://www.lutron.com/Service-Support/Technical/InstallationInstructions/Pages/Videos.aspx?syst=Dimmers+%26+Switches&prodn=Maestro%c2%ae+dimmer+%26+switch" target="_blank">Product Video Clip</a> | [6 empty] | <a href="https://www.lutron.com/TechnicalDocumentLibrary/369-119_Wallbox_Warranty.pdf" target="_blank">Warranty Information</a> |  |  |  |  | 0.300 L | [14 empty] | 0 | 0 | 0 | 0 | Lighting Fixtures | 2016-07-15 11:45 | 2024-07-20 11:03 | 0000-00-00 00:00:00 | 2024-07-20 11:03 | 0000-00-00 00:00:00 | [6 empty] | White
1 | Lutron Electronics | MAELV-600-IV | 4460-740 | 4460 | 740 | Lutron Electronics | MAELV-600-IV.jpg | 27557443043 | 600W ELECTRIC LOW VOLTAGE DIMMER IV | Maestro Dimmer - Gloss Finish, Electronic Low-Voltage, Multi-location/single-pole, 120V/600W in ivory |  | 2.3 | 4.5 |  | MAELV-600-IV.jpg | http://grandbrass.xologic.com/vendors/4460/large/MAELV-600-IV.jpg | [47 empty] | 0 | 0 | 0 | [6 empty] | 0 | 1 | 1 | EA | 1 | Lighting Controls | [7 empty] | White | [16 empty] | Traditional |  |  | Dimmers | [242 empty] | <a href="https://www.lutron.com/TechnicalDocumentLibrary/030735b.pdf" target="_blank">Installation Instructions</a> | [23 empty] | 30.000 DW |  |  | 2.3000 IN | [89 empty] | 1.000 EA | 1.000 EA | [35 empty] | No | [42 empty] | https://www.lutron.com/TechnicalDocumentLibrary/Maestro.pdf | [7 empty] | Shelf Stock | [13 empty] | <a href="https://www.lutron.com/TechnicalDocumentLibrary/368-4493_Page_18.pdf" target="_blank">Tech Drawing</a> | [25 empty] | 39122206 | [6 empty] | <a href="https://www.lutron.com/Service-Support/Technical/InstallationInstructions/Pages/Videos.aspx?syst=Dimmers+%26+Switches&prodn=Maestro%c2%ae+dimmer+%26+switch" target="_blank">Product Video Clip</a> | [6 empty] | <a href="https://www.lutron.com/TechnicalDocumentLibrary/369-119_Wallbox_Warranty.pdf" target="_blank">Warranty Information</a> |  |  |  |  | 0.300 L | [14 empty] | 0 | 0 | 0 | 0 | Lighting Fixtures | 2016-07-15 11:45 | 2024-07-20 11:01 | 0000-00-00 00:00:00 | 2024-07-20 11:01 | 0000-00-00 00:00:00 | [6 empty] | Ivory
1 | Lutron Electronics | MAELV-600-AL | 4460-741 | 4460 | 741 | Lutron Electronics | MAELV-600-AL.jpg | 27557443050 | MAESTRO 600W ELEC LOW VOLTAGE DIMMER AL | Maestro Dimmer - Gloss Finish, Electronic Low-Voltage, Multi-location/single-pole, 120V/600W in almond |  | 2.3 | 4.5 |  | MAELV-600-AL.jpg | http://grandbrass.xologic.com/vendors/4460/large/MAELV-600-AL.jpg | [47 empty] | 0 | 0 | 0 | [6 empty] | 0 | 1 | 1 | EA | 1 | Lighting Controls | [7 empty] | Nickel | [16 empty] | Traditional |  |  | Dimmers | [242 empty] | <a href="https://www.lutron.com/TechnicalDocumentLibrary/030735b.pdf" target="_blank">Installation Instructions</a> | [23 empty] | 30.000 DW |  |  | 2.3000 IN | [89 empty] | 1.000 EA | 1.000 EA | [35 empty] | No | [42 empty] | https://www.lutron.com/TechnicalDocumentLibrary/Maestro.pdf | [7 empty] | Shelf Stock | [13 empty] | <a href="https://www.lutron.com/TechnicalDocumentLibrary/368-4493_Page_18.pdf" target="_blank">Tech Drawing</a> | [25 empty] | 39122206 | [6 empty] | <a href="https://www.lutron.com/Service-Support/Technical/InstallationInstructions/Pages/Videos.aspx?syst=Dimmers+%26+Switches&prodn=Maestro%c2%ae+dimmer+%26+switch" target="_blank">Product Video Clip</a> | [6 empty] | <a href="https://www.lutron.com/TechnicalDocumentLibrary/369-119_Wallbox_Warranty.pdf" target="_blank">Warranty Information</a> |  |  |  |  | 0.300 L | [14 empty] | 0 | 0 | 0 | 0 | Lighting Fixtures | 2016-07-15 11:45 | 2024-07-20 11:01 | 0000-00-00 00:00:00 | 2024-07-20 11:01 | 0000-00-00 00:00:00 | [6 empty] | Almond
1 | Lutron Electronics | MAELV-600-LA | 4460-742 | 4460 | 742 | Lutron Electronics | MAELV-600-LA.jpg | 27557443067 | MAESTRO 600W ELV LIGHT ALMOND | Maestro Dimmer - Gloss Finish, Electronic Low-Voltage, Multi-location/single-pole, 120V/600W in light almond |  | 2.3 | 4.5 |  | MAELV-600-LA.jpg | http://grandbrass.xologic.com/vendors/4460/large/MAELV-600-LA.jpg | [47 empty] | 0 | 0 | 0 | [6 empty] | 0 | 1 | 1 | EA | 1 | Lighting Controls | [7 empty] | White | [16 empty] | Traditional |  |  | Dimmers | [242 empty] | <a href="https://www.lutron.com/TechnicalDocumentLibrary/030735b.pdf" target="_blank">Installation Instructions</a> | [23 empty] | 30.000 DW |  |  | 2.3000 IN | [89 empty] | 1.000 EA | 1.000 EA | [35 empty] | No | [42 empty] | https://www.lutron.com/TechnicalDocumentLibrary/Maestro.pdf | [7 empty] | Shelf Stock | [13 empty] | <a href="https://www.lutron.com/TechnicalDocumentLibrary/368-4493_Page_18.pdf" target="_blank">Tech Drawing</a> | [25 empty] | 39122206 | [6 empty] | <a href="https://www.lutron.com/Service-Support/Technical/InstallationInstructions/Pages/Videos.aspx?syst=Dimmers+%26+Switches&prodn=Maestro%c2%ae+dimmer+%26+switch" target="_blank">Product Video Clip</a> | [6 empty] | <a href="https://www.lutron.com/TechnicalDocumentLibrary/369-119_Wallbox_Warranty.pdf" target="_blank">Warranty Information</a> |  |  |  |  | 0.300 L | [14 empty] | 0 | 0 | 0 | 0 | Lighting Fixtures | 2016-07-15 11:45 | 2024-07-20 11:06 | 0000-00-00 00:00:00 | 2024-07-20 11:06 | 0000-00-00 00:00:00
1 | Lutron Electronics | MAELV-600-GR | 4460-743 | 4460 | 743 | Lutron Electronics | MAELV-600-GR.jpg | 27557443074 | MAESTRO 600W ELEC LOW VOLTAGE DIMMER GR | Maestro Dimmer - Gloss Finish, Electronic Low-Voltage, Multi-location/single-pole, 120V/600W in gray |  | 2.3 | 4.5 |  | MAELV-600-GR.jpg | http://grandbrass.xologic.com/vendors/4460/large/MAELV-600-GR.jpg | [47 empty] | 0 | 0 | 0 | [6 empty] | 0 | 1 | 1 | EA | 1 | Lighting Controls | [7 empty] | Gray | [16 empty] | Traditional |  |  | Dimmers | [242 empty] | <a href="https://www.lutron.com/TechnicalDocumentLibrary/030735b.pdf" target="_blank">Installation Instructions</a> | [23 empty] | 20.000 DW |  |  | 2.3000 IN | [89 empty] | 1.000 EA | 1.000 EA | [35 empty] | No | [42 empty] | https://www.lutron.com/TechnicalDocumentLibrary/Maestro.pdf | [7 empty] | Shelf Stock | [13 empty] | <a href="https://www.lutron.com/TechnicalDocumentLibrary/368-4493_Page_18.pdf" target="_blank">Tech Drawing</a> | [25 empty] | 39122206 | [6 empty] | <a href="https://www.lutron.com/Service-Support/Technical/InstallationInstructions/Pages/Videos.aspx?syst=Dimmers+%26+Switches&prodn=Maestro%c2%ae+dimmer+%26+switch" target="_blank">Product Video Clip</a> | [6 empty] | <a href="https://www.lutron.com/TechnicalDocumentLibrary/369-119_Wallbox_Warranty.pdf" target="_blank">Warranty Information</a> |  |  |  |  | 0.300 L | [14 empty] | 0 | 0 | 0 | 0 | Lighting Fixtures | 2016-07-15 11:46 | 2024-07-20 11:02 | 0000-00-00 00:00:00 | 2024-07-20 11:02 | 0000-00-00 00:00:00 | [6 empty] | Gray
1 | Lutron Electronics | MAELV-600-BR | 4460-744 | 4460 | 744 | Lutron Electronics | MAELV-600-BR.jpg | 27557443081 | MAESTRO 600W ELEC LOW VOLTAGE DIMMER BR | Maestro Dimmer - Gloss Finish, Electronic Low-Voltage, Multi-location/single-pole, 120V/600W in brown |  | 2.3 | 4.5 |  | MAELV-600-BR.jpg | http://grandbrass.xologic.com/vendors/4460/large/MAELV-600-BR.jpg | [47 empty] | 0 | 0 | 0 | [6 empty] | 0 | 1 | 1 | EA | 1 | Lighting Controls | [7 empty] | Brown | [16 empty] | Traditional |  |  | Dimmers | [242 empty] | <a href="https://www.lutron.com/TechnicalDocumentLibrary/030735b.pdf" target="_blank">Installation Instructions</a> | [23 empty] | 20.000 DW |  |  | 2.3000 IN | [89 empty] | 1.000 EA | 1.000 EA | [35 empty] | No | [42 empty] | https://www.lutron.com/TechnicalDocumentLibrary/Maestro.pdf | [7 empty] | Shelf Stock | [13 empty] | <a href="https://www.lutron.com/TechnicalDocumentLibrary/368-4493_Page_18.pdf" target="_blank">Tech Drawing</a> | [25 empty] | 39122206 | [6 empty] | <a href="https://www.lutron.com/Service-Support/Technical/InstallationInstructions/Pages/Videos.aspx?syst=Dimmers+%26+Switches&prodn=Maestro%c2%ae+dimmer+%26+switch" target="_blank">Product Video Clip</a> | [6 empty] | <a href="https://www.lutron.com/TechnicalDocumentLibrary/369-119_Wallbox_Warranty.pdf" target="_blank">Warranty Information</a> |  |  |  |  | 0.300 L | [14 empty] | 0 | 0 | 0 | 0 | Lighting Fixtures | 2016-07-15 11:46 | 2024-07-20 11:03 | 0000-00-00 00:00:00 | 2024-07-20 11:03 | 0000-00-00 00:00:00 | [6 empty] | Brown
1 | Lutron Electronics | MAELV-600-BL | 4460-745 | 4460 | 745 | Lutron Electronics | MAELV-600-BL.jpg | 27557443098 | MAESTRO 600W ELEC LOW VOLTAGE DIMMER BL | Maestro Dimmer - Gloss Finish, Electronic Low-Voltage, Multi-location/single-pole, 120V/600W in black |  | 2.3 | 4.5 |  | MAELV-600-BL.jpg | http://grandbrass.xologic.com/vendors/4460/large/MAELV-600-BL.jpg | [47 empty] | 0 | 0 | 0 | [6 empty] | 0 | 1 | 1 | EA | 1 | Lighting Controls | [7 empty] | Black | [16 empty] | Traditional |  |  | Dimmers | [242 empty] | <a href="https://www.lutron.com/TechnicalDocumentLibrary/030735b.pdf" target="_blank">Installation Instructions</a> | [23 empty] | 30.000 DW |  |  | 2.3000 IN | [89 empty] | 1.000 EA | 1.000 EA | [35 empty] | No | [42 empty] | https://www.lutron.com/TechnicalDocumentLibrary/Maestro.pdf | [7 empty] | Shelf Stock | [13 empty] | <a href="https://www.lutron.com/TechnicalDocumentLibrary/368-4493_Page_18.pdf" target="_blank">Tech Drawing</a> | [25 empty] | 39122206 | [6 empty] | <a href="https://www.lutron.com/Service-Support/Technical/InstallationInstructions/Pages/Videos.aspx?syst=Dimmers+%26+Switches&prodn=Maestro%c2%ae+dimmer+%26+switch" target="_blank">Product Video Clip</a> | [6 empty] | <a href="https://www.lutron.com/TechnicalDocumentLibrary/369-119_Wallbox_Warranty.pdf" target="_blank">Warranty Information</a> |  |  |  |  | 0.300 L | [14 empty] | 0 | 0 | 0 | 0 | Lighting Fixtures | 2016-07-15 11:46 | 2024-07-20 11:03 | 0000-00-00 00:00:00 | 2024-07-20 11:03 | 0000-00-00 00:00:00 | [6 empty] | Black
1 | Lutron Electronics | SF-12P-277-3-WH | 4460-746 | 4460 | 746 | Lutron Electronics | SF-12P-277-3-WH.jpg | 27557450102 | SKYLARK FLUOR 277V 1-12LP 3WY WHITE | Skylark Dimmer with On/Off Switch, Fluorescent or LED Dimming with 3-Wire Ballasts and Drivers, 3-way, 277V/6A in white |  | 2.3 | 4.5 |  | SF-12P-277-3-WH.jpg | http://grandbrass.xologic.com/vendors/4460/large/SF-12P-277-3-WH.jpg | [47 empty] | 0 | 0 | 0 | [6 empty] | 0 | 1 | 1 | EA | 1 | Lighting Controls | [7 empty] | White | [16 empty] | Traditional |  |  | Dimmers | [242 empty] | <a href="https://www.lutron.com/TechnicalDocumentLibrary/032345.pdf" target="_blank">Installation Instructions</a> | [23 empty] | 10.000 DW |  |  | 2.3000 IN | [89 empty] | 1.000 EA | 1.000 EA | [35 empty] | No | [42 empty] | https://www.lutron.com/technicaldocumentlibrary/spec%20guide%20volume%201%20with%20addendums.pdf#page=20 | [7 empty] | Shelf Stock | [13 empty] | <a href="https://www.lutron.com/TechnicalDocumentLibrary/368-4493_Page_37.pdf" target="_blank">Tech Drawing</a> | [25 empty] | 39122206 | [13 empty] | <a href="https://www.lutron.com/TechnicalDocumentLibrary/369-119_Wallbox_Warranty.pdf" target="_blank">Warranty Information</a> |  |  |  |  | 0.300 L | [14 empty] | 0 | 0 | 0 | 0 | Lighting Fixtures | 2016-07-15 11:46 | 2024-07-20 11:02 | 0000-00-00 00:00:00 | 2024-07-20 11:02 | 0000-00-00 00:00:00 | [6 empty] | White
1 | Lutron Electronics | SLV-603P-BR | 4460-747 | 4460 | 747 | Lutron Electronics | SLV-603P-BR.jpg | 27557450508 | SKYLARK 600VA 3WY PRESET BR | Skylark Dimmer with On/Off Switch, Magnetic Low-Voltage, 3-way, preset, 120V/600VA (450W) in brown |  | 2.3 | 4.5 |  | SLV-603P-BR.jpg | http://grandbrass.xologic.com/vendors/4460/large/SLV-603P-BR.jpg | [47 empty] | 0 | 0 | 0 | [6 empty] | 0 | 1 | 1 | EA | 1 | Lighting Controls | [7 empty] | Brown | [16 empty] | Traditional |  |  | Dimmers | [242 empty] | <a href="https://www.lutron.com/TechnicalDocumentLibrary/0301296.pdf" target="_blank">Installation Instructions</a> | [23 empty] | 2.000 DW |  |  | 2.3000 IN | [89 empty] | 1.000 EA | 1.000 EA | [35 empty] | No | [42 empty] | https://www.lutron.com/technicaldocumentlibrary/spec%20guide%20volume%201%20with%20addendums.pdf#page=20 | [7 empty] | Shelf Stock | [13 empty] | <a href="https://www.lutron.com/TechnicalDocumentLibrary/368-4493_Page_5.pdf" target="_blank">Tech Drawing</a> | [25 empty] | 39122206 | [13 empty] | <a href="https://www.lutron.com/TechnicalDocumentLibrary/369-119_Wallbox_Warranty.pdf" target="_blank">Warranty Information</a> |  |  |  |  | 0.250 L | [14 empty] | 0 | 0 | 0 | 0 | Lighting Fixtures | 2016-07-15 11:46 | 2024-07-20 11:02 | 0000-00-00 00:00:00 | 2024-07-20 11:02 | 0000-00-00 00:00:00 | [6 empty] | Brown
1 | Lutron Electronics | NT-2000-WH | 4460-748 | 4460 | 748 | Lutron Electronics | NT-2000-WH.jpg | 27557452137 | NOVA T 2000W INC WHITE | Nova T Dimmer, Incandescent/Halogen, Single-pole (large control), 120V/2000W in white |  | 5.3 | 3.9 |  | NT-2000-WH.jpg | http://grandbrass.xologic.com/vendors/4460/large/NT-2000-WH.jpg | [47 empty] | 0 | 0 | 0 | [6 empty] | 0 | 1 | 1 | EA | 1 | Lighting Controls | [7 empty] | White | [19 empty] | Dimmers | [242 empty] | <a href="https://www.lutron.com/TechnicalDocumentLibrary/0301030A.pdf" target="_blank">Installation Instructions</a> | [23 empty] | 10.000 DW |  |  | 5.3000 IN | [89 empty] | 1.000 EA | 1.000 EA | [35 empty] | No | [42 empty] | https://www.lutron.com/TechnicalDocumentLibrary/NovaTB.pdf | [7 empty] | Shelf Stock | [13 empty] | <a href="https://www.lutron.com/TechnicalDocumentLibrary/368-4493_Page_2.pdf" target="_blank">Tech Drawing</a> | [25 empty] | 39122206 | [13 empty] | <a href="https://www.lutron.com/TechnicalDocumentLibrary/369-119_Wallbox_Warranty.pdf" target="_blank">Warranty Information</a> |  |  |  |  | 1.000 L | [14 empty] | 0 | 0 | 0 | 0 | Lighting Fixtures | 2016-07-15 11:46 | 2024-07-20 11:02 | 0000-00-00 00:00:00 | 2024-07-20 11:02 | 0000-00-00 00:00:00 | [6 empty] | White
1 | Lutron Electronics | NT-2000-BE | 4460-749 | 4460 | 749 | Lutron Electronics | NT-2000-BE.jpg | 27557453417 | NOVA T 2000WATT INCANDESCENT BEIGE | Nova T Dimmer, Incandescent/Halogen, Single-pole (large control), 120V/2000W in beige |  | 5.3 | 3.9 |  | NT-2000-BE.jpg | http://grandbrass.xologic.com/vendors/4460/large/NT-2000-BE.jpg | [47 empty] | 0 | 0 | 0 | [6 empty] | 0 | 1 | 1 | EA | 1 | Lighting Controls | [7 empty] | White | [19 empty] | Dimmers | [242 empty] | <a href="https://www.lutron.com/TechnicalDocumentLibrary/0301030A.pdf" target="_blank">Installation Instructions</a> | [23 empty] | 10.000 DW |  |  | 5.3000 IN | [89 empty] | 1.000 EA | 1.000 EA | [35 empty] | No | [42 empty] | https://www.lutron.com/TechnicalDocumentLibrary/NovaTB.pdf | [7 empty] | Shelf Stock | [13 empty] | <a href="https://www.lutron.com/TechnicalDocumentLibrary/368-4493_Page_2.pdf" target="_blank">Tech Drawing</a> | [25 empty] | 39122206 | [13 empty] | <a href="https://www.lutron.com/TechnicalDocumentLibrary/369-119_Wallbox_Warranty.pdf" target="_blank">Warranty Information</a> |  |  |  |  | 1.000 L | [14 empty] | 0 | 0 | 0 | 0 | Lighting Fixtures | 2016-07-15 11:46 | 2024-07-20 11:01 | 0000-00-00 00:00:00 | 2024-07-20 11:01 | 0000-00-00 00:00:00 | [6 empty] | Beige
1 | Lutron Electronics | NT-2000-BL | 4460-755 | 4460 | 755 | Lutron Electronics | NT-2000-BL.jpg | 27557454483 | NOVA T 2000 WATT INCANDESCENT BLACK | Nova T Dimmer, Incandescent/Halogen, Single-pole (large control), 120V/2000W in black |  | 5.3 | 3.9 |  | NT-2000-BL.jpg | http://grandbrass.xologic.com/vendors/4460/large/NT-2000-BL.jpg | [47 empty] | 0 | 0 | 0 | [6 empty] | 0 | 1 | 1 | EA | 1 | Lighting Controls | [7 empty] | Black | [19 empty] | Dimmers | [242 empty] | <a href="https://www.lutron.com/TechnicalDocumentLibrary/0301030A.pdf" target="_blank">Installation Instructions</a> | [23 empty] | 10.000 DW |  |  | 5.3000 IN | [89 empty] | 1.000 EA | 1.000 EA | [35 empty] | No | [42 empty] | https://www.lutron.com/TechnicalDocumentLibrary/NovaTB.pdf | [7 empty] | Shelf Stock | [13 empty] | <a href="https://www.lutron.com/TechnicalDocumentLibrary/368-4493_Page_2.pdf" target="_blank">Tech Drawing</a> | [25 empty] | 39122206 | [13 empty] | <a href="https://www.lutron.com/TechnicalDocumentLibrary/369-119_Wallbox_Warranty.pdf" target="_blank">Warranty Information</a> |  |  |  |  | 1.000 L | [14 empty] | 0 | 0 | 0 | 0 | Lighting Fixtures | 2016-07-15 11:46 | 2024-07-20 11:02 | 0000-00-00 00:00:00 | 2024-07-20 11:02 | 0000-00-00 00:00:00 | [6 empty] | Black
1 | Lutron Electronics | NT-2000-IV | 4460-756 | 4460 | 756 | Lutron Electronics | NT-2000-IV.jpg | 27557454513 | NOVA T 2000WATT INCANDESCENT IVORY | Nova T Dimmer, Incandescent/Halogen, Single-pole (large control), 120V/2000W in ivory |  | 5.3 | 3.9 |  | NT-2000-IV.jpg | http://grandbrass.xologic.com/vendors/4460/large/NT-2000-IV.jpg | [47 empty] | 0 | 0 | 0 | [6 empty] | 0 | 1 | 1 | EA | 1 | Lighting Controls | [7 empty] | White | [19 empty] | Dimmers | [242 empty] | <a href="https://www.lutron.com/TechnicalDocumentLibrary/0301030A.pdf" target="_blank">Installation Instructions</a> | [23 empty] | 10.000 DW |  |  | 5.3000 IN | [89 empty] | 1.000 EA | 1.000 EA | [35 empty] | No | [42 empty] | https://www.lutron.com/TechnicalDocumentLibrary/NovaTB.pdf | [7 empty] | Shelf Stock | [13 empty] | <a href="https://www.lutron.com/TechnicalDocumentLibrary/368-4493_Page_2.pdf" target="_blank">Tech Drawing</a> | [25 empty] | 39122206 | [13 empty] | <a href="https://www.lutron.com/TechnicalDocumentLibrary/369-119_Wallbox_Warranty.pdf" target="_blank">Warranty Information</a> |  |  |  |  | 1.000 L | [14 empty] | 0 | 0 | 0 | 0 | Lighting Fixtures | 2016-07-15 11:46 | 2024-07-20 11:03 | 0000-00-00 00:00:00 | 2024-07-20 11:03 | 0000-00-00 00:00:00 | [6 empty] | Ivory
1 | Lutron Electronics | NT-2000-BR | 4460-757 | 4460 | 757 | Lutron Electronics | NT-2000-BR.jpg | 27557454568 | NOVA T 2000 WATT INCANDESCENT BROWN | Nova T Dimmer, Incandescent/Halogen, Single-pole (large control), 120V/2000W in brown |  | 5.3 | 3.9 |  | NT-2000-BR.jpg | http://grandbrass.xologic.com/vendors/4460/large/NT-2000-BR.jpg | [47 empty] | 0 | 0 | 0 | [6 empty] | 0 | 1 | 1 | EA | 1 | Lighting Controls | [7 empty] | Brown | [19 empty] | Dimmers | [242 empty] | <a href="https://www.lutron.com/TechnicalDocumentLibrary/0301030A.pdf" target="_blank">Installation Instructions</a> | [23 empty] | 10.000 DW |  |  | 5.3000 IN | [89 empty] | 1.000 EA | 1.000 EA | [35 empty] | No | [42 empty] | https://www.lutron.com/TechnicalDocumentLibrary/NovaTB.pdf | [7 empty] | Shelf Stock | [13 empty] | <a href="https://www.lutron.com/TechnicalDocumentLibrary/368-4493_Page_2.pdf" target="_blank">Tech Drawing</a> | [25 empty] | 39122206 | [13 empty] | <a href="https://www.lutron.com/TechnicalDocumentLibrary/369-119_Wallbox_Warranty.pdf" target="_blank">Warranty Information</a> |  |  |  |  | 1.000 L | [14 empty] | 0 | 0 | 0 | 0 | Lighting Fixtures | 2016-07-15 11:46 | 2024-07-20 11:00 | 0000-00-00 00:00:00 | 2024-07-20 11:00 | 0000-00-00 00:00:00 | [6 empty] | Brown
1 | Lutron Electronics | NT-2000-GR | 4460-758 | 4460 | 758 | Lutron Electronics | NT-2000-GR.jpg | 27557456081 | NOVA T 2000 WATT INCANDESCENT GRAY | Nova T Dimmer, Incandescent/Halogen, Single-pole (large control), 120V/2000W in gray |  | 5.3 | 3.9 |  | NT-2000-GR.jpg | http://grandbrass.xologic.com/vendors/4460/large/NT-2000-GR.jpg | [47 empty] | 0 | 0 | 0 | [6 empty] | 0 | 1 | 1 | EA | 1 | Lighting Controls | [7 empty] | Gray | [19 empty] | Dimmers | [242 empty] | <a href="https://www.lutron.com/TechnicalDocumentLibrary/0301030A.pdf" target="_blank">Installation Instructions</a> | [23 empty] | 10.000 DW |  |  | 5.3000 IN | [89 empty] | 1.000 EA | 1.000 EA | [35 empty] | No | [42 empty] | https://www.lutron.com/TechnicalDocumentLibrary/NovaTB.pdf | [7 empty] | Shelf Stock | [13 empty] | <a href="https://www.lutron.com/TechnicalDocumentLibrary/368-4493_Page_2.pdf" target="_blank">Tech Drawing</a> | [25 empty] | 39122206 | [13 empty] | <a href="https://www.lutron.com/TechnicalDocumentLibrary/369-119_Wallbox_Warranty.pdf" target="_blank">Warranty Information</a> |  |  |  |  | 1.000 L | [14 empty] | 0 | 0 | 0 | 0 | Lighting Fixtures | 2016-07-15 11:46 | 2024-07-20 11:06 | 0000-00-00 00:00:00 | 2024-07-20 11:06 | 0000-00-00 00:00:00 | [6 empty] | Gray
1 | Lutron Electronics | SC-BI-BI | 4460-760 | 4460 | 760 | Lutron Electronics | SC-BI-BI.jpg | 27557462235 | SATIN COLORS BLANK INSERT BI | Claro Satin Finish, Blank insert in biscuit |  | 5 | 0.25 |  | SC-BI-BI.jpg | http://grandbrass.xologic.com/vendors/4460/large/SC-BI-BI.jpg | [47 empty] | 0 | 0 | 0 | [6 empty] | 0 | 1 | 1 | EA | 1 | Specialty Items | [7 empty] | White | [16 empty] | Traditional |  |  | Lighting Accessories | [266 empty] | 10.000 DW |  |  | 3.0000 IN | [89 empty] | 1.000 EA | 1.000 EA | [35 empty] | No | [42 empty] | https://www.lutron.com/TechnicalDocumentLibrary/maestrosatincolors.pdf | [7 empty] | Shelf Stock | [39 empty] | 39122221 | [13 empty] | <a href="https://www.lutron.com/TechnicalDocumentLibrary/369-119_Wallbox_Warranty.pdf" target="_blank">Warranty Information</a> |  |  |  |  | 0.060 L | [14 empty] | 0 | 0 | 0 | 0 | Lighting Fixtures | 2016-07-15 11:46 | 2024-07-20 11:02 | 0000-00-00 00:00:00 | 2024-07-20 11:02 | 0000-00-00 00:00:00 | [6 empty] | Biscuit
1 | Lutron Electronics | SC-BI-MN | 4460-761 | 4460 | 761 | Lutron Electronics | SC-BI-MN.jpg | 27557462242 | SATIN COLORS BLANK INSERT MN | Claro Satin Finish, Blank insert in midnight |  | 2.3 | 4.5 |  | SC-BI-MN.jpg | http://grandbrass.xologic.com/vendors/4460/large/SC-BI-MN.jpg | [47 empty] | 0 | 0 | 0 | [6 empty] | 0 | 1 | 1 | EA | 1 | Specialty Items | [7 empty] | Black | [16 empty] | Traditional |  |  | Lighting Accessories | [266 empty] | 15.000 DW |  |  | 2.3000 IN | [89 empty] | 1.000 EA | 1.000 EA | [35 empty] | No | [42 empty] | https://www.lutron.com/TechnicalDocumentLibrary/maestrosatincolors.pdf | [7 empty] | Shelf Stock | [39 empty] | 39122221 | [13 empty] | <a href="https://www.lutron.com/TechnicalDocumentLibrary/369-119_Wallbox_Warranty.pdf" target="_blank">Warranty Information</a> |  |  |  |  | 0.060 L | [14 empty] | 0 | 0 | 0 | 0 | Lighting Fixtures | 2016-07-15 11:46 | 2024-07-20 11:00 | 0000-00-00 00:00:00 | 2024-07-20 11:00 | 0000-00-00 00:00:00 | [6 empty] | Biscuit
1 | Lutron Electronics | DVSCLV-10P-TP | 4460-783 | 4460 | 783 | Lutron Electronics | DVSCLV-10P-TP.jpg | 27557464734 | DIVA SATIN COLOR 1000W MLV TAUPE | Diva Dimmer - Satin Finish, Magnetic Low-Voltage, Single-pole, 120V/1000VA (800W) in taupe |  | 2.3 | 4.6 |  | DVSCLV-10P-TP.jpg | http://grandbrass.xologic.com/vendors/4460/large/DVSCLV-10P-TP.jpg | [47 empty] | 0 | 0 | 0 | [6 empty] | 0 | 1 | 1 | EA | 1 | Lighting Controls | [7 empty] | White | [16 empty] | Traditional |  |  | Dimmers | [242 empty] | <a href="https://www.lutron.com/TechnicalDocumentLibrary/030699c.pdf" target="_blank">Installation Instructions</a> | [23 empty] | 2.000 DW |  |  | 2.3000 IN | [89 empty] | 1.000 EA | 1.000 EA | [35 empty] | No | [42 empty] | https://www.lutron.com/TechnicalDocumentLibrary/DivaSatinColors.pdf | [7 empty] | Shelf Stock | [13 empty] | <a href="https://www.lutron.com/TechnicalDocumentLibrary/368-4493_Page_2.pdf" target="_blank">Tech Drawing</a> | [25 empty] | 39122206 | [6 empty] | <a href="https://www.lutron.com/Education-Training/Tools/Pages/InstallDimmer.aspx?syst=Dimmers+%26+Switches&prodn=Diva%c2%ae+dimmer+%26+switch" target="_blank">Product Video Clip</a> | [6 empty] | <a href="https://www.lutron.com/TechnicalDocumentLibrary/369-119_Wallbox_Warranty.pdf" target="_blank">Warranty Information</a> |  |  |  |  | 0.320 L | [14 empty] | 0 | 0 | 0 | 0 | Lighting Fixtures | 2016-07-15 11:47 | 2024-07-20 11:03 | 0000-00-00 00:00:00 | 2024-07-20 11:03 | 0000-00-00 00:00:00 | [6 empty] | Taupe
1 | Lutron Electronics | DVSCLV-10P-SW | 4460-784 | 4460 | 784 | Lutron Electronics | DVSCLV-10P-SW.jpg | 27557464758 | DIVA SATIN COLOR 1000W MLV SNOW | Diva Dimmer - Satin Finish, Magnetic Low-Voltage, Single-pole, 120V/1000VA (800W) in snow |  | 2.3 | 4.6 |  | DVSCLV-10P-SW.jpg | http://grandbrass.xologic.com/vendors/4460/large/DVSCLV-10P-SW.jpg | [47 empty] | 0 | 0 | 0 | [6 empty] | 0 | 1 | 1 | EA | 1 | Lighting Controls | [7 empty] | White | [16 empty] | Traditional |  |  | Dimmers | [242 empty] | <a href="https://www.lutron.com/TechnicalDocumentLibrary/030699c.pdf" target="_blank">Installation Instructions</a> | [23 empty] | 10.000 DW |  |  | 2.3000 IN | [89 empty] | 1.000 EA | 1.000 EA | [35 empty] | No | [42 empty] | https://www.lutron.com/TechnicalDocumentLibrary/DivaSatinColors.pdf | [7 empty] | Shelf Stock | [13 empty] | <a href="https://www.lutron.com/TechnicalDocumentLibrary/368-4493_Page_2.pdf" target="_blank">Tech Drawing</a> | [25 empty] | 39122206 | [6 empty] | <a href="https://www.lutron.com/Education-Training/Tools/Pages/InstallDimmer.aspx?syst=Dimmers+%26+Switches&prodn=Diva%c2%ae+dimmer+%26+switch" target="_blank">Product Video Clip</a> | [6 empty] | <a href="https://www.lutron.com/TechnicalDocumentLibrary/369-119_Wallbox_Warranty.pdf" target="_blank">Warranty Information</a> |  |  |  |  | 0.320 L | [14 empty] | 0 | 0 | 0 | 0 | Lighting Fixtures | 2016-07-15 11:47 | 2024-07-20 11:01 | 0000-00-00 00:00:00 | 2024-07-20 11:01 | 0000-00-00 00:00:00 | [6 empty] | Snow
1 | Lutron Electronics | DVSCLV-603P-BI | 4460-785 | 4460 | 785 | Lutron Electronics | DVSCLV-603P-BI.jpg | 27557464765 | DIVA SATIN COLOR 600W 3-WAY MLV BISCUIT | Diva Dimmer - Satin Finish, Magnetic Low-Voltage, 3-way, 120V/600VA (450W) in biscuit |  | 2.3 | 4.5 |  | DVSCLV-603P-BI.jpg | http://grandbrass.xologic.com/vendors/4460/large/DVSCLV-603P-BI.jpg | [47 empty] | 0 | 0 | 0 | [6 empty] | 0 | 1 | 1 | EA | 1 | Lighting Controls | [7 empty] | White | [16 empty] | Traditional |  |  | Dimmers | [242 empty] | <a href="https://www.lutron.com/TechnicalDocumentLibrary/030699c.pdf" target="_blank">Installation Instructions</a> | [23 empty] | 10.000 DW |  |  | 2.3000 IN | [89 empty] | 1.000 EA | 1.000 EA | [35 empty] | No | [42 empty] | https://www.lutron.com/TechnicalDocumentLibrary/DivaSatinColors.pdf | [7 empty] | Shelf Stock | [13 empty] | <a href="https://www.lutron.com/TechnicalDocumentLibrary/368-4493_Page_5.pdf" target="_blank">Tech Drawing</a> | [25 empty] | 39122206 | [6 empty] | <a href="https://www.lutron.com/Education-Training/Tools/Pages/InstallDimmer.aspx?syst=Dimmers+%26+Switches&prodn=Diva%c2%ae+dimmer+%26+switch" target="_blank">Product Video Clip</a> | [6 empty] | <a href="https://www.lutron.com/TechnicalDocumentLibrary/369-119_Wallbox_Warranty.pdf" target="_blank">Warranty Information</a> |  |  |  |  | 0.250 L | [14 empty] | 0 | 0 | 0 | 0 | Lighting Fixtures | 2016-07-15 11:47 | 2024-07-20 11:00 | 0000-00-00 00:00:00 | 2024-07-20 11:00 | 0000-00-00 00:00:00 | [6 empty] | Biscuit
1 | Lutron Electronics | DVSCLV-603P-MN | 4460-786 | 4460 | 786 | Lutron Electronics | DVSCLV-603P-MN.jpg | 27557464772 | DIVA SATIN COLOR 600W 3-WAY MLV MIDNIGHT | Diva Dimmer - Satin Finish, Magnetic Low-Voltage, 3-way, 120V/600VA (450W) in midnight |  | 2.3 | 4.5 |  | DVSCLV-603P-MN.jpg | http://grandbrass.xologic.com/vendors/4460/large/DVSCLV-603P-MN.jpg | [47 empty] | 0 | 0 | 0 | [6 empty] | 0 | 1 | 1 | EA | 1 | Lighting Controls | [7 empty] | Black | [16 empty] | Traditional |  |  | Dimmers | [242 empty] | <a href="https://www.lutron.com/TechnicalDocumentLibrary/030699c.pdf" target="_blank">Installation Instructions</a> | [23 empty] | 2.000 DW |  |  | 2.3000 IN | [89 empty] | 1.000 EA | 1.000 EA | [35 empty] | No | [42 empty] | https://www.lutron.com/TechnicalDocumentLibrary/DivaSatinColors.pdf | [7 empty] | Shelf Stock | [13 empty] | <a href="https://www.lutron.com/TechnicalDocumentLibrary/368-4493_Page_5.pdf" target="_blank">Tech Drawing</a> | [25 empty] | 39122206 | [6 empty] | <a href="https://www.lutron.com/Education-Training/Tools/Pages/InstallDimmer.aspx?syst=Dimmers+%26+Switches&prodn=Diva%c2%ae+dimmer+%26+switch" target="_blank">Product Video Clip</a> | [6 empty] | <a href="https://www.lutron.com/TechnicalDocumentLibrary/369-119_Wallbox_Warranty.pdf" target="_blank">Warranty Information</a> |  |  |  |  | 0.250 L | [14 empty] | 0 | 0 | 0 | 0 | Lighting Fixtures | 2016-07-15 11:47 | 2024-07-20 11:01 | 0000-00-00 00:00:00 | 2024-07-20 11:01 | 0000-00-00 00:00:00 | [6 empty] | Midnight
1 | Lutron Electronics | NTELV-300-TP | 4460-789 | 4460 | 789 | Lutron Electronics | NTELV-300-TP.jpg | 27557468855 | NOVA T ELV 300 WATT TP | Nova T Dimmer, Electronic Low-Voltage, Single-pole (small control), 120V/300W in taupe |  | 4.1 | 5.3 |  | NTELV-300-TP.jpg | http://grandbrass.xologic.com/vendors/4460/large/NTELV-300-TP.jpg | [47 empty] | 0 | 0 | 0 | [6 empty] | 0 | 1 | 1 | EA | 1 | Lighting Controls | [27 empty] | Dimmers | [242 empty] | <a href="https://www.lutron.com/TechnicalDocumentLibrary/0301030A.pdf" target="_blank">Installation Instructions</a> | [23 empty] | 5.000 DW |  |  | 3.1000 IN | [89 empty] | 1.000 EA | 1.000 EA | [35 empty] | No | [42 empty] | https://www.lutron.com/TechnicalDocumentLibrary/NovaTB.pdf | [7 empty] | Shelf Stock | [13 empty] | <a href="https://www.lutron.com/TechnicalDocumentLibrary/368-4493_Page_41.pdf" target="_blank">Tech Drawing</a> | [25 empty] | 39122206 | [13 empty] | <a href="https://www.lutron.com/TechnicalDocumentLibrary/369-119_Wallbox_Warranty.pdf" target="_blank">Warranty Information</a> |  |  |  |  | 0.550 L | [14 empty] | 0 | 0 | 0 | 0 | Lighting Fixtures | 2016-07-15 11:47 | 2024-07-20 11:01 | 0000-00-00 00:00:00 | 2024-07-20 11:01 | 0000-00-00 00:00:00 | [6 empty] | Taupe
1 | Lutron Electronics | NTELV-600-TP | 4460-790 | 4460 | 790 | Lutron Electronics | NTELV-600-TP.jpg | 27557468862 | NOVA T ELV 600 WATT TP | Nova T Dimmer, Electronic Low-Voltage, Single-pole (small control), 120V/600W in taupe |  | 4.1 | 5.3 |  | NTELV-600-TP.jpg | http://grandbrass.xologic.com/vendors/4460/large/NTELV-600-TP.jpg | [47 empty] | 0 | 0 | 0 | [6 empty] | 0 | 1 | 1 | EA | 1 | Lighting Controls | [27 empty] | Dimmers | [242 empty] | <a href="https://www.lutron.com/TechnicalDocumentLibrary/0301030A.pdf" target="_blank">Installation Instructions</a> | [23 empty] | 10.000 DW |  |  | 3.0000 IN | [89 empty] | 1.000 EA | 1.000 EA | [35 empty] | No | [42 empty] | https://www.lutron.com/TechnicalDocumentLibrary/NovaTB.pdf | [7 empty] | Shelf Stock | [13 empty] | <a href="https://www.lutron.com/TechnicalDocumentLibrary/368-4493_Page_41.pdf" target="_blank">Tech Drawing</a> | [25 empty] | 39122206 | [13 empty] | <a href="https://www.lutron.com/TechnicalDocumentLibrary/369-119_Wallbox_Warranty.pdf" target="_blank">Warranty Information</a> |  |  |  |  | 0.550 L | [14 empty] | 0 | 0 | 0 | 0 | Lighting Fixtures | 2016-07-15 11:47 | 2024-07-20 11:01 | 0000-00-00 00:00:00 | 2024-07-20 11:01 | 0000-00-00 00:00:00 | [6 empty] | Taupe
1 | Lutron Electronics | NTF-10-277-TP | 4460-791 | 4460 | 791 | Lutron Electronics | NTF-10-277-TP.jpg | 27557468879 | NOVA T FLUORESCENT 1-10LP | Nova T Dimmer, Fluorescent or LED Dimming with 3-Wire Ballasts and Drivers, Single-pole (small control), 277V/8A in taupe |  | 4.1 | 5.3 |  | NTF-10-277-TP.jpg | http://grandbrass.xologic.com/vendors/4460/large/NTF-10-277-TP.jpg | [47 empty] | 0 | 0 | 0 | [6 empty] | 0 | 1 | 1 | EA | 1 | Lighting Controls | [27 empty] | Dimmers | [242 empty] | <a href="https://www.lutron.com/TechnicalDocumentLibrary/0301030A.pdf" target="_blank">Installation Instructions</a> | [23 empty] | 10.000 DW |  |  | 3.1000 IN | [7 empty] | <a href="https://www.lutron.com/TechnicalDocumentLibrary/NovaT_Family.pdf" target="_blank">Line Drawing</a> | [81 empty] | 1.000 EA | 1.000 EA | [35 empty] | No | [42 empty] | https://www.lutron.com/TechnicalDocumentLibrary/NovaTB.pdf | [7 empty] | Shelf Stock | [13 empty] | <a href="https://www.lutron.com/TechnicalDocumentLibrary/368-4493_Page_40.pdf" target="_blank">Tech Drawing</a> | [25 empty] | 39122206 | [13 empty] | <a href="https://www.lutron.com/TechnicalDocumentLibrary/369-119_Wallbox_Warranty.pdf" target="_blank">Warranty Information</a> |  |  |  |  | 0.450 L | [14 empty] | 0 | 0 | 0 | 0 | Lighting Fixtures | 2016-07-15 11:47 | 2024-07-20 11:00 | 0000-00-00 00:00:00 | 2024-07-20 11:00 | 0000-00-00 00:00:00 | [6 empty] | Taupe
1 | Lutron Electronics | NTF-10-TP | 4460-794 | 4460 | 794 | Lutron Electronics | NTF-10-TP.jpg | 27557468909 | NOVA T FLUORESCENT | Nova T Dimmer, Fluorescent or LED Dimming with 3-Wire Ballasts and Drivers, Single-pole (small control), 120V/16A in taupe |  | 4.1 | 5.3 |  | NTF-10-TP.jpg | http://grandbrass.xologic.com/vendors/4460/large/NTF-10-TP.jpg | [47 empty] | 0 | 0 | 0 | [6 empty] | 0 | 1 | 1 | EA | 1 | Lighting Controls | [27 empty] | Dimmers | [242 empty] | <a href="https://www.lutron.com/TechnicalDocumentLibrary/0301030A.pdf" target="_blank">Installation Instructions</a> | [23 empty] | 2.000 DW |  |  | 3.1000 IN | [7 empty] | <a href="https://www.lutron.com/TechnicalDocumentLibrary/NovaT_Family.pdf" target="_blank">Line Drawing</a> | [81 empty] | 1.000 EA | 1.000 EA | [35 empty] | No | [42 empty] | https://www.lutron.com/TechnicalDocumentLibrary/NovaTB.pdf | [7 empty] | Shelf Stock | [13 empty] | <a href="https://www.lutron.com/TechnicalDocumentLibrary/368-4493_Page_40.pdf" target="_blank">Tech Drawing</a> | [25 empty] | 39122206 | [13 empty] | <a href="https://www.lutron.com/TechnicalDocumentLibrary/369-119_Wallbox_Warranty.pdf" target="_blank">Warranty Information</a> |  |  |  |  | 0.550 L | [14 empty] | 0 | 0 | 0 | 0 | Lighting Fixtures | 2016-07-15 11:47 | 2024-07-20 11:01 | 0000-00-00 00:00:00 | 2024-07-20 11:01 | 0000-00-00 00:00:00 | [6 empty] | Taupe
4 | Lutron Electronics | SC-2-TP | 4460-800 | 4460 | 800 | Lutron Electronics | Ecom_SC-2-TP.jpeg | 27557475150 | SATIN COLOR 2-GANG WALLPLATE TAUPE | Claro Wallplate, Satin Finish, Two-gang in taupe |  | 5.5 | 5.2 |  | Ecom_SC-2-TP.jpeg | http://grandbrass.xologic.com/vendors/4460/large/Ecom_SC-2-TP.jpeg | [47 empty] | 0 | 0 | 0 | [6 empty] | 0 | 1 | 1 | EA | 1 | Lighting Controls |  |  | Fittings and Hardware |  | Electrical Hardware And Supplies |  | Wallplates | Gray | [16 empty] | Traditional |  |  | Switch Plates | [266 empty] | 10.000 DW |  |  | 0.3000 IN | [89 empty] | 1.000 EA | 1.000 EA | [35 empty] | No | [42 empty] | https://www.lutron.com/TechnicalDocumentLibrary/maestrosatincolors.pdf | [7 empty] | Shelf Stock | [39 empty] | 39121704 | [13 empty] | <a href="https://www.lutron.com/TechnicalDocumentLibrary/369-119_Wallbox_Warranty.pdf" target="_blank">Warranty Information</a> |  |  |  |  | 0.150 L | [14 empty] | 0 | 0 | 0 | 0 | Electrical | 2016-07-15 11:47 | 2024-07-20 11:01 | 0000-00-00 00:00:00 | 2025-11-29 02:00 | 0000-00-00 00:00:00 | [6 empty] | Taupe
4 | Lutron Electronics | SC-2-SW | 4460-801 | 4460 | 801 | Lutron Electronics | Ecom_SC-2-SW.jpeg | 27557475174 | SATIN COLOR 2-GANG WALLPLATE SNOW | Claro Wallplate, Satin Finish, Two-gang in snow |  | 6.1 | 7 |  | Ecom_SC-2-SW.jpeg | http://grandbrass.xologic.com/vendors/4460/large/Ecom_SC-2-SW.jpeg | [47 empty] | 0 | 0 | 0 | [6 empty] | 0 | 1 | 1 | EA | 1 | Lighting Controls |  |  | Fittings and Hardware |  | Electrical Hardware And Supplies |  | Wallplates | White | [16 empty] | Traditional |  |  | Switch Plates | [266 empty] | 10.000 DW |  |  | 0.5400 IN | [89 empty] | 1.000 EA | 1.000 EA | [35 empty] | No | [42 empty] | https://www.lutron.com/TechnicalDocumentLibrary/maestrosatincolors.pdf | [7 empty] | Shelf Stock | [39 empty] | 39121704 | [13 empty] | <a href="https://www.lutron.com/TechnicalDocumentLibrary/369-119_Wallbox_Warranty.pdf" target="_blank">Warranty Information</a> |  |  |  |  | 0.150 L | [14 empty] | 0 | 0 | 0 | 0 | Electrical | 2016-07-15 11:47 | 2024-07-20 11:01 | 0000-00-00 00:00:00 | 2025-11-29 02:00 | 0000-00-00 00:00:00 | [6 empty] | Snow
4 | Lutron Electronics | SC-3-BI | 4460-802 | 4460 | 802 | Lutron Electronics | Ecom_SC-3-BI.jpeg | 27557475181 | SATIN COLOR 3-GANG WALLPLATE BISCUIT | Claro Wallplate, Satin Finish, Three-gang in biscuit |  | 5.75 | 0.3 |  | Ecom_SC-3-BI.jpeg | http://grandbrass.xologic.com/vendors/4460/large/Ecom_SC-3-BI.jpeg | [47 empty] | 0 | 0 | 0 | [6 empty] | 0 | 1 | 1 | EA | 1 | Lighting Controls |  |  | Fittings and Hardware |  | Electrical Hardware And Supplies |  | Wallplates | White | [16 empty] | Traditional |  |  | Switch Plates | [266 empty] | 10.000 DW |  |  | 8.2500 IN | [89 empty] | 1.000 EA | 1.000 EA | [35 empty] | No | [42 empty] | https://www.lutron.com/TechnicalDocumentLibrary/maestrosatincolors.pdf | [7 empty] | Shelf Stock | [39 empty] | 39121704 | [13 empty] | <a href="https://www.lutron.com/TechnicalDocumentLibrary/369-119_Wallbox_Warranty.pdf" target="_blank">Warranty Information</a> |  |  |  |  | 0.250 L | [14 empty] | 0 | 0 | 0 | 0 | Electrical | 2016-07-15 11:47 | 2024-07-20 11:02 | 0000-00-00 00:00:00 | 2025-11-29 02:00 | 0000-00-00 00:00:00 | [6 empty] | Biscuit
4 | Lutron Electronics | SC-3-MN | 4460-803 | 4460 | 803 | Lutron Electronics | Ecom_SC-3-MN.jpeg | 27557475198 | SATIN COLOR 3-GANG WALLPLATE MIDNIGHT | Claro Wallplate, Satin Finish, Three-gang in midnight |  | 5.2 | 7.1 |  | Ecom_SC-3-MN.jpeg | http://grandbrass.xologic.com/vendors/4460/large/Ecom_SC-3-MN.jpeg | [47 empty] | 0 | 0 | 0 | [6 empty] | 0 | 1 | 1 | EA | 1 | Lighting Controls |  |  | Fittings and Hardware |  | Electrical Hardware And Supplies |  | Wallplates | Black | [16 empty] | Traditional |  |  | Switch Plates | [266 empty] | 10.000 DW |  |  | 0.4000 IN | [89 empty] | 1.000 EA | 1.000 EA | [35 empty] | No | [42 empty] | https://www.lutron.com/TechnicalDocumentLibrary/maestrosatincolors.pdf | [7 empty] | Shelf Stock | [39 empty] | 39121704 | [13 empty] | <a href="https://www.lutron.com/TechnicalDocumentLibrary/369-119_Wallbox_Warranty.pdf" target="_blank">Warranty Information</a> |  |  |  |  | 0.250 L | [14 empty] | 0 | 0 | 0 | 0 | Electrical | 2016-07-15 11:47 | 2024-07-20 11:01 | 0000-00-00 00:00:00 | 2025-11-29 02:00 | 0000-00-00 00:00:00 | [6 empty] | Midnight
4 | Lutron Electronics | SC-3-TP | 4460-811 | 4460 | 811 | Lutron Electronics | Ecom_SC-3-TP.jpeg | 27557475327 | SATIN COLOR 3-GANG WALLPLATE TAUPE | Claro Wallplate, Satin Finish, Three-gang in taupe |  | 5.2 | 7.1 |  | Ecom_SC-3-TP.jpeg | http://grandbrass.xologic.com/vendors/4460/large/Ecom_SC-3-TP.jpeg | [47 empty] | 0 | 0 | 0 | [6 empty] | 0 | 1 | 1 | EA | 1 | Lighting Controls |  |  | Fittings and Hardware |  | Electrical Hardware And Supplies |  | Wallplates | White | [16 empty] | Traditional |  |  | Switch Plates | [266 empty] | 10.000 DW |  |  | 0.4000 IN | [89 empty] | 1.000 EA | 1.000 EA | [35 empty] | No | [42 empty] | https://www.lutron.com/TechnicalDocumentLibrary/maestrosatincolors.pdf | [7 empty] | Shelf Stock | [39 empty] | 39121704 | [13 empty] | <a href="https://www.lutron.com/TechnicalDocumentLibrary/369-119_Wallbox_Warranty.pdf" target="_blank">Warranty Information</a> |  |  |  |  | 0.250 L | [14 empty] | 0 | 0 | 0 | 0 | Electrical | 2016-07-15 11:48 | 2024-07-20 11:04 | 0000-00-00 00:00:00 | 2025-11-29 02:00 | 0000-00-00 00:00:00 | [6 empty] | Taupe
4 | Lutron Electronics | SC-3-SW | 4460-812 | 4460 | 812 | Lutron Electronics | Ecom_SC-3-SW.jpeg | 27557475341 | SATIN COLOR 3-GANG WALLPLATE SNOW | Claro Wallplate, Satin Finish, Three-gang in snow |  | 6.25 | 8.75 |  | Ecom_SC-3-SW.jpeg | http://grandbrass.xologic.com/vendors/4460/large/Ecom_SC-3-SW.jpeg | [47 empty] | 0 | 0 | 0 | [6 empty] | 0 | 1 | 1 | EA | 1 | Lighting Controls |  |  | Fittings and Hardware |  | Electrical Hardware And Supplies |  | Wallplates | White | [16 empty] | Traditional |  |  | Switch Plates | [266 empty] | 10.000 DW |  |  | 0.5400 IN | [89 empty] | 1.000 EA | 1.000 EA | [35 empty] | No | [42 empty] | https://www.lutron.com/TechnicalDocumentLibrary/maestrosatincolors.pdf | [7 empty] | Shelf Stock | [39 empty] | 39121704 | [13 empty] | <a href="https://www.lutron.com/TechnicalDocumentLibrary/369-119_Wallbox_Warranty.pdf" target="_blank">Warranty Information</a> |  |  |  |  | 0.250 L | [14 empty] | 0 | 0 | 0 | 0 | Electrical | 2016-07-15 11:48 | 2024-07-20 11:01 | 0000-00-00 00:00:00 | 2025-11-29 02:00 | 0000-00-00 00:00:00 | [6 empty] | Snow
1 | Lutron Electronics | SC-3PS-BI | 4460-813 | 4460 | 813 | Lutron Electronics | SC-3PS-BI.jpeg | 27557475358 | SATIN COLOR 3-WAY SWITCH BISCUIT | Lutron Claro 15 Amp, 3-Way On/Off Rocker Switch, Biscuit |  | 2.3 | 4.5 |  | SC-3PS-BI.jpeg | http://grandbrass.xologic.com/vendors/4460/large/SC-3PS-BI.jpeg | [47 empty] | 0 | 0 | 0 | [6 empty] | 0 | 1 | 1 | EA | 1 | Lighting Controls | [7 empty] | White | [16 empty] | Traditional |  |  | Lightswitches | [242 empty] | <a href="https://www.lutron.com/TechnicalDocumentLibrary/0301637.pdf" target="_blank">Installation Instructions</a> | [23 empty] | 10.000 DW |  |  | 2.3000 IN | [89 empty] | 1.000 EA | 1.000 EA | [35 empty] | No | [42 empty] | https://www.lutron.com/TechnicalDocumentLibrary/DivaSatinColors.pdf | [7 empty] | Shelf Stock | [13 empty] | <a href="https://www.lutron.com/TechnicalDocumentLibrary/368-4493_Page_7.pdf" target="_blank">Tech Drawing</a> | [25 empty] | 39122226 | [6 empty] | <a href="https://www.lutron.com/Education-Training/Tools/Pages/InstallDimmer.aspx?syst=Dimmers+%26+Switches&prodn=Diva%c2%ae+dimmer+%26+switch" target="_blank">Product Video Clip</a> | [6 empty] | <a href="https://www.lutron.com/TechnicalDocumentLibrary/369-119_Wallbox_Warranty.pdf" target="_blank">Warranty Information</a> |  |  |  |  | 0.300 L | [14 empty] | 0 | 0 | 0 | 0 | Lighting Fixtures | 2016-07-15 11:48 | 2024-07-20 11:02 | 0000-00-00 00:00:00 | 2024-07-20 11:02 | 0000-00-00 00:00:00 | [6 empty] | Biscuit
1 | Lutron Electronics | SC-3PS-MN | 4460-814 | 4460 | 814 | Lutron Electronics | SC-3PS-MN.jpeg | 27557475365 | SATIN COLOR 3-WAY SWITCH MIDNIGHT | Lutron Claro 15 Amp, 3-Way On/Off Rocker Switch, Midnight |  | 2.3 | 4.5 |  | SC-3PS-MN.jpeg | http://grandbrass.xologic.com/vendors/4460/large/SC-3PS-MN.jpeg | [47 empty] | 0 | 0 | 0 | [6 empty] | 0 | 1 | 1 | EA | 1 | Lighting Controls | [7 empty] | Black | [16 empty] | Traditional |  |  | Lightswitches | [242 empty] | <a href="https://www.lutron.com/TechnicalDocumentLibrary/0301637.pdf" target="_blank">Installation Instructions</a> | [23 empty] | 10.000 DW |  |  | 2.3000 IN | [89 empty] | 1.000 EA | 1.000 EA | [35 empty] | No | [42 empty] | https://www.lutron.com/TechnicalDocumentLibrary/DivaSatinColors.pdf | [7 empty] | Shelf Stock | [13 empty] | <a href="https://www.lutron.com/TechnicalDocumentLibrary/368-4493_Page_7.pdf" target="_blank">Tech Drawing</a> | [25 empty] | 39122226 | [6 empty] | <a href="https://www.lutron.com/Education-Training/Tools/Pages/InstallDimmer.aspx?syst=Dimmers+%26+Switches&prodn=Diva%c2%ae+dimmer+%26+switch" target="_blank">Product Video Clip</a> | [6 empty] | <a href="https://www.lutron.com/TechnicalDocumentLibrary/369-119_Wallbox_Warranty.pdf" target="_blank">Warranty Information</a> |  |  |  |  | 0.300 L | [14 empty] | 0 | 0 | 0 | 0 | Lighting Fixtures | 2016-07-15 11:48 | 2024-07-20 11:00 | 0000-00-00 00:00:00 | 2024-07-20 11:00 | 0000-00-00 00:00:00 | [6 empty] | Midnight
1 | Lutron Electronics | SC-3PS-TP | 4460-821 | 4460 | 821 | Lutron Electronics | SC-3PS-TP.jpeg | 27557475488 | SATIN COLOR 3-WAY SWITCH TAUPE | Lutron Claro 15 Amp 3-Way On/Off Rocker Switch, Taupe |  | 2.3 | 4.5 |  | SC-3PS-TP.jpeg | http://grandbrass.xologic.com/vendors/4460/large/SC-3PS-TP.jpeg | [47 empty] | 0 | 0 | 0 | [6 empty] | 0 | 1 | 1 | EA | 1 | Lighting Controls | [7 empty] | Gray | [16 empty] | Traditional |  |  | Lightswitches | [242 empty] | <a href="https://www.lutron.com/TechnicalDocumentLibrary/0301637.pdf" target="_blank">Installation Instructions</a> | [23 empty] | 10.000 DW |  |  | 2.3000 IN | [89 empty] | 1.000 EA | 1.000 EA | [35 empty] | No | [42 empty] | https://www.lutron.com/TechnicalDocumentLibrary/DivaSatinColors.pdf | [7 empty] | Shelf Stock | [13 empty] | <a href="https://www.lutron.com/TechnicalDocumentLibrary/368-4493_Page_7.pdf" target="_blank">Tech Drawing</a> | [25 empty] | 39122226 | [6 empty] | <a href="https://www.lutron.com/Education-Training/Tools/Pages/InstallDimmer.aspx?syst=Dimmers+%26+Switches&prodn=Diva%c2%ae+dimmer+%26+switch" target="_blank">Product Video Clip</a> | [6 empty] | <a href="https://www.lutron.com/TechnicalDocumentLibrary/369-119_Wallbox_Warranty.pdf" target="_blank">Warranty Information</a> |  |  |  |  | 0.300 L | [14 empty] | 0 | 0 | 0 | 0 | Lighting Fixtures | 2016-07-15 11:48 | 2024-07-20 11:03 | 0000-00-00 00:00:00 | 2024-07-20 11:03 | 0000-00-00 00:00:00 | [6 empty] | Taupe
1 | Lutron Electronics | SC-3PS-SW | 4460-822 | 4460 | 822 | Lutron Electronics | Ecom_SC-3PS-SW_nowallplate.jpeg | 27557475501 | SATIN COLOR 3-WAY SWITCH SNOW | Lutron Claro 15 Amp, 3-Way On/Off Rocker Switch, Snow |  | 2.3 | 4.5 |  | Ecom_SC-3PS-SW_nowallplate.jpeg | http://grandbrass.xologic.com/vendors/4460/large/Ecom_SC-3PS-SW_nowallplate.jpeg | [47 empty] | 0 | 0 | 0 | [6 empty] | 0 | 1 | 1 | EA | 1 | Lighting Controls | [7 empty] | White | [16 empty] | Traditional |  |  | Lightswitches | [242 empty] | <a href="https://www.lutron.com/TechnicalDocumentLibrary/0301637.pdf" target="_blank">Installation Instructions</a> | [23 empty] | 10.000 DW |  |  | 2.3000 IN | [89 empty] | 1.000 EA | 1.000 EA | [35 empty] | No | [42 empty] | https://www.lutron.com/TechnicalDocumentLibrary/DivaSatinColors.pdf | [7 empty] | Shelf Stock | [13 empty] | <a href="https://www.lutron.com/TechnicalDocumentLibrary/368-4493_Page_7.pdf" target="_blank">Tech Drawing</a> | [25 empty] | 39122226 | [6 empty] | <a href="https://www.lutron.com/Education-Training/Tools/Pages/InstallDimmer.aspx?syst=Dimmers+%26+Switches&prodn=Diva%c2%ae+dimmer+%26+switch" target="_blank">Product Video Clip</a> | [6 empty] | <a href="https://www.lutron.com/TechnicalDocumentLibrary/369-119_Wallbox_Warranty.pdf" target="_blank">Warranty Information</a> |  |  |  |  | 0.300 L | [14 empty] | 0 | 0 | 0 | 0 | Lighting Fixtures | 2016-07-15 11:48 | 2024-07-20 11:00 | 0000-00-00 00:00:00 | 2024-07-20 11:00 | 0000-00-00 00:00:00 | [6 empty] | Snow
4 | Lutron Electronics | SC-4-BI | 4460-823 | 4460 | 823 | Lutron Electronics | Ecom_SC-4-BI.jpeg | 27557475518 | SATIN COLOR 4-GANG WALLPLATE BISCUIT | Claro Wallplate, Satin Finish, Four-gang in biscuit |  | 4.7 | 8.4 |  | Ecom_SC-4-BI.jpeg | http://grandbrass.xologic.com/vendors/4460/large/Ecom_SC-4-BI.jpeg | [47 empty] | 0 | 0 | 0 | [6 empty] | 0 | 1 | 1 | EA | 1 | Lighting Controls |  |  | Fittings and Hardware |  | Electrical Hardware And Supplies |  | Wallplates | White | [16 empty] | Traditional |  |  | Switch Plates | [266 empty] | 10.000 DW |  |  | 0.5000 IN | [89 empty] | 1.000 EA | 1.000 EA | [35 empty] | No | [42 empty] | https://www.lutron.com/TechnicalDocumentLibrary/maestrosatincolors.pdf | [7 empty] | Shelf Stock | [39 empty] | 39121704 | [13 empty] | <a href="https://www.lutron.com/TechnicalDocumentLibrary/369-119_Wallbox_Warranty.pdf" target="_blank">Warranty Information</a> |  |  |  |  | 0.350 L | [14 empty] | 0 | 0 | 0 | 0 | Electrical | 2016-07-15 11:48 | 2024-07-20 11:02 | 0000-00-00 00:00:00 | 2025-11-29 02:00 | 0000-00-00 00:00:00 | [6 empty] | Biscuit
4 | Lutron Electronics | SC-4-MN | 4460-824 | 4460 | 824 | Lutron Electronics | Ecom_SC-4-MN.jpeg | 27557475525 | SATIN COLOR 4-GANG WALLPLATE MIDNIGHT | Claro Wallplate, Satin Finish, Four-gang in midnight |  | 4.7 | 8.4 |  | Ecom_SC-4-MN.jpeg | http://grandbrass.xologic.com/vendors/4460/large/Ecom_SC-4-MN.jpeg | [47 empty] | 0 | 0 | 0 | [6 empty] | 0 | 1 | 1 | EA | 1 | Lighting Controls |  |  | Fittings and Hardware |  | Electrical Hardware And Supplies |  | Wallplates | Black | [16 empty] | Traditional |  |  | Switch Plates | [266 empty] | 10.000 DW |  |  | 0.5000 IN | [89 empty] | 1.000 EA | 1.000 EA | [35 empty] | No | [42 empty] | https://www.lutron.com/TechnicalDocumentLibrary/maestrosatincolors.pdf | [7 empty] | Shelf Stock | [39 empty] | 39121704 | [13 empty] | <a href="https://www.lutron.com/TechnicalDocumentLibrary/369-119_Wallbox_Warranty.pdf" target="_blank">Warranty Information</a> |  |  |  |  | 0.350 L | [14 empty] | 0 | 0 | 0 | 0 | Electrical | 2016-07-15 11:48 | 2024-07-20 11:03 | 0000-00-00 00:00:00 | 2025-11-29 02:00 | 0000-00-00 00:00:00 | [6 empty] | Midnight
4 | Lutron Electronics | SC-4-TP | 4460-832 | 4460 | 832 | Lutron Electronics | Ecom_SC-4-TP.jpeg | 27557475648 | SATIN COLOR 4-GANG WALLPLATE TAUPE | Claro Wallplate, Satin Finish, Four-gang in taupe |  | 4.7 | 8.4 |  | Ecom_SC-4-TP.jpeg | http://grandbrass.xologic.com/vendors/4460/large/Ecom_SC-4-TP.jpeg | [47 empty] | 0 | 0 | 0 | [6 empty] | 0 | 1 | 1 | EA | 1 | Lighting Controls |  |  | Fittings and Hardware |  | Electrical Hardware And Supplies |  | Wallplates | Gray | [16 empty] | Traditional |  |  | Switch Plates | [266 empty] | 15.000 DW |  |  | 0.5000 IN | [89 empty] | 1.000 EA | 1.000 EA | [35 empty] | No | [42 empty] | https://www.lutron.com/TechnicalDocumentLibrary/maestrosatincolors.pdf | [7 empty] | Shelf Stock | [39 empty] | 39121704 | [13 empty] | <a href="https://www.lutron.com/TechnicalDocumentLibrary/369-119_Wallbox_Warranty.pdf" target="_blank">Warranty Information</a> |  |  |  |  | 0.350 L | [14 empty] | 0 | 0 | 0 | 0 | Electrical | 2016-07-15 11:48 | 2024-07-20 11:00 | 0000-00-00 00:00:00 | 2025-11-29 02:00 | 0000-00-00 00:00:00 | [6 empty] | Taupe
4 | Lutron Electronics | SC-4-SW | 4460-833 | 4460 | 833 | Lutron Electronics | Ecom_SC-4-SW.jpeg | 27557475662 | SATIN COLOR 4-GANG WALLPLATE SNOW | Claro Wallplate, Satin Finish, Four-gang in snow |  | 4.7 | 8.7 |  | Ecom_SC-4-SW.jpeg | http://grandbrass.xologic.com/vendors/4460/large/Ecom_SC-4-SW.jpeg | [47 empty] | 0 | 0 | 0 | [6 empty] | 0 | 1 | 1 | EA | 1 | Lighting Controls |  |  | Fittings and Hardware |  | Electrical Hardware And Supplies |  | Wallplates | White | [16 empty] | Traditional |  |  | Switch Plates | [266 empty] | 10.000 DW |  |  | 0.5000 IN | [89 empty] | 1.000 EA | 1.000 EA | [35 empty] | No | [42 empty] | https://www.lutron.com/TechnicalDocumentLibrary/maestrosatincolors.pdf | [7 empty] | Shelf Stock | [39 empty] | 39121704 | [13 empty] | <a href="https://www.lutron.com/TechnicalDocumentLibrary/369-119_Wallbox_Warranty.pdf" target="_blank">Warranty Information</a> |  |  |  |  | 0.350 L | [14 empty] | 0 | 0 | 0 | 0 | Electrical | 2016-07-15 11:48 | 2024-07-20 11:00 | 0000-00-00 00:00:00 | 2025-11-29 02:00 | 0000-00-00 00:00:00 | [6 empty] | Snow
1 | Lutron Electronics | SC-4PS-BI | 4460-834 | 4460 | 834 | Lutron Electronics | SC-4PS-BI.jpeg | 27557475679 | SATIN COLOR 4-WAY SWITCH BISCUIT | Lutron Claro 15 Amp, 4-Way On/Off Rocker Switch, Biscuit |  | 2.3 | 4.5 |  | SC-4PS-BI.jpeg | http://grandbrass.xologic.com/vendors/4460/large/SC-4PS-BI.jpeg | [47 empty] | 0 | 0 | 0 | [6 empty] | 0 | 1 | 1 | EA | 1 | Lighting Controls | [7 empty] | White | [16 empty] | Traditional |  |  | Lightswitches | [242 empty] | <a href="https://www.lutron.com/TechnicalDocumentLibrary/0301637.pdf" target="_blank">Installation Instructions</a> | [23 empty] | 10.000 DW |  |  | 2.3000 IN | [89 empty] | 1.000 EA | 1.000 EA | [35 empty] | No | [42 empty] | https://www.lutron.com/TechnicalDocumentLibrary/maestrosatincolors.pdf | [7 empty] | Shelf Stock | [39 empty] | 39122226 | [13 empty] | <a href="https://www.lutron.com/TechnicalDocumentLibrary/369-119_Wallbox_Warranty.pdf" target="_blank">Warranty Information</a> |  |  |  |  | 0.250 L | [14 empty] | 0 | 0 | 0 | 0 | Lighting Fixtures | 2016-07-15 11:48 | 2024-07-20 11:04 | 0000-00-00 00:00:00 | 2024-07-20 11:04 | 0000-00-00 00:00:00 | [6 empty] | Biscuit
1 | Lutron Electronics | SC-4PS-MN | 4460-835 | 4460 | 835 | Lutron Electronics | SC-4PS-MN.jpeg | 27557475686 | SATIN COLOR 4-WAY SWITCH MIDNIGHT | Lutron Claro 15 Amp, 4-Way On/Off Rocker Switch, Midnight |  | 2.3 | 4.5 |  | SC-4PS-MN.jpeg | http://grandbrass.xologic.com/vendors/4460/large/SC-4PS-MN.jpeg | [47 empty] | 0 | 0 | 0 | [6 empty] | 0 | 1 | 1 | EA | 1 | Lighting Controls | [7 empty] | Black | [16 empty] | Traditional |  |  | Lightswitches | [242 empty] | <a href="https://www.lutron.com/TechnicalDocumentLibrary/0301637.pdf" target="_blank">Installation Instructions</a> | [23 empty] | 20.000 DW |  |  | 2.3000 IN | [89 empty] | 1.000 EA | 1.000 EA | [35 empty] | No | [42 empty] | https://www.lutron.com/TechnicalDocumentLibrary/maestrosatincolors.pdf | [7 empty] | Shelf Stock | [39 empty] | 39122226 | [13 empty] | <a href="https://www.lutron.com/TechnicalDocumentLibrary/369-119_Wallbox_Warranty.pdf" target="_blank">Warranty Information</a> |  |  |  |  | 0.250 L | [14 empty] | 0 | 0 | 0 | 0 | Lighting Fixtures | 2016-07-15 11:48 | 2024-07-20 11:00 | 0000-00-00 00:00:00 | 2024-07-20 11:00 | 0000-00-00 00:00:00 | [6 empty] | Midnight
1 | Lutron Electronics | SC-4PS-SW | 4460-843 | 4460 | 843 | Lutron Electronics | SC-4PS-SW.jpeg | 27557475822 | SATIN COLOR 4-WAY SWITCH SNOW | Lutron Claro 15 Amp, 4-Way On/Off Rocker Switch, Snow |  | 2.4 | 4.6 |  | SC-4PS-SW.jpeg | http://grandbrass.xologic.com/vendors/4460/large/SC-4PS-SW.jpeg | [47 empty] | 0 | 0 | 0 | [6 empty] | 0 | 1 | 1 | EA | 1 | Lighting Controls | [7 empty] | White | [16 empty] | Traditional |  |  | Lightswitches | [242 empty] | <a href="https://www.lutron.com/TechnicalDocumentLibrary/0301637.pdf" target="_blank">Installation Instructions</a> | [23 empty] | 10.000 DW |  |  | 2.4000 IN | [89 empty] | 1.000 EA | 1.000 EA | [35 empty] | No | [42 empty] | https://www.lutron.com/TechnicalDocumentLibrary/maestrosatincolors.pdf | [7 empty] | Shelf Stock | [39 empty] | 39122226 | [13 empty] | <a href="https://www.lutron.com/TechnicalDocumentLibrary/369-119_Wallbox_Warranty.pdf" target="_blank">Warranty Information</a> |  |  |  |  | 0.250 L | [14 empty] | 0 | 0 | 0 | 0 | Lighting Fixtures | 2016-07-15 11:49 | 2024-07-20 11:04 | 0000-00-00 00:00:00 | 2024-07-20 11:04 | 0000-00-00 00:00:00 | [6 empty] | Snow
4 | Lutron Electronics | SC-5-BI | 4460-844 | 4460 | 844 | Lutron Electronics | Ecom_SC-5-BI.jpeg | 27557475839 | SATIN COLOR 5-GANG WALLPLATE BISCUIT | Claro Wallplate, Satin Finish, Five-gang in biscuit |  | 4.7 | 10.3 |  | Ecom_SC-5-BI.jpeg | http://grandbrass.xologic.com/vendors/4460/large/Ecom_SC-5-BI.jpeg | [47 empty] | 0 | 0 | 0 | [6 empty] | 0 | 1 | 1 | EA | 1 | Lighting Controls |  |  | Fittings and Hardware |  | Electrical Hardware And Supplies |  | Wallplates | White | [16 empty] | Traditional |  |  | Switch Plates | [266 empty] | 10.000 DW |  |  | 0.5000 IN | [89 empty] | 1.000 EA | 1.000 EA | [35 empty] | No | [42 empty] | https://www.lutron.com/TechnicalDocumentLibrary/maestrosatincolors.pdf | [7 empty] | Shelf Stock | [39 empty] | 39121704 | [13 empty] | <a href="https://www.lutron.com/TechnicalDocumentLibrary/369-119_Wallbox_Warranty.pdf" target="_blank">Warranty Information</a> |  |  |  |  | 0.350 L | [14 empty] | 0 | 0 | 0 | 0 | Electrical | 2016-07-15 11:49 | 2024-07-20 11:02 | 0000-00-00 00:00:00 | 2025-11-29 02:00 | 0000-00-00 00:00:00 | [6 empty] | Biscuit
4 | Lutron Electronics | SC-5-MN | 4460-845 | 4460 | 845 | Lutron Electronics | Ecom_SC-5-MN.jpeg?w=300 | 27557475846 | SATIN COLOR 5-GANG WALLPLATE MIDNIGHT | Claro Wallplate, Satin Finish, Five-gang in midnight |  | 4.7 | 10.3 | [50 empty] | 57 | 114 | 114 | [6 empty] | 0 | 1 | 1 | EA | 1 |  |  |  | Fittings and Hardware |  | Electrical Hardware And Supplies |  | Wallplates | Black | [16 empty] | Traditional | [269 empty] | 50.000 DW |  |  | 0.5000 IN | [89 empty] | 1.000 EA | 1.000 EA | [35 empty] | No | [42 empty] | https://www.lutron.com/TechnicalDocumentLibrary/maestrosatincolors.pdf | [7 empty] | Shelf Stock | [39 empty] | 39121704 | [13 empty] | <a href="https://www.lutron.com/TechnicalDocumentLibrary/369-119_Wallbox_Warranty.pdf" target="_blank">Warranty Information</a> |  |  |  |  | 0.350 L | [14 empty] | 114 | 57 | 57 | 57 | Electrical | 2016-07-15 11:49 | 2025-01-02 14:29 | 0000-00-00 00:00:00 | 2023-04-20 11:08 | 2025-01-02 14:29 | [6 empty] | Midnight
4 | Lutron Electronics | SC-5-TP | 4460-853 | 4460 | 853 | Lutron Electronics | Ecom_SC-5-TP.jpeg | 27557475976 | SATIN COLOR 5-GANG WALLPLATE TAUPE | Claro Wallplate, Satin Finish, Five-gang in taupe |  | 4.7 | 10.3 |  | Ecom_SC-5-TP.jpeg | http://grandbrass.xologic.com/vendors/4460/large/Ecom_SC-5-TP.jpeg | [47 empty] | 0 | 0 | 0 | [6 empty] | 0 | 1 | 1 | EA | 1 | Lighting Controls |  |  | Fittings and Hardware |  | Electrical Hardware And Supplies |  | Wallplates | Gray | [16 empty] | Traditional |  |  | Switch Plates | [266 empty] | 10.000 DW |  |  | 0.5000 IN | [89 empty] | 1.000 EA | 1.000 EA | [35 empty] | No | [42 empty] | https://www.lutron.com/TechnicalDocumentLibrary/maestrosatincolors.pdf | [7 empty] | Shelf Stock | [39 empty] | 39121704 | [13 empty] | <a href="https://www.lutron.com/TechnicalDocumentLibrary/369-119_Wallbox_Warranty.pdf" target="_blank">Warranty Information</a> |  |  |  |  | 0.350 L | [14 empty] | 0 | 0 | 0 | 0 | Electrical | 2016-07-15 11:49 | 2024-07-20 11:01 | 0000-00-00 00:00:00 | 2025-11-29 02:00 | 0000-00-00 00:00:00 | [6 empty] | Taupe
4 | Lutron Electronics | SC-5-SW | 4460-854 | 4460 | 854 | Lutron Electronics | Ecom_SC-5-SW.jpeg | 27557475990 | SATIN COLOR 5-GANG WALLPLATE SNOW | Claro Wallplate, Satin Finish, Five-gang in snow |  | 4.7 | 10.3 |  | Ecom_SC-5-SW.jpeg | http://grandbrass.xologic.com/vendors/4460/large/Ecom_SC-5-SW.jpeg | [47 empty] | 0 | 0 | 0 | [6 empty] | 0 | 1 | 1 | EA | 1 | Lighting Controls |  |  | Fittings and Hardware |  | Electrical Hardware And Supplies |  | Wallplates | White | [16 empty] | Traditional |  |  | Switch Plates | [266 empty] | 10.000 DW |  |  | 0.5000 IN | [89 empty] | 1.000 EA | 1.000 EA | [35 empty] | No | [42 empty] | https://www.lutron.com/TechnicalDocumentLibrary/maestrosatincolors.pdf | [7 empty] | Shelf Stock | [39 empty] | 39121704 | [13 empty] | <a href="https://www.lutron.com/TechnicalDocumentLibrary/369-119_Wallbox_Warranty.pdf" target="_blank">Warranty Information</a> |  |  |  |  | 0.350 L | [14 empty] | 0 | 0 | 0 | 0 | Electrical | 2016-07-15 11:49 | 2024-07-20 11:02 | 0000-00-00 00:00:00 | 2025-11-29 02:00 | 0000-00-00 00:00:00 | [6 empty] | Snow
1 | Lutron Electronics | MA-1000-LA | 4460-858 | 4460 | 858 | Lutron Electronics | MA-1000-LA.jpg | 27557476119 | MAESTRO INC 1000W LIGHT ALMOND | Maestro Dimmer - Gloss Finish, Incandescent/Halogen, Multi-location/single-pole, 120V/1000W in light almond |  | 2.3 | 4.5 |  | MA-1000-LA.jpg | http://grandbrass.xologic.com/vendors/4460/large/MA-1000-LA.jpg | [47 empty] | 0 | 0 | 0 | [6 empty] | 0 | 1 | 1 | EA | 1 | Lighting Controls | [7 empty] | White | [16 empty] | Traditional |  |  | Dimmers | [49 empty] | <a href="https://www.lutron.com/technicaldocumentlibrary/spec%20guide%20volume%201%20with%20addendums.pdf" target="_blank">Manufacturer Brochure</a> | [192 empty] | <a href="https://www.lutron.com/TechnicalDocumentLibrary/0301940.pdf" target="_blank">Installation Instructions</a> | [23 empty] | 2.000 DW |  |  | 2.3000 IN | [7 empty] | <a href="https://www.lutron.com/TechnicalDocumentLibrary/MaestroFamily_1.pdf" target="_blank">Line Drawing</a> | [81 empty] | 1.000 EA | 1.000 EA | [35 empty] | No | [42 empty] | https://assets.lutron.com/a/documents/spec%20guide%20volume%201%20with%20addendums.pdf#page=16 | [7 empty] | Shelf Stock | [13 empty] | <a href="https://www.lutron.com/TechnicalDocumentLibrary/368-4493_Page_9.pdf" target="_blank">Tech Drawing</a> | [25 empty] | 39122206 | [6 empty] | <a href="https://www.lutron.com/Service-Support/Technical/InstallationInstructions/Pages/Videos.aspx?syst=Dimmers+%26+Switches&prodn=Maestro%c2%ae+dimmer+%26+switch" target="_blank">Product Video Clip</a> | [6 empty] | <a href="https://www.lutron.com/TechnicalDocumentLibrary/369-119_Wallbox_Warranty.pdf" target="_blank">Warranty Information</a> |  |  |  |  | 0.250 L | [14 empty] | 0 | 0 | 0 | 0 | Lighting Fixtures | 2016-07-15 11:49 | 2024-07-20 11:02 | 0000-00-00 00:00:00 | 2024-07-20 11:02 | 0000-00-00 00:00:00
1 | Lutron Electronics | MALV-600-LA | 4460-859 | 4460 | 859 | Lutron Electronics | MALV-600-LA.jpg | 27557476140 | MAESTRO LOW VOL 600W LIGHT | Maestro Dimmer - Gloss Finish, Magnetic Low-Voltage, Multi-location/single-pole, 120V/600VA (450W) in light almond |  | 2.3 | 4.5 |  | MALV-600-LA.jpg | http://grandbrass.xologic.com/vendors/4460/large/MALV-600-LA.jpg | [47 empty] | 0 | 0 | 0 | [6 empty] | 0 | 1 | 1 | EA | 1 | Lighting Controls | [7 empty] | White | [16 empty] | Traditional |  |  | Dimmers | [49 empty] | <a href="https://www.lutron.com/technicaldocumentlibrary/spec%20guide%20volume%201%20with%20addendums.pdf" target="_blank">Manufacturer Brochure</a> | [192 empty] | <a href="https://www.lutron.com/TechnicalDocumentLibrary/0301940.pdf" target="_blank">Installation Instructions</a> | [23 empty] | 10.000 DW |  |  | 2.3000 IN | [7 empty] | <a href="https://www.lutron.com/TechnicalDocumentLibrary/MaestroFamily_1.pdf" target="_blank">Line Drawing</a> | [81 empty] | 1.000 EA | 1.000 EA | [35 empty] | No | [42 empty] | https://assets.lutron.com/a/documents/spec%20guide%20volume%201%20with%20addendums.pdf#page=16 | [7 empty] | Shelf Stock | [13 empty] | <a href="https://www.lutron.com/TechnicalDocumentLibrary/368-4493_Page_9.pdf" target="_blank">Tech Drawing</a> | [25 empty] | 39122206 | [6 empty] | <a href="https://www.lutron.com/Service-Support/Technical/InstallationInstructions/Pages/Videos.aspx?syst=Dimmers+%26+Switches&prodn=Maestro%c2%ae+dimmer+%26+switch" target="_blank">Product Video Clip</a> | [6 empty] | <a href="https://www.lutron.com/TechnicalDocumentLibrary/369-119_Wallbox_Warranty.pdf" target="_blank">Warranty Information</a> |  |  |  |  | 0.350 L | [14 empty] | 0 | 0 | 0 | 0 | Lighting Fixtures | 2016-07-15 11:49 | 2024-07-20 11:02 | 0000-00-00 00:00:00 | 2024-07-20 11:02 | 0000-00-00 00:00:00
4 | Lutron Electronics | NTFS-12E-TP | 4460-864 | 4460 | 864 | Lutron Electronics | NTFS-12E-TP.jpg | 27557476973 | NOVA T FAN SPEED CONTROL 12AMP | Nova T Fully Variable Fan-Speed Control, Single-pole (large control), 120V/12A in taupe |  | 5.2 | 5.4 |  | NTFS-12E-TP.jpg | http://grandbrass.xologic.com/vendors/4460/large/NTFS-12E-TP.jpg | [47 empty] | 0 | 0 | 0 | [6 empty] | 0 | 1 | 1 | EA | 1 | Fan Accessories |  |  | Control And Automation |  | Switches |  | Speed Switch | [20 empty] | Fan Wall Mount Controls | [242 empty] | <a href="https://www.lutron.com/TechnicalDocumentLibrary/0301030A.pdf" target="_blank">Installation Instructions</a> | [23 empty] | 10.000 DW |  |  | 4.0000 IN | [89 empty] | 1.000 EA | 1.000 EA | [35 empty] | No | [42 empty] | https://www.lutron.com/TechnicalDocumentLibrary/NovaTB.pdf | [7 empty] | Shelf Stock | [13 empty] | <a href="https://www.lutron.com/TechnicalDocumentLibrary/368-4493_Page_71.pdf" target="_blank">Tech Drawing</a> | [25 empty] | 39122240 | [13 empty] | <a href="https://www.lutron.com/TechnicalDocumentLibrary/369-119_Wallbox_Warranty.pdf" target="_blank">Warranty Information</a> |  |  |  |  | 0.650 L | [14 empty] | 0 | 0 | 0 | 0 | Electrical | 2016-07-15 11:49 | 2024-07-20 11:03 | 0000-00-00 00:00:00 | 2025-11-29 02:00 | 0000-00-00 00:00:00 | [6 empty] | Taupe
4 | Lutron Electronics | NTFS-6E-TP | 4460-865 | 4460 | 865 | Lutron Electronics | NTFS-6E-TP.jpg | 27557476980 | NOVA T FAN SPEED CONTROL 6AMP | Nova T Fully Variable Fan-Speed Control, Single-pole (small control), 120V/6A in taupe |  | 4.1 | 5.3 |  | NTFS-6E-TP.jpg | http://grandbrass.xologic.com/vendors/4460/large/NTFS-6E-TP.jpg | [47 empty] | 0 | 0 | 0 | [6 empty] | 0 | 1 | 1 | EA | 1 | Fan Accessories |  |  | Control And Automation |  | Switches |  | Speed Switch | [20 empty] | Fan Wall Mount Controls | [242 empty] | <a href="https://www.lutron.com/TechnicalDocumentLibrary/0301030A.pdf" target="_blank">Installation Instructions</a> | [23 empty] | 10.000 DW |  |  | 3.1000 IN | [89 empty] | 1.000 EA | 1.000 EA | [35 empty] | No | [42 empty] | https://www.lutron.com/TechnicalDocumentLibrary/NovaTB.pdf | [7 empty] | Shelf Stock | [13 empty] | <a href="https://www.lutron.com/TechnicalDocumentLibrary/368-4493_Page_71.pdf" target="_blank">Tech Drawing</a> | [25 empty] | 39122240 | [13 empty] | <a href="https://www.lutron.com/TechnicalDocumentLibrary/369-119_Wallbox_Warranty.pdf" target="_blank">Warranty Information</a> |  |  |  |  | 0.450 L | [14 empty] | 0 | 0 | 0 | 0 | Electrical | 2016-07-15 11:49 | 2024-07-20 11:02 | 0000-00-00 00:00:00 | 2025-11-29 02:00 | 0000-00-00 00:00:00 | [6 empty] | Taupe
1 | Lutron Electronics | NTLV-1000-TP | 4460-866 | 4460 | 866 | Lutron Electronics | NTLV-1000-TP.jpg | 27557477383 | NOVA T LOW VOLTAGE 1000VA | Nova T Dimmer, Magnetic Low-Voltage, Single-pole (small control), preset, 120V/1000VA (800W) in taupe |  | 4.1 | 5.3 |  | NTLV-1000-TP.jpg | http://grandbrass.xologic.com/vendors/4460/large/NTLV-1000-TP.jpg | [47 empty] | 0 | 0 | 0 | [6 empty] | 0 | 1 | 1 | EA | 1 | Lighting Controls | [27 empty] | Dimmers | [242 empty] | <a href="https://www.lutron.com/TechnicalDocumentLibrary/0301030A.pdf" target="_blank">Installation Instructions</a> | [23 empty] | 5.000 DW |  |  | 3.1000 IN | [89 empty] | 1.000 EA | 1.000 EA | [35 empty] | No | [42 empty] | https://www.lutron.com/TechnicalDocumentLibrary/NovaTB.pdf | [7 empty] | Shelf Stock | [13 empty] | <a href="https://www.lutron.com/TechnicalDocumentLibrary/368-4493_Page_2.pdf" target="_blank">Tech Drawing</a> | [25 empty] | 39122206 | [13 empty] | <a href="https://www.lutron.com/TechnicalDocumentLibrary/369-119_Wallbox_Warranty.pdf" target="_blank">Warranty Information</a> |  |  |  |  | 0.600 L | [14 empty] | 0 | 0 | 0 | 0 | Lighting Fixtures | 2016-07-15 11:49 | 2024-07-20 11:03 | 0000-00-00 00:00:00 | 2024-07-20 11:03 | 0000-00-00 00:00:00 | [6 empty] | Taupe
1 | Lutron Electronics | NTLV-1500-TP | 4460-868 | 4460 | 868 | Lutron Electronics | NTLV-1500-TP.jpg | 27557477406 | NOVA T LOW VOLTAGE 1500VA | Nova T Dimmer, Magnetic Low-Voltage, Single-pole (large control), 120V/1500VA (1200W) in taupe |  | 5.2 | 5.4 |  | NTLV-1500-TP.jpg | http://grandbrass.xologic.com/vendors/4460/large/NTLV-1500-TP.jpg | [47 empty] | 0 | 0 | 0 | [6 empty] | 0 | 1 | 1 | EA | 1 | Lighting Controls | [27 empty] | Dimmers | [242 empty] | <a href="https://www.lutron.com/TechnicalDocumentLibrary/0301030A.pdf" target="_blank">Installation Instructions</a> | [23 empty] | 5.000 DW |  |  | 4.0000 IN | [89 empty] | 1.000 EA | 1.000 EA | [35 empty] | No | [42 empty] | https://www.lutron.com/TechnicalDocumentLibrary/NovaTB.pdf | [7 empty] | Shelf Stock | [13 empty] | <a href="https://www.lutron.com/TechnicalDocumentLibrary/368-4493_Page_2.pdf" target="_blank">Tech Drawing</a> | [25 empty] | 39122206 | [13 empty] | <a href="https://www.lutron.com/TechnicalDocumentLibrary/369-119_Wallbox_Warranty.pdf" target="_blank">Warranty Information</a> |  |  |  |  | 0.600 L | [14 empty] | 0 | 0 | 0 | 0 | Lighting Fixtures | 2016-07-15 11:49 | 2024-07-20 11:04 | 0000-00-00 00:00:00 | 2024-07-20 11:04 | 0000-00-00 00:00:00 | [6 empty] | Taupe
1 | Lutron Electronics | MALV-1000-LA | 4460-870 | 4460 | 870 | Lutron Electronics | MALV-1000-LA.jpg | 27557477475 | MAESTRO LOW VOL 1000W LIGHT | Maestro Dimmer - Gloss Finish, Magnetic Low-Voltage, Multi-location/single-pole, 120V/1000VA (800W) in light almond |  | 2.3 | 4.5 |  | MALV-1000-LA.jpg | http://grandbrass.xologic.com/vendors/4460/large/MALV-1000-LA.jpg | [47 empty] | 0 | 0 | 0 | [6 empty] | 0 | 1 | 1 | EA | 1 | Lighting Controls | [7 empty] | White | [16 empty] | Traditional |  |  | Dimmers | [49 empty] | <a href="https://www.lutron.com/technicaldocumentlibrary/spec%20guide%20volume%201%20with%20addendums.pdf" target="_blank">Manufacturer Brochure</a> | [192 empty] | <a href="https://www.lutron.com/TechnicalDocumentLibrary/0301940.pdf" target="_blank">Installation Instructions</a> | [23 empty] | 10.000 DW |  |  | 2.3000 IN | [7 empty] | <a href="https://www.lutron.com/TechnicalDocumentLibrary/MaestroFamily_1.pdf" target="_blank">Line Drawing</a> | [81 empty] | 1.000 EA | 1.000 EA | [35 empty] | No | [42 empty] | https://assets.lutron.com/a/documents/spec%20guide%20volume%201%20with%20addendums.pdf#page=16 | [7 empty] | Shelf Stock | [13 empty] | <a href="https://www.lutron.com/TechnicalDocumentLibrary/368-4493_Page_9.pdf" target="_blank">Tech Drawing</a> | [25 empty] | 39122206 | [6 empty] | <a href="https://www.lutron.com/Service-Support/Technical/InstallationInstructions/Pages/Videos.aspx?syst=Dimmers+%26+Switches&prodn=Maestro%c2%ae+dimmer+%26+switch" target="_blank">Product Video Clip</a> | [6 empty] | <a href="https://www.lutron.com/TechnicalDocumentLibrary/369-119_Wallbox_Warranty.pdf" target="_blank">Warranty Information</a> |  |  |  |  | 0.300 L | [14 empty] | 0 | 0 | 0 | 0 | Lighting Fixtures | 2016-07-15 11:50 | 2024-07-20 11:04 | 0000-00-00 00:00:00 | 2024-07-20 11:04 | 0000-00-00 00:00:00
1 | Lutron Electronics | NTLV-600-TP | 4460-873 | 4460 | 873 | Lutron Electronics | NTLV-600-TP.jpg | 27557477765 | NOVA T LOW VOLTAGE 600VA TAUPE | Nova T Dimmer, Magnetic Low-Voltage, Single-pole (small control), 120V/600VA (450W) in taupe |  | 4.2 | 5.3 |  | NTLV-600-TP.jpg | http://grandbrass.xologic.com/vendors/4460/large/NTLV-600-TP.jpg | [47 empty] | 0 | 0 | 0 | [6 empty] | 0 | 1 | 1 | EA | 1 | Lighting Controls | [27 empty] | Dimmers | [242 empty] | <a href="https://www.lutron.com/TechnicalDocumentLibrary/0301030A.pdf" target="_blank">Installation Instructions</a> | [23 empty] | 2.000 DW |  |  | 3.0000 IN | [89 empty] | 1.000 EA | 1.000 EA | [35 empty] | No | [42 empty] | https://www.lutron.com/TechnicalDocumentLibrary/NovaTB.pdf | [7 empty] | Shelf Stock | [13 empty] | <a href="https://www.lutron.com/TechnicalDocumentLibrary/368-4493_Page_2.pdf" target="_blank">Tech Drawing</a> | [25 empty] | 39122206 | [13 empty] | <a href="https://www.lutron.com/TechnicalDocumentLibrary/369-119_Wallbox_Warranty.pdf" target="_blank">Warranty Information</a> |  |  |  |  | 0.400 L | [14 empty] | 0 | 0 | 0 | 0 | Lighting Fixtures | 2016-07-15 11:50 | 2024-07-20 11:04 | 0000-00-00 00:00:00 | 2024-07-20 11:04 | 0000-00-00 00:00:00 | [6 empty] | Taupe
4 | Lutron Electronics | NTR-20-TP | 4460-875 | 4460 | 875 | Lutron Electronics | NTR-20-TP.jpg | 27557477789 | NOVA T RECEPTACLE 20AMP TAUPE | Duplex 20 A receptacle, 125V/20A in taupe |  | 4.2 | 5.3 |  | NTR-20-TP.jpg | http://grandbrass.xologic.com/vendors/4460/large/NTR-20-TP.jpg | [47 empty] | 0 | 0 | 0 | [6 empty] | 0 | 1 | 1 | EA | 1 | Lighting Controls |  |  | Electrical Distribution Equipment |  | Receptacles |  | Electrical Receptacles | [20 empty] | Other Lighting Controls | [242 empty] | <a href="https://www.lutron.com/TechnicalDocumentLibrary/0301636.pdf" target="_blank">Installation Instructions</a> | [23 empty] | 10.000 DW |  |  | 3.0000 IN | [7 empty] | <a href="https://www.lutron.com/TechnicalDocumentLibrary/NovaT_Accessories.pdf" target="_blank">Line Drawing</a> | [81 empty] | 1.000 EA | 1.000 EA | [35 empty] | No | [42 empty] | https://assets.lutron.com/a/documents/spec%20guide%20volume%201%20with%20addendums.pdf#page=78 | [7 empty] | Shelf Stock | [13 empty] | <a href="https://www.lutron.com/TechnicalDocumentLibrary/368-4493_Page_20.pdf" target="_blank">Tech Drawing</a> | [25 empty] | 39121406 | [13 empty] | <a href="https://www.lutron.com/TechnicalDocumentLibrary/369-119_Wallbox_Warranty.pdf" target="_blank">Warranty Information</a> |  |  |  |  | 0.350 L | [14 empty] | 0 | 0 | 0 | 0 | Electrical | 2016-07-15 11:50 | 2024-07-20 11:03 | 0000-00-00 00:00:00 | 2025-11-29 02:00 | 0000-00-00 00:00:00 | [6 empty] | Taupe
1 | Lutron Electronics | NTRCS-1-TP | 4460-876 | 4460 | 876 | Lutron Electronics | NTRCS-1-TP.jpg | 27557477796 | NOVA T REMOTE CONTROL STATION | Nova T Accessory, Remote Controls, Remote control station in taupe |  | 5.3 | 3.9 |  | NTRCS-1-TP.jpg | http://grandbrass.xologic.com/vendors/4460/large/NTRCS-1-TP.jpg | [47 empty] | 0 | 0 | 0 | [6 empty] | 0 | 1 | 1 | EA | 1 | Lighting Controls | [27 empty] | Other Lighting Controls | [242 empty] | <a href="https://www.lutron.com/TechnicalDocumentLibrary/030452B.pdf" target="_blank">Installation Instructions</a> | [23 empty] | 10.000 DW |  |  | 5.3000 IN | [89 empty] | 1.000 EA | 1.000 EA | [35 empty] | No | [42 empty] | https://www.lutron.com/TechnicalDocumentLibrary/NovaTB.pdf | [7 empty] | Shelf Stock | [39 empty] | 52161525 | [13 empty] | <a href="https://www.lutron.com/TechnicalDocumentLibrary/369-119_Wallbox_Warranty.pdf" target="_blank">Warranty Information</a> |  |  |  |  | 0.250 L | [14 empty] | 0 | 0 | 0 | 0 | Lighting Fixtures | 2016-07-15 11:50 | 2024-07-20 11:02 | 0000-00-00 00:00:00 | 2024-07-20 11:02 | 0000-00-00 00:00:00 | [6 empty] | Taupe
1 | Lutron Electronics | MA-R-LA | 4460-877 | 4460 | 877 | Lutron Electronics | Ecom_MA-R-LA_NoWallplate.jpeg?w=300 | 27557482707 | MAESTRO REMOTE LIGHT ALMOND | Maestro Companion dimmer for multi-location use, 120V, Gloss finish in light almond |  | 2.3 | 4.5 | [50 empty] | 33 | 66 | 66 | [6 empty] | 0 | 1 | 1 | EA | 1 | Specialty Items | [7 empty] | White | [16 empty] | Traditional |  |  | Lighting Accessories | [49 empty] | <a href="https://www.lutron.com/TechnicalDocumentLibrary/367-1015.pdf" target="_blank">Manufacturer Brochure</a> | [192 empty] | <a href="https://www.lutron.com/TechnicalDocumentLibrary/0301940.pdf" target="_blank">Installation Instructions</a> | [23 empty] | 10.000 DW |  |  | 2.3000 IN | [89 empty] | 1.000 EA | 1.000 EA | [35 empty] | No | [42 empty] | https://www.lutron.com/TechnicalDocumentLibrary/Maestro.pdf | [7 empty] | Shelf Stock | [13 empty] | <a href="https://www.lutron.com/TechnicalDocumentLibrary/368-4493_Page_9.pdf" target="_blank">Tech Drawing</a> | [25 empty] | 39122221 | [6 empty] | <a href="https://www.lutron.com/Education-Training/Tools/Pages/InstallDimmer.aspx?syst=Dimmers+%26+Switches&prodn=Maestro+IR%c2%ae+dimmer" target="_blank">Product Video Clip</a> | [6 empty] | <a href="https://www.lutron.com/TechnicalDocumentLibrary/369-119_Wallbox_Warranty.pdf" target="_blank">Warranty Information</a> |  |  |  |  | 0.200 L | [14 empty] | 66 | 33 | 33 | 33 | Lighting Fixtures | 2016-07-15 11:50 | 2025-01-02 14:29 | 0000-00-00 00:00:00 | 2023-04-20 11:03 | 2025-01-02 14:29
4 | Lutron Electronics | GRX-PCBL-46L-250 | 4460-878 | 4460 | 878 | Lutron Electronics | GRX-PCBL-46L-250.jpg | 27557493130 | GRX-4000/6000 CTRL CBL PLNM 5CNDTR 250FT | GRAFIK Eye 5 conductor cable, plenum rated, 250 FT |  | 10.5 | 7 |  | GRX-PCBL-46L-250.jpg | http://grandbrass.xologic.com/vendors/4460/large/GRX-PCBL-46L-250.jpg | [47 empty] | 0 | 0 | 0 | [6 empty] | 0 | 1 | 1 | EA | 1 | Specialty Items |  |  | Lugs Plugs And Connectors |  | Connectors And Accessories |  | Automatic Wire Or Cable Connector | Combination Finishes | [16 empty] | Traditional |  |  | Cables | [266 empty] | 10.000 DW |  |  | 10.5000 IN | [89 empty] | 1.000 EA | 1.000 EA | [35 empty] | No | [42 empty] | https://www.lutron.com/TechnicalDocumentLibrary/cables_plenum.pdf | [7 empty] | Shelf Stock | [39 empty] | 39121438 | [13 empty] | <a href="https://www.lutron.com/TechnicalDocumentLibrary/3601201A_Commercial_Limited_Warranty.pdf" target="_blank">Warranty Information</a> |  |  |  |  | 20.000 L | [14 empty] | 0 | 0 | 0 | 0 | Electrical | 2016-07-15 11:50 | 2024-07-20 11:02 | 0000-00-00 00:00:00 | 2025-11-29 02:00 | 0000-00-00 00:00:00
4 | Lutron Electronics | GRX-PCBL-46L-500 | 4460-879 | 4460 | 879 | Lutron Electronics | GRX-PCBL-46L-500.jpg | 27557493147 | GRX-4000/6000 CTL CBL PLNM 5 CNDTR 500FT | GRAFIK Eye 5 conductor cable, plenum rated, 500 FT |  | 10.5 | 10.25 |  | GRX-PCBL-46L-500.jpg | http://grandbrass.xologic.com/vendors/4460/large/GRX-PCBL-46L-500.jpg | [47 empty] | 0 | 0 | 0 | [6 empty] | 0 | 1 | 1 | EA | 1 | Specialty Items |  |  | Lugs Plugs And Connectors |  | Connectors And Accessories |  | Automatic Wire Or Cable Connector | [20 empty] | Cables | [266 empty] | 20.000 DW |  |  | 10.5000 IN | [89 empty] | 1.000 EA | 1.000 EA | [35 empty] | No | [42 empty] | https://www.lutron.com/TechnicalDocumentLibrary/cables_plenum.pdf | [7 empty] | Shelf Stock | [39 empty] | 39121438 | [13 empty] | <a href="https://www.lutron.com/TechnicalDocumentLibrary/3601201A_Commercial_Limited_Warranty.pdf" target="_blank">Warranty Information</a> |  |  |  |  | 37.500 L | [14 empty] | 0 | 0 | 0 | 0 | Electrical | 2016-07-15 11:50 | 2024-07-20 11:02 | 0000-00-00 00:00:00 | 2025-11-29 02:00 | 0000-00-00 00:00:00
4 | Lutron Electronics | GRX-PCBL346S-500 | 4460-880 | 4460 | 880 | Lutron Electronics | GRX-PCBL346S-500.jpg | 27557493154 | GRX 3000/HOMEWORKS PLENUM | GRAFIK Eye 3000 Series Low-voltage cable for Class 2 applications |  | 10.5 | 7 |  | GRX-PCBL346S-500.jpg | http://grandbrass.xologic.com/vendors/4460/large/GRX-PCBL346S-500.jpg | [47 empty] | 0 | 0 | 0 | [6 empty] | 0 | 1 | 1 | EA | 1 | Specialty Items |  |  | Lugs Plugs And Connectors |  | Connectors And Accessories |  | Automatic Wire Or Cable Connector | [20 empty] | Cables | [266 empty] | 30.000 DW |  |  | 10.5000 IN | [89 empty] | 1.000 EA | 1.000 EA | [35 empty] | No | [42 empty] | https://www.lutron.com/TechnicalDocumentLibrary/cables_plenum.pdf | [7 empty] | Shelf Stock | [39 empty] | 39121438 | [13 empty] | <a href="https://www.lutron.com/TechnicalDocumentLibrary/3601201A_Commercial_Limited_Warranty.pdf" target="_blank">Warranty Information</a> |  |  |  |  | 15.250 L | [14 empty] | 0 | 0 | 0 | 0 | Electrical | 2016-07-15 11:50 | 2024-07-20 11:02 | 0000-00-00 00:00:00 | 2025-11-29 02:00 | 0000-00-00 00:00:00
4 | Lutron Electronics | SC-6-BI | 4460-900 | 4460 | 900 | Lutron Electronics | Ecom_SC-6-BI.jpeg | 27557494694 | SATIN COLOR 6-GANG WALLPLATE BISCUIT | Claro Wallplate, Satin Finish, Six-gang in biscuit |  | 0.4 | 10 |  | Ecom_SC-6-BI.jpeg | http://grandbrass.xologic.com/vendors/4460/large/Ecom_SC-6-BI.jpeg | [47 empty] | 0 | 0 | 0 | [6 empty] | 0 | 1 | 1 | EA | 1 | Lighting Controls |  |  | Fittings and Hardware |  | Electrical Hardware And Supplies |  | Wallplates | White | [16 empty] | Traditional |  |  | Switch Plates | [266 empty] | 10.000 DW |  |  | 5.8000 IN | [89 empty] | 1.000 EA | 1.000 EA | [35 empty] | No | [42 empty] | https://www.lutron.com/TechnicalDocumentLibrary/maestrosatincolors.pdf | [7 empty] | Shelf Stock | [39 empty] | 39121704 | [13 empty] | <a href="https://www.lutron.com/TechnicalDocumentLibrary/369-119_Wallbox_Warranty.pdf" target="_blank">Warranty Information</a> |  |  |  |  | 0.310 L | [14 empty] | 0 | 0 | 0 | 0 | Electrical | 2016-07-15 11:50 | 2024-07-20 11:06 | 0000-00-00 00:00:00 | 2025-11-29 02:00 | 0000-00-00 00:00:00 | [6 empty] | Biscuit
4 | Lutron Electronics | SC-6-MN | 4460-901 | 4460 | 901 | Lutron Electronics | Ecom_SC-6-MN.jpeg | 27557494700 | SATIN COLOR 6-GANG WALLPLATE MIDNIGHT | Claro Wallplate, Satin Finish, Six-gang in midnight |  | 0.4 | 10 |  | Ecom_SC-6-MN.jpeg | http://grandbrass.xologic.com/vendors/4460/large/Ecom_SC-6-MN.jpeg | [47 empty] | 0 | 0 | 0 | [6 empty] | 0 | 1 | 1 | EA | 1 | Lighting Controls |  |  | Fittings and Hardware |  | Electrical Hardware And Supplies |  | Wallplates | Black | [16 empty] | Traditional |  |  | Switch Plates | [266 empty] | 20.000 DW |  |  | 5.8000 IN | [89 empty] | 1.000 EA | 1.000 EA | [35 empty] | No | [42 empty] | https://www.lutron.com/TechnicalDocumentLibrary/maestrosatincolors.pdf | [7 empty] | Shelf Stock | [39 empty] | 39121704 | [13 empty] | <a href="https://www.lutron.com/TechnicalDocumentLibrary/369-119_Wallbox_Warranty.pdf" target="_blank">Warranty Information</a> |  |  |  |  | 0.310 L | [14 empty] | 0 | 0 | 0 | 0 | Electrical | 2016-07-15 11:50 | 2024-07-20 11:04 | 0000-00-00 00:00:00 | 2025-11-29 02:00 | 0000-00-00 00:00:00 | [6 empty] | Midnight
4 | Lutron Electronics | SC-6-TP | 4460-909 | 4460 | 909 | Lutron Electronics | Ecom_SC-6-TP.jpeg | 27557494830 | SATIN COLOR 6-GANG WALLPLATE TAUPE | Claro Wallplate, Satin Finish, Six-gang in taupe |  | 0.4 | 10 |  | Ecom_SC-6-TP.jpeg | http://grandbrass.xologic.com/vendors/4460/large/Ecom_SC-6-TP.jpeg | [47 empty] | 0 | 0 | 0 | [6 empty] | 0 | 1 | 1 | EA | 1 | Lighting Controls |  |  | Fittings and Hardware |  | Electrical Hardware And Supplies |  | Wallplates | Gray | [16 empty] | Traditional |  |  | Switch Plates | [266 empty] | 10.000 DW |  |  | 5.8000 IN | [89 empty] | 1.000 EA | 1.000 EA | [35 empty] | No | [42 empty] | https://www.lutron.com/TechnicalDocumentLibrary/maestrosatincolors.pdf | [7 empty] | Shelf Stock | [39 empty] | 39121704 | [13 empty] | <a href="https://www.lutron.com/TechnicalDocumentLibrary/369-119_Wallbox_Warranty.pdf" target="_blank">Warranty Information</a> |  |  |  |  | 0.310 L | [14 empty] | 0 | 0 | 0 | 0 | Electrical | 2016-07-15 11:51 | 2024-07-20 11:01 | 0000-00-00 00:00:00 | 2025-11-29 02:00 | 0000-00-00 00:00:00 | [6 empty] | Taupe
4 | Lutron Electronics | SC-6-SW | 4460-910 | 4460 | 910 | Lutron Electronics | Ecom_SC-6-SW.jpeg | 27557494854 | SATIN COLOR 6-GANG WALLPLATE SNOW | Claro Wallplate, Satin Finish, Six-gang in snow |  | 5 | 12.25 |  | Ecom_SC-6-SW.jpeg | http://grandbrass.xologic.com/vendors/4460/large/Ecom_SC-6-SW.jpeg | [47 empty] | 0 | 0 | 0 | [6 empty] | 0 | 1 | 1 | EA | 1 | Lighting Controls |  |  | Fittings and Hardware |  | Electrical Hardware And Supplies |  | Wallplates | White | [16 empty] | Traditional |  |  | Switch Plates | [266 empty] | 10.000 DW |  |  | 0.5000 IN | [89 empty] | 1.000 EA | 1.000 EA | [35 empty] | No | [42 empty] | https://www.lutron.com/TechnicalDocumentLibrary/maestrosatincolors.pdf | [7 empty] | Shelf Stock | [39 empty] | 39121704 | [13 empty] | <a href="https://www.lutron.com/TechnicalDocumentLibrary/369-119_Wallbox_Warranty.pdf" target="_blank">Warranty Information</a> |  |  |  |  | 0.310 L | [14 empty] | 0 | 0 | 0 | 0 | Electrical | 2016-07-15 11:51 | 2024-07-20 11:04 | 0000-00-00 00:00:00 | 2025-11-29 02:00 | 0000-00-00 00:00:00 | [6 empty] | Snow
4 | Lutron Electronics | SC-CJ-BI | 4460-911 | 4460 | 911 | Lutron Electronics | SC-CJ-BI.jpg | 27557494861 | SATIN COLOR CABLE JACK BISCUIT | Claro, Satin, Single Cable TV Jack in biscuit |  | 2.3 | 4.5 |  | SC-CJ-BI.jpg | http://grandbrass.xologic.com/vendors/4460/large/SC-CJ-BI.jpg | [47 empty] | 0 | 0 | 0 | [6 empty] | 0 | 1 | 1 | EA | 1 | Specialty Items |  |  | Lugs Plugs And Connectors |  | Plugs |  | Jack For Plug | White | [16 empty] | Traditional |  |  | Other Specialty Items | [266 empty] | 10.000 DW |  |  | 2.3000 IN | [89 empty] | 1.000 EA | 1.000 EA | [35 empty] | No | [42 empty] | https://www.lutron.com/TechnicalDocumentLibrary/maestrosatincolors.pdf | [7 empty] | Shelf Stock | [39 empty] | 39121463 | [13 empty] | <a href="https://www.lutron.com/TechnicalDocumentLibrary/369-119_Wallbox_Warranty.pdf" target="_blank">Warranty Information</a> |  |  |  |  | 0.080 L | [14 empty] | 0 | 0 | 0 | 0 | Electrical | 2016-07-15 11:51 | 2024-07-20 11:04 | 0000-00-00 00:00:00 | 2025-11-29 02:00 | 0000-00-00 00:00:00 | [6 empty] | Biscuit
4 | Lutron Electronics | SC-CJ-MN | 4460-912 | 4460 | 912 | Lutron Electronics | SC-CJ-MN.jpg | 27557494878 | SATIN COLOR CABLE JACK MIDNIGHT | Claro, Satin, Single Cable TV Jack in midnight |  | 2.3 | 4.5 |  | SC-CJ-MN.jpg | http://grandbrass.xologic.com/vendors/4460/large/SC-CJ-MN.jpg | [47 empty] | 0 | 0 | 0 | [6 empty] | 0 | 1 | 1 | EA | 1 | Specialty Items |  |  | Lugs Plugs And Connectors |  | Plugs |  | Jack For Plug | Black | [16 empty] | Traditional |  |  | Other Specialty Items | [266 empty] | 10.000 DW |  |  | 2.3000 IN | [89 empty] | 1.000 EA | 1.000 EA | [35 empty] | No | [42 empty] | https://www.lutron.com/TechnicalDocumentLibrary/maestrosatincolors.pdf | [7 empty] | Shelf Stock | [39 empty] | 39121463 | [13 empty] | <a href="https://www.lutron.com/TechnicalDocumentLibrary/369-119_Wallbox_Warranty.pdf" target="_blank">Warranty Information</a> |  |  |  |  | 0.080 L | [14 empty] | 0 | 0 | 0 | 0 | Electrical | 2016-07-15 11:51 | 2024-07-20 11:06 | 0000-00-00 00:00:00 | 2025-11-29 02:00 | 0000-00-00 00:00:00 | [6 empty] | Midnight
4 | Lutron Electronics | SC-CJ-HT | 4460-916 | 4460 | 916 | Lutron Electronics | SC-CJ-HT.jpg | 27557494922 | SATIN COLOR CABLE JACK HOT | Claro, Satin, Single Cable TV Jack in hot |  | 2.3 | 4.5 |  | SC-CJ-HT.jpg | http://grandbrass.xologic.com/vendors/4460/large/SC-CJ-HT.jpg | [47 empty] | 0 | 0 | 0 | [6 empty] | 0 | 1 | 1 | EA | 1 | Specialty Items |  |  | Lugs Plugs And Connectors |  | Plugs |  | Jack For Plug | Red | [16 empty] | Traditional |  |  | Other Specialty Items | [266 empty] | 2.000 DW |  |  | 2.3000 IN | [89 empty] | 1.000 EA | 1.000 EA | [35 empty] | No | [42 empty] | https://www.lutron.com/TechnicalDocumentLibrary/maestrosatincolors.pdf | [7 empty] | Shelf Stock | [39 empty] | 39121463 | [13 empty] | <a href="https://www.lutron.com/TechnicalDocumentLibrary/369-119_Wallbox_Warranty.pdf" target="_blank">Warranty Information</a> |  |  |  |  | 0.080 L | [14 empty] | 0 | 0 | 0 | 0 | Electrical | 2016-07-15 11:51 | 2024-07-20 11:07 | 0000-00-00 00:00:00 | 2025-11-29 02:00 | 0000-00-00 00:00:00
4 | Lutron Electronics | SC-CJ-TP | 4460-920 | 4460 | 920 | Lutron Electronics | SC-CJ-TP.jpg | 27557495004 | SATIN COLOR CABLE JACK TAUPE | Claro, Satin, Single Cable TV Jack in taupe |  | 2.3 | 4.5 |  | SC-CJ-TP.jpg | http://grandbrass.xologic.com/vendors/4460/large/SC-CJ-TP.jpg | [47 empty] | 0 | 0 | 0 | [6 empty] | 0 | 1 | 1 | EA | 1 | Specialty Items |  |  | Lugs Plugs And Connectors |  | Plugs |  | Jack For Plug | Gray | [16 empty] | Traditional |  |  | Other Specialty Items | [266 empty] | 10.000 DW |  |  | 2.3000 IN | [89 empty] | 1.000 EA | 1.000 EA | [35 empty] | No | [42 empty] | https://www.lutron.com/TechnicalDocumentLibrary/maestrosatincolors.pdf | [7 empty] | Shelf Stock | [39 empty] | 39121463 | [13 empty] | <a href="https://www.lutron.com/TechnicalDocumentLibrary/369-119_Wallbox_Warranty.pdf" target="_blank">Warranty Information</a> |  |  |  |  | 0.080 L | [14 empty] | 0 | 0 | 0 | 0 | Electrical | 2016-07-15 11:51 | 2024-07-20 11:03 | 0000-00-00 00:00:00 | 2025-11-29 02:00 | 0000-00-00 00:00:00 | [6 empty] | Taupe
4 | Lutron Electronics | SC-CJ-SW | 4460-921 | 4460 | 921 | Lutron Electronics | SC-CJ-SW.jpg | 27557495028 | SATIN COLOR CABLE JACK SNOW | Claro, Satin, Single Cable TV Jack in snow |  | 2.3 | 4.5 |  | SC-CJ-SW.jpg | http://grandbrass.xologic.com/vendors/4460/large/SC-CJ-SW.jpg | [47 empty] | 0 | 0 | 0 | [6 empty] | 0 | 1 | 1 | EA | 1 | Specialty Items |  |  | Lugs Plugs And Connectors |  | Plugs |  | Jack For Plug | White | [16 empty] | Traditional |  |  | Other Specialty Items | [266 empty] | 10.000 DW |  |  | 2.3000 IN | [89 empty] | 1.000 EA | 1.000 EA | [35 empty] | No | [42 empty] | https://www.lutron.com/TechnicalDocumentLibrary/maestrosatincolors.pdf | [7 empty] | Shelf Stock | [39 empty] | 39121463 | [13 empty] | <a href="https://www.lutron.com/TechnicalDocumentLibrary/369-119_Wallbox_Warranty.pdf" target="_blank">Warranty Information</a> |  |  |  |  | 0.080 L | [14 empty] | 0 | 0 | 0 | 0 | Electrical | 2016-07-15 11:51 | 2024-07-20 11:00 | 0000-00-00 00:00:00 | 2025-11-29 02:00 | 0000-00-00 00:00:00 | [6 empty] | Snow
4 | Lutron Electronics | SC-PJ-BI | 4460-922 | 4460 | 922 | Lutron Electronics | SC-PJ-BI.jpg | 27557495035 | SATIN COLOR PHONE JACK BISCUIT | Claro, Satin, Single Telephone Jack in biscuit |  | 2.3 | 4.5 |  | SC-PJ-BI.jpg | http://grandbrass.xologic.com/vendors/4460/large/SC-PJ-BI.jpg | [47 empty] | 0 | 0 | 0 | [6 empty] | 0 | 1 | 1 | EA | 1 | Specialty Items |  |  | Lugs Plugs And Connectors |  | Plugs |  | Jack For Plug | White | [16 empty] | Traditional |  |  | Other Specialty Items | [266 empty] | 10.000 DW |  |  | 2.3000 IN | [89 empty] | 1.000 EA | 1.000 EA | [35 empty] | No | [42 empty] | https://www.lutron.com/TechnicalDocumentLibrary/maestrosatincolors.pdf | [7 empty] | Shelf Stock | [39 empty] | 39121463 | [13 empty] | <a href="https://www.lutron.com/TechnicalDocumentLibrary/369-119_Wallbox_Warranty.pdf" target="_blank">Warranty Information</a> |  |  |  |  | 0.100 L | [14 empty] | 0 | 0 | 0 | 0 | Electrical | 2016-07-15 11:51 | 2024-07-20 11:04 | 0000-00-00 00:00:00 | 2025-11-29 02:00 | 0000-00-00 00:00:00 | [6 empty] | Biscuit
4 | Lutron Electronics | SC-PJ-MN | 4460-923 | 4460 | 923 | Lutron Electronics | SC-PJ-MN.jpg | 27557495042 | SATIN COLOR PHONE JACK MIDNIGHT | Claro, Satin, Single Telephone Jack in midnight |  | 2.3 | 4.5 |  | SC-PJ-MN.jpg | http://grandbrass.xologic.com/vendors/4460/large/SC-PJ-MN.jpg | [47 empty] | 0 | 0 | 0 | [6 empty] | 0 | 1 | 1 | EA | 1 | Specialty Items |  |  | Lugs Plugs And Connectors |  | Plugs |  | Jack For Plug | Black | [16 empty] | Traditional |  |  | Other Specialty Items | [266 empty] | 15.000 DW |  |  | 2.3000 IN | [89 empty] | 1.000 EA | 1.000 EA | [35 empty] | No | [42 empty] | https://www.lutron.com/TechnicalDocumentLibrary/maestrosatincolors.pdf | [7 empty] | Shelf Stock | [39 empty] | 39121463 | [13 empty] | <a href="https://www.lutron.com/TechnicalDocumentLibrary/369-119_Wallbox_Warranty.pdf" target="_blank">Warranty Information</a> |  |  |  |  | 0.100 L | [14 empty] | 0 | 0 | 0 | 0 | Electrical | 2016-07-15 11:51 | 2024-07-20 11:00 | 0000-00-00 00:00:00 | 2025-11-29 02:00 | 0000-00-00 00:00:00 | [6 empty] | Midnight
4 | Lutron Electronics | SC-PJ-HT | 4460-927 | 4460 | 927 | Lutron Electronics | SC-PJ-HT.jpg | 27557495097 | SATIN COLOR PHONE JACK HOT | Claro, Satin, Single Telephone Jack in hot |  | 2.3 | 4.5 |  | SC-PJ-HT.jpg | http://grandbrass.xologic.com/vendors/4460/large/SC-PJ-HT.jpg | [47 empty] | 0 | 0 | 0 | [6 empty] | 0 | 1 | 1 | EA | 1 | Specialty Items |  |  | Lugs Plugs And Connectors |  | Plugs |  | Jack For Plug | Red | [16 empty] | Traditional |  |  | Other Specialty Items | [266 empty] | 2.000 DW |  |  | 2.3000 IN | [89 empty] | 1.000 EA | 1.000 EA | [35 empty] | No | [42 empty] | https://www.lutron.com/TechnicalDocumentLibrary/maestrosatincolors.pdf | [7 empty] | Shelf Stock | [39 empty] | 39121463 | [13 empty] | <a href="https://www.lutron.com/TechnicalDocumentLibrary/369-119_Wallbox_Warranty.pdf" target="_blank">Warranty Information</a> |  |  |  |  | 0.100 L | [14 empty] | 0 | 0 | 0 | 0 | Electrical | 2016-07-15 11:51 | 2024-07-20 11:04 | 0000-00-00 00:00:00 | 2025-11-29 02:00 | 0000-00-00 00:00:00
4 | Lutron Electronics | SC-PJ-TP | 4460-931 | 4460 | 931 | Lutron Electronics | SC-PJ-TP.jpg | 27557495172 | SATIN COLOR PHONE JACK TAUPE | Claro, Satin, Single Telephone Jack in taupe |  | 2.3 | 4.5 |  | SC-PJ-TP.jpg | http://grandbrass.xologic.com/vendors/4460/large/SC-PJ-TP.jpg | [47 empty] | 0 | 0 | 0 | [6 empty] | 0 | 1 | 1 | EA | 1 | Specialty Items |  |  | Lugs Plugs And Connectors |  | Plugs |  | Jack For Plug | Gray | [16 empty] | Traditional |  |  | Other Specialty Items | [266 empty] | 10.000 DW |  |  | 2.3000 IN | [89 empty] | 1.000 EA | 1.000 EA | [35 empty] | No | [42 empty] | https://www.lutron.com/TechnicalDocumentLibrary/maestrosatincolors.pdf | [7 empty] | Shelf Stock | [39 empty] | 39121463 | [13 empty] | <a href="https://www.lutron.com/TechnicalDocumentLibrary/369-119_Wallbox_Warranty.pdf" target="_blank">Warranty Information</a> |  |  |  |  | 0.100 L | [14 empty] | 0 | 0 | 0 | 0 | Electrical | 2016-07-15 11:51 | 2024-07-20 11:06 | 0000-00-00 00:00:00 | 2025-11-29 02:00 | 0000-00-00 00:00:00 | [6 empty] | Taupe
4 | Lutron Electronics | SC-PJ-SW | 4460-932 | 4460 | 932 | Lutron Electronics | SC-PJ-SW.jpg | 27557495196 | SATIN COLOR PHONE JACK SNOW | Claro, Satin, Single Telephone Jack in snow |  | 2.3 | 4.5 |  | SC-PJ-SW.jpg | http://grandbrass.xologic.com/vendors/4460/large/SC-PJ-SW.jpg | [47 empty] | 0 | 0 | 0 | [6 empty] | 0 | 1 | 1 | EA | 1 | Specialty Items |  |  | Lugs Plugs And Connectors |  | Plugs |  | Jack For Plug | White | [16 empty] | Traditional |  |  | Other Specialty Items | [266 empty] | 10.000 DW |  |  | 2.3000 IN | [89 empty] | 1.000 EA | 1.000 EA | [35 empty] | No | [42 empty] | https://www.lutron.com/TechnicalDocumentLibrary/maestrosatincolors.pdf | [7 empty] | Shelf Stock | [39 empty] | 39121463 | [13 empty] | <a href="https://www.lutron.com/TechnicalDocumentLibrary/369-119_Wallbox_Warranty.pdf" target="_blank">Warranty Information</a> |  |  |  |  | 0.100 L | [14 empty] | 0 | 0 | 0 | 0 | Electrical | 2016-07-15 11:51 | 2024-07-20 11:03 | 0000-00-00 00:00:00 | 2025-11-29 02:00 | 0000-00-00 00:00:00 | [6 empty] | Snow
1 | Lutron Electronics | SC-4PS-TP | 4460-935 | 4460 | 935 | Lutron Electronics | SC-4PS-TP.jpeg | 27557495233 | SATIN COLOR 4-WAY SWITCH TAUPE | Lutron Claro 15 Amp, 4-Way On/Off Rocker Switch, Taupe |  | 2.3 | 4.5 |  | SC-4PS-TP.jpeg | http://grandbrass.xologic.com/vendors/4460/large/SC-4PS-TP.jpeg | [47 empty] | 0 | 0 | 0 | [6 empty] | 0 | 1 | 1 | EA | 1 | Lighting Controls | [7 empty] | Gray | [16 empty] | Traditional |  |  | Lightswitches | [242 empty] | <a href="https://www.lutron.com/TechnicalDocumentLibrary/0301637.pdf" target="_blank">Installation Instructions</a> | [23 empty] | 10.000 DW |  |  | 2.3000 IN | [89 empty] | 1.000 EA | 1.000 EA | [35 empty] | No | [42 empty] | https://www.lutron.com/TechnicalDocumentLibrary/maestrosatincolors.pdf | [7 empty] | Shelf Stock | [39 empty] | 39122226 | [13 empty] | <a href="https://www.lutron.com/TechnicalDocumentLibrary/369-119_Wallbox_Warranty.pdf" target="_blank">Warranty Information</a> |  |  |  |  | 0.250 L | [14 empty] | 0 | 0 | 0 | 0 | Lighting Fixtures | 2016-07-15 11:52 | 2024-07-20 11:07 | 0000-00-00 00:00:00 | 2024-07-20 11:07 | 0000-00-00 00:00:00 | [6 empty] | Taupe
1 | Lutron Electronics | DVSCF-103P-277MN | 4460-936 | 4460 | 936 | Lutron Electronics | DVSCF-103P-277MN.jpg | 27557495554 | DIVA SATIN COLOR FLUOR CTRL 277V 3-WY MN | Diva Dimmer - Satin Finish, Fluorescent or LED Dimming with 3-Wire Ballasts and Drivers, 3-way/single-pole, 277V/6A in midnight |  | 2.3 | 4.5 |  | DVSCF-103P-277MN.jpg | http://grandbrass.xologic.com/vendors/4460/large/DVSCF-103P-277MN.jpg | [47 empty] | 0 | 0 | 0 | [6 empty] | 0 | 1 | 1 | EA | 1 | Lighting Controls | [7 empty] | Black | [16 empty] | Traditional |  |  | Dimmers | [242 empty] | <a href="https://www.lutron.com/TechnicalDocumentLibrary/03115901D.pdf" target="_blank">Installation Instructions</a> | [23 empty] | 10.000 DW |  |  | 2.3000 IN | [89 empty] | 1.000 EA | 1.000 EA | [35 empty] | No | [42 empty] | https://www.lutron.com/TechnicalDocumentLibrary/DivaSatinColors.pdf | [7 empty] | Shelf Stock | [13 empty] | <a href="https://www.lutron.com/TechnicalDocumentLibrary/368-4493_Page_43.pdf" target="_blank">Tech Drawing</a> | [25 empty] | 39122206 | [6 empty] | <a href="https://www.lutron.com/Education-Training/Tools/Pages/InstallDimmer.aspx?syst=Dimmers+%26+Switches&prodn=Diva%c2%ae+dimmer+%26+switch" target="_blank">Product Video Clip</a> | [6 empty] | <a href="https://www.lutron.com/TechnicalDocumentLibrary/369-119_Wallbox_Warranty.pdf" target="_blank">Warranty Information</a> |  |  |  |  | 0.320 L | [14 empty] | 0 | 0 | 0 | 0 | Lighting Fixtures | 2016-07-15 11:52 | 2024-07-20 11:05 | 0000-00-00 00:00:00 | 2024-07-20 11:05 | 0000-00-00 00:00:00
1 | Lutron Electronics | DVSCF-103P-277TP | 4460-944 | 4460 | 944 | Lutron Electronics | DVSCF-103P-277TP.jpg | 27557495684 | DIVA SATIN COLOR FLUOR CTRL 277V 3-WY TP | Diva Dimmer - Satin Finish, Fluorescent or LED Dimming with 3-Wire Ballasts and Drivers, 3-way/single-pole, 277V/6A in taupe |  | 2.3 | 4.5 |  | DVSCF-103P-277TP.jpg | http://grandbrass.xologic.com/vendors/4460/large/DVSCF-103P-277TP.jpg | [47 empty] | 0 | 0 | 0 | [6 empty] | 0 | 1 | 1 | EA | 1 | Lighting Controls | [7 empty] | White | [16 empty] | Traditional |  |  | Dimmers | [242 empty] | <a href="https://www.lutron.com/TechnicalDocumentLibrary/03115901D.pdf" target="_blank">Installation Instructions</a> | [23 empty] | 10.000 DW |  |  | 2.3000 IN | [89 empty] | 1.000 EA | 1.000 EA | [35 empty] | No | [42 empty] | https://www.lutron.com/TechnicalDocumentLibrary/DivaSatinColors.pdf | [7 empty] | Shelf Stock | [13 empty] | <a href="https://www.lutron.com/TechnicalDocumentLibrary/368-4493_Page_43.pdf" target="_blank">Tech Drawing</a> | [25 empty] | 39122206 | [6 empty] | <a href="https://www.lutron.com/Education-Training/Tools/Pages/InstallDimmer.aspx?syst=Dimmers+%26+Switches&prodn=Diva%c2%ae+dimmer+%26+switch" target="_blank">Product Video Clip</a> | [6 empty] | <a href="https://www.lutron.com/TechnicalDocumentLibrary/369-119_Wallbox_Warranty.pdf" target="_blank">Warranty Information</a> |  |  |  |  | 0.320 L | [14 empty] | 0 | 0 | 0 | 0 | Lighting Fixtures | 2016-07-15 11:52 | 2024-07-20 11:05 | 0000-00-00 00:00:00 | 2024-07-20 11:05 | 0000-00-00 00:00:00
1 | Lutron Electronics | DVSCF-103P-277SW | 4460-945 | 4460 | 945 | Lutron Electronics | DVSCF-103P-277SW.jpg | 27557495707 | DIVA SATIN COLOR FLUOR CTRL 277V 3-WY SW | Diva Dimmer - Satin Finish, Fluorescent or LED Dimming with 3-Wire Ballasts and Drivers, 3-way/single-pole, 277V/6A in snow |  | 2.3 | 4.5 |  | DVSCF-103P-277SW.jpg | http://grandbrass.xologic.com/vendors/4460/large/DVSCF-103P-277SW.jpg | [47 empty] | 0 | 0 | 0 | [6 empty] | 0 | 1 | 1 | EA | 1 | Lighting Controls | [7 empty] | White | [16 empty] | Traditional |  |  | Dimmers | [242 empty] | <a href="https://www.lutron.com/TechnicalDocumentLibrary/03115901D.pdf" target="_blank">Installation Instructions</a> | [23 empty] | 2.000 DW |  |  | 2.3000 IN | [89 empty] | 1.000 EA | 1.000 EA | [35 empty] | No | [42 empty] | https://www.lutron.com/TechnicalDocumentLibrary/DivaSatinColors.pdf | [7 empty] | Shelf Stock | [13 empty] | <a href="https://www.lutron.com/TechnicalDocumentLibrary/368-4493_Page_43.pdf" target="_blank">Tech Drawing</a> | [25 empty] | 39122206 | [6 empty] | <a href="https://www.lutron.com/Education-Training/Tools/Pages/InstallDimmer.aspx?syst=Dimmers+%26+Switches&prodn=Diva%c2%ae+dimmer+%26+switch" target="_blank">Product Video Clip</a> | [6 empty] | <a href="https://www.lutron.com/TechnicalDocumentLibrary/369-119_Wallbox_Warranty.pdf" target="_blank">Warranty Information</a> |  |  |  |  | 0.320 L | [14 empty] | 0 | 0 | 0 | 0 | Lighting Fixtures | 2016-07-15 11:52 | 2024-07-20 11:06 | 0000-00-00 00:00:00 | 2024-07-20 11:06 | 0000-00-00 00:00:00
4 | Lutron Electronics | DVSCFSQ-F-BI | 4460-946 | 4460 | 946 | Lutron Electronics | Ecom_DVSCFSQ-F-BI_nowallplate.jpeg | 27557495714 | DIVA SATIN COLOR QUIET FANSPEED BISCUIT | Lutron Diva 3-Speed 1.5A Fan Control, Single-Pole/3-Way, Biscuit |  | 2.3 | 4.5 |  | Ecom_DVSCFSQ-F-BI_nowallplate.jpeg | http://grandbrass.xologic.com/vendors/4460/large/Ecom_DVSCFSQ-F-BI_nowallplate.jpeg | [47 empty] | 0 | 0 | 0 | [6 empty] | 0 | 1 | 1 | EA | 1 | Fan Accessories |  |  | Control And Automation |  | Switches |  | Speed Switch | White | [16 empty] | Traditional |  |  | Fan Wall Mount Controls | [242 empty] | <a href="https://www.lutron.com/TechnicalDocumentLibrary/0301990.pdf" target="_blank">Installation Instructions</a> | [23 empty] | 10.000 DW |  |  | 2.3000 IN | [89 empty] | 1.000 EA | 1.000 EA | [35 empty] | No | [42 empty] | https://www.lutron.com/TechnicalDocumentLibrary/3691042_FRE.pdf | [7 empty] | Shelf Stock | [13 empty] | <a href="https://www.lutron.com/TechnicalDocumentLibrary/368-4493_Page_5.pdf" target="_blank">Tech Drawing</a> | [25 empty] | 39122240 | [13 empty] | <a href="https://www.lutron.com/TechnicalDocumentLibrary/369-119_Wallbox_Warranty.pdf" target="_blank">Warranty Information</a> |  |  |  |  | 0.250 L | [14 empty] | 0 | 0 | 0 | 0 | Electrical | 2016-07-15 11:52 | 2024-07-20 11:06 | 0000-00-00 00:00:00 | 2025-11-29 02:00 | 0000-00-00 00:00:00 | [6 empty] | Biscuit
1 | Lutron Electronics | DVSCELV-300P-BI | 4460-948 | 4460 | 948 | Lutron Electronics | DVSCELV-300P-BI.jpg | 27557499125 | DIVA SATIN COLOR 300 WATT ELV BISCUIT | Diva Dimmer - Satin Finish, Electronic Low-Voltage, Single-pole, 120V/300W in biscuit |  | 2.3 | 4.5 |  | DVSCELV-300P-BI.jpg | http://grandbrass.xologic.com/vendors/4460/large/DVSCELV-300P-BI.jpg | [47 empty] | 0 | 0 | 0 | [6 empty] | 0 | 1 | 1 | EA | 1 | Lighting Controls | [7 empty] | White | [16 empty] | Traditional |  |  | Dimmers | [242 empty] | <a href="https://www.lutron.com/TechnicalDocumentLibrary/0301295.pdf" target="_blank">Installation Instructions</a> | [23 empty] | 10.000 DW |  |  | 2.3000 IN | [89 empty] | 1.000 EA | 1.000 EA | [35 empty] | No | [42 empty] | https://www.lutron.com/TechnicalDocumentLibrary/DivaSatinColors.pdf | [7 empty] | Shelf Stock | [13 empty] | <a href="https://www.lutron.com/TechnicalDocumentLibrary/368-4493_Page_41.pdf" target="_blank">Tech Drawing</a> | [25 empty] | 39122206 | [6 empty] | <a href="https://www.lutron.com/Education-Training/Tools/Pages/InstallDimmer.aspx?syst=Dimmers+%26+Switches&prodn=Diva%c2%ae+dimmer+%26+switch" target="_blank">Product Video Clip</a> | [6 empty] | <a href="https://www.lutron.com/TechnicalDocumentLibrary/369-119_Wallbox_Warranty.pdf" target="_blank">Warranty Information</a> |  |  |  |  | 0.250 L | [14 empty] | 0 | 0 | 0 | 0 | Lighting Fixtures | 2016-07-15 11:52 | 2024-07-20 11:00 | 0000-00-00 00:00:00 | 2024-07-20 11:00 | 0000-00-00 00:00:00 | [6 empty] | Biscuit
1 | Lutron Electronics | DVSCELV-300P-MN | 4460-949 | 4460 | 949 | Lutron Electronics | DVSCELV-300P-MN.jpg | 27557499132 | DIVA SATIN COLOR 300 WATT ELV MIDNIGHT | Diva Dimmer - Satin Finish, Electronic Low-Voltage, Single-pole, 120V/300W in midnight |  | 2.3 | 4.5 |  | DVSCELV-300P-MN.jpg | http://grandbrass.xologic.com/vendors/4460/large/DVSCELV-300P-MN.jpg | [47 empty] | 0 | 0 | 0 | [6 empty] | 0 | 1 | 1 | EA | 1 | Lighting Controls | [7 empty] | Black | [16 empty] | Traditional |  |  | Dimmers | [242 empty] | <a href="https://www.lutron.com/TechnicalDocumentLibrary/0301295.pdf" target="_blank">Installation Instructions</a> | [23 empty] | 10.000 DW |  |  | 2.3000 IN | [89 empty] | 1.000 EA | 1.000 EA | [35 empty] | No | [42 empty] | https://www.lutron.com/TechnicalDocumentLibrary/DivaSatinColors.pdf | [7 empty] | Shelf Stock | [13 empty] | <a href="https://www.lutron.com/TechnicalDocumentLibrary/368-4493_Page_41.pdf" target="_blank">Tech Drawing</a> | [25 empty] | 39122206 | [6 empty] | <a href="https://www.lutron.com/Education-Training/Tools/Pages/InstallDimmer.aspx?syst=Dimmers+%26+Switches&prodn=Diva%c2%ae+dimmer+%26+switch" target="_blank">Product Video Clip</a> | [6 empty] | <a href="https://www.lutron.com/TechnicalDocumentLibrary/369-119_Wallbox_Warranty.pdf" target="_blank">Warranty Information</a> |  |  |  |  | 0.250 L | [14 empty] | 0 | 0 | 0 | 0 | Lighting Fixtures | 2016-07-15 11:52 | 2024-07-20 11:05 | 0000-00-00 00:00:00 | 2024-07-20 11:05 | 0000-00-00 00:00:00 | [6 empty] | Midnight
1 | Lutron Electronics | DVSCLV-603P-TP | 4460-962 | 4460 | 962 | Lutron Electronics | DVSCLV-603P-TP.jpg | 27557501101 | DIVA SATIN COLOR 600W 3-WAY MLV TAUPE | Diva Dimmer - Satin Finish, Magnetic Low-Voltage, 3-way, 120V/600VA (450W) in taupe |  | 2.3 | 4.5 |  | DVSCLV-603P-TP.jpg | http://grandbrass.xologic.com/vendors/4460/large/DVSCLV-603P-TP.jpg | [47 empty] | 0 | 0 | 0 | [6 empty] | 0 | 1 | 1 | EA | 1 | Lighting Controls | [7 empty] | White | [16 empty] | Traditional |  |  | Dimmers | [242 empty] | <a href="https://www.lutron.com/TechnicalDocumentLibrary/030699c.pdf" target="_blank">Installation Instructions</a> | [23 empty] | 10.000 DW |  |  | 2.3000 IN | [89 empty] | 1.000 EA | 1.000 EA | [35 empty] | No | [42 empty] | https://www.lutron.com/TechnicalDocumentLibrary/DivaSatinColors.pdf | [7 empty] | Shelf Stock | [13 empty] | <a href="https://www.lutron.com/TechnicalDocumentLibrary/368-4493_Page_5.pdf" target="_blank">Tech Drawing</a> | [25 empty] | 39122206 | [6 empty] | <a href="https://www.lutron.com/Education-Training/Tools/Pages/InstallDimmer.aspx?syst=Dimmers+%26+Switches&prodn=Diva%c2%ae+dimmer+%26+switch" target="_blank">Product Video Clip</a> | [6 empty] | <a href="https://www.lutron.com/TechnicalDocumentLibrary/369-119_Wallbox_Warranty.pdf" target="_blank">Warranty Information</a> |  |  |  |  | 0.250 L | [14 empty] | 0 | 0 | 0 | 0 | Lighting Fixtures | 2016-07-15 11:52 | 2024-07-20 11:05 | 0000-00-00 00:00:00 | 2024-07-20 11:05 | 0000-00-00 00:00:00 | [6 empty] | Taupe
1 | Lutron Electronics | DVSCLV-603P-SW | 4460-963 | 4460 | 963 | Lutron Electronics | DVSCLV-603P-SW.jpg | 27557501125 | DIVA SATIN COLOR 600W 3-WAY MLV SNOW | Diva Dimmer - Satin Finish, Magnetic Low-Voltage, 3-way, 120V/600VA (450W) in snow |  | 2.3 | 4.5 |  | DVSCLV-603P-SW.jpg | http://grandbrass.xologic.com/vendors/4460/large/DVSCLV-603P-SW.jpg | [47 empty] | 0 | 0 | 0 | [6 empty] | 0 | 1 | 1 | EA | 1 | Lighting Controls | [7 empty] | White | [16 empty] | Traditional |  |  | Dimmers | [242 empty] | <a href="https://www.lutron.com/TechnicalDocumentLibrary/030699c.pdf" target="_blank">Installation Instructions</a> | [23 empty] | 10.000 DW |  |  | 2.3000 IN | [89 empty] | 1.000 EA | 1.000 EA | [35 empty] | No | [42 empty] | https://www.lutron.com/TechnicalDocumentLibrary/DivaSatinColors.pdf | [7 empty] | Shelf Stock | [13 empty] | <a href="https://www.lutron.com/TechnicalDocumentLibrary/368-4493_Page_5.pdf" target="_blank">Tech Drawing</a> | [25 empty] | 39122206 | [6 empty] | <a href="https://www.lutron.com/Education-Training/Tools/Pages/InstallDimmer.aspx?syst=Dimmers+%26+Switches&prodn=Diva%c2%ae+dimmer+%26+switch" target="_blank">Product Video Clip</a> | [6 empty] | <a href="https://www.lutron.com/TechnicalDocumentLibrary/369-119_Wallbox_Warranty.pdf" target="_blank">Warranty Information</a> |  |  |  |  | 0.250 L | [14 empty] | 0 | 0 | 0 | 0 | Lighting Fixtures | 2016-07-15 11:52 | 2024-07-20 11:00 | 0000-00-00 00:00:00 | 2024-07-20 11:00 | 0000-00-00 00:00:00 | [6 empty] | Snow
1 | Lutron Electronics | DVSCLV-103P-BI | 4460-964 | 4460 | 964 | Lutron Electronics | DVSCLV-103P-BI.jpg | 27557501132 | DIVA SATIN COLOR 1000W 3-WAY MLV BISCUIT | Diva Dimmer - Satin Finish, Magnetic Low-Voltage, 3-way, 120V/1000VA (800W) in biscuit |  | 2.3 | 4.6 |  | DVSCLV-103P-BI.jpg | http://grandbrass.xologic.com/vendors/4460/large/DVSCLV-103P-BI.jpg | [47 empty] | 0 | 0 | 0 | [6 empty] | 0 | 1 | 1 | EA | 1 | Lighting Controls | [7 empty] | White | [16 empty] | Traditional |  |  | Dimmers | [242 empty] | <a href="https://www.lutron.com/TechnicalDocumentLibrary/030699c.pdf" target="_blank">Installation Instructions</a> | [23 empty] | 2.000 DW |  |  | 2.3000 IN | [89 empty] | 1.000 EA | 1.000 EA | [35 empty] | No | [42 empty] | https://www.lutron.com/TechnicalDocumentLibrary/DivaSatinColors.pdf | [7 empty] | Shelf Stock | [13 empty] | <a href="https://www.lutron.com/TechnicalDocumentLibrary/368-4493_Page_5.pdf" target="_blank">Tech Drawing</a> | [25 empty] | 39122206 | [6 empty] | <a href="https://www.lutron.com/Education-Training/Tools/Pages/InstallDimmer.aspx?syst=Dimmers+%26+Switches&prodn=Diva%c2%ae+dimmer+%26+switch" target="_blank">Product Video Clip</a> | [6 empty] | <a href="https://www.lutron.com/TechnicalDocumentLibrary/369-119_Wallbox_Warranty.pdf" target="_blank">Warranty Information</a> |  |  |  |  | 0.320 L | [14 empty] | 0 | 0 | 0 | 0 | Lighting Fixtures | 2016-07-15 11:52 | 2024-07-20 11:04 | 0000-00-00 00:00:00 | 2024-07-20 11:04 | 0000-00-00 00:00:00 | [6 empty] | Biscuit
1 | Lutron Electronics | DVSCLV-103P-MN | 4460-965 | 4460 | 965 | Lutron Electronics | DVSCLV-103P-MN.jpg | 27557501149 | DIVA SATIN COLOR 1000W 3-WAY MLV MN | Diva Dimmer - Satin Finish, Magnetic Low-Voltage, 3-way, 120V/1000VA (800W) in midnight |  | 2.3 | 4.6 |  | DVSCLV-103P-MN.jpg | http://grandbrass.xologic.com/vendors/4460/large/DVSCLV-103P-MN.jpg | [47 empty] | 0 | 0 | 0 | [6 empty] | 0 | 1 | 1 | EA | 1 | Lighting Controls | [7 empty] | Black | [16 empty] | Traditional |  |  | Dimmers | [242 empty] | <a href="https://www.lutron.com/TechnicalDocumentLibrary/030699c.pdf" target="_blank">Installation Instructions</a> | [23 empty] | 2.000 DW |  |  | 2.3000 IN | [89 empty] | 1.000 EA | 1.000 EA | [35 empty] | No | [42 empty] | https://www.lutron.com/TechnicalDocumentLibrary/DivaSatinColors.pdf | [7 empty] | Shelf Stock | [13 empty] | <a href="https://www.lutron.com/TechnicalDocumentLibrary/368-4493_Page_5.pdf" target="_blank">Tech Drawing</a> | [25 empty] | 39122206 | [6 empty] | <a href="https://www.lutron.com/Education-Training/Tools/Pages/InstallDimmer.aspx?syst=Dimmers+%26+Switches&prodn=Diva%c2%ae+dimmer+%26+switch" target="_blank">Product Video Clip</a> | [6 empty] | <a href="https://www.lutron.com/TechnicalDocumentLibrary/369-119_Wallbox_Warranty.pdf" target="_blank">Warranty Information</a> |  |  |  |  | 0.320 L | [14 empty] | 0 | 0 | 0 | 0 | Lighting Fixtures | 2016-07-15 11:52 | 2024-07-20 11:06 | 0000-00-00 00:00:00 | 2024-07-20 11:06 | 0000-00-00 00:00:00 | [6 empty] | Midnight
4 | Lutron Electronics | DVSCFSQ-F-MN | 4460-967 | 4460 | 967 | Lutron Electronics | Ecom_DVSCFSQ-F-MN_nowallplate.jpeg | 27557503617 | DIVA SATIN COLOR QIUET | Lutron Diva 3-Speed 1.5A Fan Control, Single-Pole/3-Way, Midnight |  | 2.3 | 4.5 |  | Ecom_DVSCFSQ-F-MN_nowallplate.jpeg | http://grandbrass.xologic.com/vendors/4460/large/Ecom_DVSCFSQ-F-MN_nowallplate.jpeg | [47 empty] | 0 | 0 | 0 | [6 empty] | 0 | 1 | 1 | EA | 1 | Fan Accessories |  |  | Control And Automation |  | Switches |  | Speed Switch | Black | [16 empty] | Traditional |  |  | Fan Wall Mount Controls | [242 empty] | <a href="https://www.lutron.com/TechnicalDocumentLibrary/0301990.pdf" target="_blank">Installation Instructions</a> | [23 empty] | 10.000 DW |  |  | 2.3000 IN | [89 empty] | 1.000 EA | 1.000 EA | [35 empty] | No | [42 empty] | https://www.lutron.com/TechnicalDocumentLibrary/3691042_FRE.pdf | [7 empty] | Shelf Stock | [13 empty] | <a href="https://www.lutron.com/TechnicalDocumentLibrary/368-4493_Page_5.pdf" target="_blank">Tech Drawing</a> | [25 empty] | 39122240 | [13 empty] | <a href="https://www.lutron.com/TechnicalDocumentLibrary/369-119_Wallbox_Warranty.pdf" target="_blank">Warranty Information</a> |  |  |  |  | 0.250 L | [14 empty] | 0 | 0 | 0 | 0 | Electrical | 2016-07-15 11:52 | 2024-07-20 11:02 | 0000-00-00 00:00:00 | 2025-11-29 02:00 | 0000-00-00 00:00:00 | [6 empty] | Midnight
4 | Lutron Electronics | DVSCFSQ-F-TP | 4460-975 | 4460 | 975 | Lutron Electronics | Ecom_DVSCFSQ-F-TP_nowallplate.jpeg | 27557503747 | DIVA SATIN COLOR QUIET FANSPEED TAUPE | Lutron Diva 3-Speed 1.5A Fan Control, Single-Pole/3-Way, Taupe |  | 2.3 | 4.5 |  | Ecom_DVSCFSQ-F-TP_nowallplate.jpeg | http://grandbrass.xologic.com/vendors/4460/large/Ecom_DVSCFSQ-F-TP_nowallplate.jpeg | [47 empty] | 0 | 0 | 0 | [6 empty] | 0 | 1 | 1 | EA | 1 | Fan Accessories |  |  | Control And Automation |  | Switches |  | Speed Switch | White | [16 empty] | Traditional |  |  | Fan Wall Mount Controls | [242 empty] | <a href="https://www.lutron.com/TechnicalDocumentLibrary/0301990.pdf" target="_blank">Installation Instructions</a> | [23 empty] | 10.000 DW |  |  | 2.3000 IN | [89 empty] | 1.000 EA | 1.000 EA | [35 empty] | No | [42 empty] | https://www.lutron.com/TechnicalDocumentLibrary/3691042_FRE.pdf | [7 empty] | Shelf Stock | [13 empty] | <a href="https://www.lutron.com/TechnicalDocumentLibrary/368-4493_Page_5.pdf" target="_blank">Tech Drawing</a> | [25 empty] | 39122240 | [13 empty] | <a href="https://www.lutron.com/TechnicalDocumentLibrary/369-119_Wallbox_Warranty.pdf" target="_blank">Warranty Information</a> |  |  |  |  | 0.250 L | [14 empty] | 0 | 0 | 0 | 0 | Electrical | 2016-07-15 11:53 | 2024-07-20 11:03 | 0000-00-00 00:00:00 | 2025-11-29 02:00 | 0000-00-00 00:00:00 | [6 empty] | Taupe
4 | Lutron Electronics | DVSCFSQ-F-SW | 4460-976 | 4460 | 976 | Lutron Electronics | Ecom_DVSCFSQ-F-SW_nowallplate.jpeg | 27557503761 | DIVA SATIN COLOR QUIET FANSPEED SNOW | Lutron Diva 3-Speed 1.5A Fan Control, Single-Pole/3-Way, Snow |  | 2.3 | 4.5 |  | Ecom_DVSCFSQ-F-SW_nowallplate.jpeg | http://grandbrass.xologic.com/vendors/4460/large/Ecom_DVSCFSQ-F-SW_nowallplate.jpeg | [47 empty] | 0 | 0 | 0 | [6 empty] | 0 | 1 | 1 | EA | 1 | Fan Accessories |  |  | Control And Automation |  | Switches |  | Speed Switch | White | [16 empty] | Traditional |  |  | Fan Wall Mount Controls | [242 empty] | <a href="https://www.lutron.com/TechnicalDocumentLibrary/0301990.pdf" target="_blank">Installation Instructions</a> | [23 empty] | 10.000 DW |  |  | 2.3000 IN | [89 empty] | 1.000 EA | 1.000 EA | [35 empty] | No | [42 empty] | https://www.lutron.com/TechnicalDocumentLibrary/3691042_FRE.pdf | [7 empty] | Shelf Stock | [13 empty] | <a href="https://www.lutron.com/TechnicalDocumentLibrary/368-4493_Page_5.pdf" target="_blank">Tech Drawing</a> | [25 empty] | 39122240 | [13 empty] | <a href="https://www.lutron.com/TechnicalDocumentLibrary/369-119_Wallbox_Warranty.pdf" target="_blank">Warranty Information</a> |  |  |  |  | 0.250 L | [14 empty] | 0 | 0 | 0 | 0 | Electrical | 2016-07-15 11:53 | 2024-07-20 11:00 | 0000-00-00 00:00:00 | 2025-11-29 02:00 | 0000-00-00 00:00:00 | [6 empty] | Snow
4 | Lutron Electronics | SCR-15-BI | 4460-977 | 4460 | 977 | Lutron Electronics | SCR-15-BI.jpeg | 27557503778 | SATIN COLOR 15 AMP RECEPTACLE BISCUIT | Lutron Claro 15 Amp Duplex Outlet, Biscuit |  | 2.4 | 4.5 |  | SCR-15-BI.jpeg | http://grandbrass.xologic.com/vendors/4460/large/SCR-15-BI.jpeg | [47 empty] | 0 | 0 | 0 | [6 empty] | 0 | 1 | 1 | EA | 1 | Lighting Controls |  |  | Electrical Distribution Equipment |  | Receptacles |  | Electrical Receptacles | White | [16 empty] | Traditional |  |  | Other Lighting Controls | [242 empty] | <a href="https://www.lutron.com/TechnicalDocumentLibrary/0301636.pdf" target="_blank">Installation Instructions</a> | [23 empty] | 10.000 DW |  |  | 2.4000 IN | [89 empty] | 1.000 EA | 1.000 EA | [35 empty] | No | [42 empty] | https://www.lutron.com/TechnicalDocumentLibrary/maestrosatincolors.pdf | [7 empty] | Shelf Stock | [13 empty] | <a href="https://www.lutron.com/TechnicalDocumentLibrary/368-4493_Page_20.pdf" target="_blank">Tech Drawing</a> | [25 empty] | 39121406 | [13 empty] | <a href="https://www.lutron.com/TechnicalDocumentLibrary/369-119_Wallbox_Warranty.pdf" target="_blank">Warranty Information</a> |  |  |  |  | 0.250 L | [14 empty] | 0 | 0 | 0 | 0 | Electrical | 2016-07-15 11:53 | 2024-07-20 11:04 | 0000-00-00 00:00:00 | 2025-11-29 02:00 | 0000-00-00 00:00:00 | [6 empty] | Biscuit
1 | Lutron Electronics | DVSCLV-103P-TP | 4460-985 | 4460 | 985 | Lutron Electronics | DVSCLV-103P-TP.jpg | 27557504904 | DIVA SATIN COLOR 1000W 3-WAY MLV TAUPE | Diva Dimmer - Satin Finish, Magnetic Low-Voltage, 3-way, 120V/1000VA (800W) in taupe |  | 2.3 | 4.6 |  | DVSCLV-103P-TP.jpg | http://grandbrass.xologic.com/vendors/4460/large/DVSCLV-103P-TP.jpg | [47 empty] | 0 | 0 | 0 | [6 empty] | 0 | 1 | 1 | EA | 1 | Lighting Controls | [7 empty] | White | [16 empty] | Traditional |  |  | Dimmers | [242 empty] | <a href="https://www.lutron.com/TechnicalDocumentLibrary/030699c.pdf" target="_blank">Installation Instructions</a> | [23 empty] | 2.000 DW |  |  | 2.3000 IN | [89 empty] | 1.000 EA | 1.000 EA | [35 empty] | No | [42 empty] | https://www.lutron.com/TechnicalDocumentLibrary/DivaSatinColors.pdf | [7 empty] | Shelf Stock | [13 empty] | <a href="https://www.lutron.com/TechnicalDocumentLibrary/368-4493_Page_5.pdf" target="_blank">Tech Drawing</a> | [25 empty] | 39122206 | [6 empty] | <a href="https://www.lutron.com/Education-Training/Tools/Pages/InstallDimmer.aspx?syst=Dimmers+%26+Switches&prodn=Diva%c2%ae+dimmer+%26+switch" target="_blank">Product Video Clip</a> | [6 empty] | <a href="https://www.lutron.com/TechnicalDocumentLibrary/369-119_Wallbox_Warranty.pdf" target="_blank">Warranty Information</a> |  |  |  |  | 0.320 L | [14 empty] | 0 | 0 | 0 | 0 | Lighting Fixtures | 2016-07-15 11:53 | 2024-07-20 11:06 | 0000-00-00 00:00:00 | 2024-07-20 11:06 | 0000-00-00 00:00:00 | [6 empty] | Taupe
1 | Lutron Electronics | DVSCLV-103P-SW | 4460-986 | 4460 | 986 | Lutron Electronics | DVSCLV-103P-SW.jpg | 27557504928 | DIVA SATIN COLOR 1000W 3-WAY MLV SNOW | Diva Dimmer - Satin Finish, Magnetic Low-Voltage, 3-way, 120V/1000VA (800W) in snow |  | 2.3 | 4.6 |  | DVSCLV-103P-SW.jpg | http://grandbrass.xologic.com/vendors/4460/large/DVSCLV-103P-SW.jpg | [47 empty] | 0 | 0 | 0 | [6 empty] | 0 | 1 | 1 | EA | 1 | Lighting Controls | [7 empty] | White | [16 empty] | Traditional |  |  | Dimmers | [242 empty] | <a href="https://www.lutron.com/TechnicalDocumentLibrary/030699c.pdf" target="_blank">Installation Instructions</a> | [23 empty] | 2.000 DW |  |  | 2.3000 IN | [89 empty] | 1.000 EA | 1.000 EA | [35 empty] | No | [42 empty] | https://www.lutron.com/TechnicalDocumentLibrary/DivaSatinColors.pdf | [7 empty] | Shelf Stock | [13 empty] | <a href="https://www.lutron.com/TechnicalDocumentLibrary/368-4493_Page_5.pdf" target="_blank">Tech Drawing</a> | [25 empty] | 39122206 | [6 empty] | <a href="https://www.lutron.com/Education-Training/Tools/Pages/InstallDimmer.aspx?syst=Dimmers+%26+Switches&prodn=Diva%c2%ae+dimmer+%26+switch" target="_blank">Product Video Clip</a> | [6 empty] | <a href="https://www.lutron.com/TechnicalDocumentLibrary/369-119_Wallbox_Warranty.pdf" target="_blank">Warranty Information</a> |  |  |  |  | 0.320 L | [14 empty] | 0 | 0 | 0 | 0 | Lighting Fixtures | 2016-07-15 11:53 | 2024-07-20 11:02 | 0000-00-00 00:00:00 | 2024-07-20 11:02 | 0000-00-00 00:00:00 | [6 empty] | Snow
1 | Lutron Electronics | DVSCF-103P-BI | 4460-987 | 4460 | 987 | Lutron Electronics | DVSCF-103P-BI.jpg | 27557504935 | DIVA SC FLUOR CTRL 120V 3-WAY BISCUIT | Diva Dimmer - Satin Finish, Fluorescent or LED Dimming with 3-Wire Ballasts and Drivers, 3-way/single-pole, 120V/8A in biscuit |  | 2.3 | 4.5 |  | DVSCF-103P-BI.jpg | http://grandbrass.xologic.com/vendors/4460/large/DVSCF-103P-BI.jpg | [47 empty] | 0 | 0 | 0 | [6 empty] | 0 | 1 | 1 | EA | 1 | Lighting Controls | [7 empty] | White | [16 empty] | Traditional |  |  | Dimmers | [242 empty] | <a href="https://www.lutron.com/TechnicalDocumentLibrary/03115901D.pdf" target="_blank">Installation Instructions</a> | [23 empty] | 2.000 DW |  |  | 2.3000 IN | [89 empty] | 1.000 EA | 1.000 EA | [35 empty] | No | [42 empty] | https://www.lutron.com/TechnicalDocumentLibrary/DivaSatinColors.pdf | [7 empty] | Shelf Stock | [13 empty] | <a href="https://www.lutron.com/TechnicalDocumentLibrary/368-4493_Page_43.pdf" target="_blank">Tech Drawing</a> | [25 empty] | 39122206 | [6 empty] | <a href="https://www.lutron.com/Education-Training/Tools/Pages/InstallDimmer.aspx?syst=Dimmers+%26+Switches&prodn=Diva%c2%ae+dimmer+%26+switch" target="_blank">Product Video Clip</a> | [6 empty] | <a href="https://www.lutron.com/TechnicalDocumentLibrary/369-119_Wallbox_Warranty.pdf" target="_blank">Warranty Information</a> |  |  |  |  | 0.320 L | [14 empty] | 0 | 0 | 0 | 0 | Lighting Fixtures | 2016-07-15 11:53 | 2024-07-20 11:06 | 0000-00-00 00:00:00 | 2024-07-20 11:06 | 0000-00-00 00:00:00 | [6 empty] | Biscuit
1 | Lutron Electronics | DVSCF-103P-MN | 4460-988 | 4460 | 988 | Lutron Electronics | DVSCF-103P-MN.jpg | 27557504942 | DIVA SATIN COLOR FLUOR CTL 120V 3-WAY MN | Diva Dimmer - Satin Finish, Fluorescent or LED Dimming with 3-Wire Ballasts and Drivers, 3-way/single-pole, 120V/8A in midnight |  | 2.3 | 4.5 |  | DVSCF-103P-MN.jpg | http://grandbrass.xologic.com/vendors/4460/large/DVSCF-103P-MN.jpg | [47 empty] | 0 | 0 | 0 | [6 empty] | 0 | 1 | 1 | EA | 1 | Lighting Controls | [7 empty] | Black | [16 empty] | Traditional |  |  | Dimmers | [242 empty] | <a href="https://www.lutron.com/TechnicalDocumentLibrary/03115901D.pdf" target="_blank">Installation Instructions</a> | [23 empty] | 2.000 DW |  |  | 2.3000 IN | [89 empty] | 1.000 EA | 1.000 EA | [35 empty] | No | [42 empty] | https://www.lutron.com/TechnicalDocumentLibrary/DivaSatinColors.pdf | [7 empty] | Shelf Stock | [13 empty] | <a href="https://www.lutron.com/TechnicalDocumentLibrary/368-4493_Page_43.pdf" target="_blank">Tech Drawing</a> | [25 empty] | 39122206 | [6 empty] | <a href="https://www.lutron.com/Education-Training/Tools/Pages/InstallDimmer.aspx?syst=Dimmers+%26+Switches&prodn=Diva%c2%ae+dimmer+%26+switch" target="_blank">Product Video Clip</a> | [6 empty] | <a href="https://www.lutron.com/TechnicalDocumentLibrary/369-119_Wallbox_Warranty.pdf" target="_blank">Warranty Information</a> |  |  |  |  | 0.320 L | [14 empty] | 0 | 0 | 0 | 0 | Lighting Fixtures | 2016-07-15 11:53 | 2024-07-20 11:04 | 0000-00-00 00:00:00 | 2024-07-20 11:04 | 0000-00-00 00:00:00 | [6 empty] | Midnight
1 | Lutron Electronics | DVSCELV-300P-TP | 4460-991 | 4460 | 991 | Lutron Electronics | DVSCELV-300P-TP.jpg | 27557505109 | DIVA SATIN COLOR 300 WATT ELV TAUPE | Diva Dimmer - Satin Finish, Electronic Low-Voltage, Single-pole, 120V/300W in taupe |  | 2.3 | 4.5 |  | DVSCELV-300P-TP.jpg | http://grandbrass.xologic.com/vendors/4460/large/DVSCELV-300P-TP.jpg | [47 empty] | 0 | 0 | 0 | [6 empty] | 0 | 1 | 1 | EA | 1 | Lighting Controls | [7 empty] | White | [16 empty] | Traditional |  |  | Dimmers | [242 empty] | <a href="https://www.lutron.com/TechnicalDocumentLibrary/0301295.pdf" target="_blank">Installation Instructions</a> | [23 empty] | 10.000 DW |  |  | 2.3000 IN | [89 empty] | 1.000 EA | 1.000 EA | [35 empty] | No | [42 empty] | https://www.lutron.com/TechnicalDocumentLibrary/DivaSatinColors.pdf | [7 empty] | Shelf Stock | [13 empty] | <a href="https://www.lutron.com/TechnicalDocumentLibrary/368-4493_Page_41.pdf" target="_blank">Tech Drawing</a> | [25 empty] | 39122206 | [6 empty] | <a href="https://www.lutron.com/Education-Training/Tools/Pages/InstallDimmer.aspx?syst=Dimmers+%26+Switches&prodn=Diva%c2%ae+dimmer+%26+switch" target="_blank">Product Video Clip</a> | [6 empty] | <a href="https://www.lutron.com/TechnicalDocumentLibrary/369-119_Wallbox_Warranty.pdf" target="_blank">Warranty Information</a> |  |  |  |  | 0.250 L | [14 empty] | 0 | 0 | 0 | 0 | Lighting Fixtures | 2016-07-15 11:53 | 2024-07-20 11:00 | 0000-00-00 00:00:00 | 2024-07-20 11:00 | 0000-00-00 00:00:00 | [6 empty] | Taupe
1 | Lutron Electronics | DVSCELV-300P-SW | 4460-992 | 4460 | 992 | Lutron Electronics | DVSCELV-300P-SW.jpg | 27557505123 | DIVA SATIN COLOR 300 WATT ELV SNOW | Diva Dimmer - Satin Finish, Electronic Low-Voltage, Single-pole, 120V/300W in snow |  | 2.3 | 4.5 |  | DVSCELV-300P-SW.jpg | http://grandbrass.xologic.com/vendors/4460/large/DVSCELV-300P-SW.jpg | [47 empty] | 0 | 0 | 0 | [6 empty] | 0 | 1 | 1 | EA | 1 | Lighting Controls | [7 empty] | White | [16 empty] | Traditional |  |  | Dimmers | [242 empty] | <a href="https://www.lutron.com/TechnicalDocumentLibrary/0301295.pdf" target="_blank">Installation Instructions</a> | [23 empty] | 10.000 DW |  |  | 2.3000 IN | [89 empty] | 1.000 EA | 1.000 EA | [35 empty] | No | [42 empty] | https://www.lutron.com/TechnicalDocumentLibrary/DivaSatinColors.pdf | [7 empty] | Shelf Stock | [13 empty] | <a href="https://www.lutron.com/TechnicalDocumentLibrary/368-4493_Page_41.pdf" target="_blank">Tech Drawing</a> | [25 empty] | 39122206 | [6 empty] | <a href="https://www.lutron.com/Education-Training/Tools/Pages/InstallDimmer.aspx?syst=Dimmers+%26+Switches&prodn=Diva%c2%ae+dimmer+%26+switch" target="_blank">Product Video Clip</a> | [6 empty] | <a href="https://www.lutron.com/TechnicalDocumentLibrary/369-119_Wallbox_Warranty.pdf" target="_blank">Warranty Information</a> |  |  |  |  | 0.250 L | [14 empty] | 0 | 0 | 0 | 0 | Lighting Fixtures | 2016-07-15 11:53 | 2024-07-20 11:06 | 0000-00-00 00:00:00 | 2024-07-20 11:06 | 0000-00-00 00:00:00 | [6 empty] | Snow
1 | Lutron Electronics | DVSCELV-303P-BI | 4460-993 | 4460 | 993 | Lutron Electronics | DVSCELV-303P-BI.jpg | 27557505130 | 300 WATT 3-WAY ELV BISCUIT | Diva Dimmer - Satin Finish, Electronic Low-Voltage, 3-way, 120V/300W in biscuit |  | 2.3 | 4.5 |  | DVSCELV-303P-BI.jpg | http://grandbrass.xologic.com/vendors/4460/large/DVSCELV-303P-BI.jpg | [47 empty] | 0 | 0 | 0 | [6 empty] | 0 | 1 | 1 | EA | 1 | Lighting Controls | [7 empty] | White | [16 empty] | Traditional |  |  | Dimmers | [242 empty] | <a href="https://www.lutron.com/TechnicalDocumentLibrary/0301295.pdf" target="_blank">Installation Instructions</a> | [23 empty] | 20.000 DW |  |  | 2.3000 IN | [89 empty] | 1.000 EA | 1.000 EA | [35 empty] | No | [42 empty] | https://www.lutron.com/TechnicalDocumentLibrary/DivaSatinColors.pdf | [7 empty] | Shelf Stock | [13 empty] | <a href="https://www.lutron.com/TechnicalDocumentLibrary/368-4493_Page_39.pdf" target="_blank">Tech Drawing</a> | [25 empty] | 39122206 | [6 empty] | <a href="https://www.lutron.com/Education-Training/Tools/Pages/InstallDimmer.aspx?syst=Dimmers+%26+Switches&prodn=Diva%c2%ae+dimmer+%26+switch" target="_blank">Product Video Clip</a> | [6 empty] | <a href="https://www.lutron.com/TechnicalDocumentLibrary/369-119_Wallbox_Warranty.pdf" target="_blank">Warranty Information</a> |  |  |  |  | 0.250 L | [14 empty] | 0 | 0 | 0 | 0 | Lighting Fixtures | 2016-07-15 11:53 | 2024-07-20 11:00 | 0000-00-00 00:00:00 | 2024-07-20 11:00 | 0000-00-00 00:00:00 | [6 empty] | Biscuit
1 | Lutron Electronics | DVSCELV-303P-MN | 4460-994 | 4460 | 994 | Lutron Electronics | DVSCELV-303P-MN.jpg | 27557505147 | DIVA SATIN COLOR 300 WATT 3-WAY ELV MN | Diva Dimmer - Satin Finish, Electronic Low-Voltage, 3-way, 120V/300W in midnight |  | 2.3 | 4.5 |  | DVSCELV-303P-MN.jpg | http://grandbrass.xologic.com/vendors/4460/large/DVSCELV-303P-MN.jpg | [47 empty] | 0 | 0 | 0 | [6 empty] | 0 | 1 | 1 | EA | 1 | Lighting Controls | [7 empty] | Black | [16 empty] | Traditional |  |  | Dimmers | [242 empty] | <a href="https://www.lutron.com/TechnicalDocumentLibrary/0301295.pdf" target="_blank">Installation Instructions</a> | [23 empty] | 10.000 DW |  |  | 2.3000 IN | [89 empty] | 1.000 EA | 1.000 EA | [35 empty] | No | [42 empty] | https://www.lutron.com/TechnicalDocumentLibrary/DivaSatinColors.pdf | [7 empty] | Shelf Stock | [13 empty] | <a href="https://www.lutron.com/TechnicalDocumentLibrary/368-4493_Page_39.pdf" target="_blank">Tech Drawing</a> | [25 empty] | 39122206 | [6 empty] | <a href="https://www.lutron.com/Education-Training/Tools/Pages/InstallDimmer.aspx?syst=Dimmers+%26+Switches&prodn=Diva%c2%ae+dimmer+%26+switch" target="_blank">Product Video Clip</a> | [6 empty] | <a href="https://www.lutron.com/TechnicalDocumentLibrary/369-119_Wallbox_Warranty.pdf" target="_blank">Warranty Information</a> |  |  |  |  | 0.250 L | [14 empty] | 0 | 0 | 0 | 0 | Lighting Fixtures | 2016-07-15 11:53 | 2024-07-20 11:07 | 0000-00-00 00:00:00 | 2024-07-20 11:07 | 0000-00-00 00:00:00 | [6 empty] | Midnight
1 | Lutron Electronics | DVSC-103P-BI | 4460-1003 | 4460 | 1003 | Lutron Electronics | DVSC-103P-BI.jpg | 27557507790 | DIVA SATIN COLOR 1000W INC 3 WAY BISCUIT | Diva Dimmer - Satin Finish, Incandescent/Halogen, 3-way, 120V/1000W in biscuit |  | 2.3 | 4.6 |  | DVSC-103P-BI.jpg | http://grandbrass.xologic.com/vendors/4460/large/DVSC-103P-BI.jpg | [47 empty] | 0 | 0 | 0 | [6 empty] | 0 | 1 | 1 | EA | 1 | Lighting Controls | [7 empty] | White | [16 empty] | Traditional |  |  | Dimmers | [242 empty] | <a href="https://www.lutron.com/TechnicalDocumentLibrary/0301689.pdf" target="_blank">Installation Instructions</a> | [23 empty] | 10.000 DW |  |  | 2.3000 IN | [89 empty] | 1.000 EA | 1.000 EA | [35 empty] | No | [42 empty] | https://www.lutron.com/TechnicalDocumentLibrary/DivaSatinColors.pdf | [7 empty] | Shelf Stock | [13 empty] | <a href="https://www.lutron.com/TechnicalDocumentLibrary/368-4493_Page_5.pdf" target="_blank">Tech Drawing</a> | [25 empty] | 39122206 | [6 empty] | <a href="https://www.lutron.com/Education-Training/Tools/Pages/InstallDimmer.aspx?syst=Dimmers+%26+Switches&prodn=Diva%c2%ae+dimmer+%26+switch" target="_blank">Product Video Clip</a> | [6 empty] | <a href="https://www.lutron.com/TechnicalDocumentLibrary/369-119_Wallbox_Warranty.pdf" target="_blank">Warranty Information</a> |  |  |  |  | 0.320 L | [14 empty] | 0 | 0 | 0 | 0 | Lighting Fixtures | 2016-07-15 11:54 | 2024-07-20 11:04 | 0000-00-00 00:00:00 | 2024-07-20 11:04 | 0000-00-00 00:00:00 | [6 empty] | Biscuit
1 | Lutron Electronics | DVSC-103P-MN | 4460-1004 | 4460 | 1004 | Lutron Electronics | DVSC-103P-MN.jpg | 27557507806 | DIVA SATIN COLOR 1000W INC. 3 WAY MN | Diva Dimmer - Satin Finish, Incandescent/Halogen, 3-way, 120V/1000W in midnight |  | 2.3 | 4.6 |  | DVSC-103P-MN.jpg | http://grandbrass.xologic.com/vendors/4460/large/DVSC-103P-MN.jpg | [47 empty] | 0 | 0 | 0 | [6 empty] | 0 | 1 | 1 | EA | 1 | Lighting Controls | [7 empty] | Black | [16 empty] | Traditional |  |  | Dimmers | [242 empty] | <a href="https://www.lutron.com/TechnicalDocumentLibrary/0301689.pdf" target="_blank">Installation Instructions</a> | [23 empty] | 2.000 DW |  |  | 2.3000 IN | [89 empty] | 1.000 EA | 1.000 EA | [35 empty] | No | [42 empty] | https://www.lutron.com/TechnicalDocumentLibrary/DivaSatinColors.pdf | [7 empty] | Shelf Stock | [13 empty] | <a href="https://www.lutron.com/TechnicalDocumentLibrary/368-4493_Page_5.pdf" target="_blank">Tech Drawing</a> | [25 empty] | 39122206 | [6 empty] | <a href="https://www.lutron.com/Education-Training/Tools/Pages/InstallDimmer.aspx?syst=Dimmers+%26+Switches&prodn=Diva%c2%ae+dimmer+%26+switch" target="_blank">Product Video Clip</a> | [6 empty] | <a href="https://www.lutron.com/TechnicalDocumentLibrary/369-119_Wallbox_Warranty.pdf" target="_blank">Warranty Information</a> |  |  |  |  | 0.320 L | [14 empty] | 0 | 0 | 0 | 0 | Lighting Fixtures | 2016-07-15 11:54 | 2024-07-20 11:03 | 0000-00-00 00:00:00 | 2024-07-20 11:03 | 0000-00-00 00:00:00 | [6 empty] | Midnight
1 | Lutron Electronics | DVSC-103P-HT | 4460-1008 | 4460 | 1008 | Lutron Electronics | DVSC-103P-HT.jpg | 27557507851 | DIVA SATIN COLOR 1000W INC. 3 WAY HOT | Diva Dimmer - Satin Finish, Incandescent/Halogen, 3-way, 120V/1000W in hot |  | 2.3 | 4.6 |  | DVSC-103P-HT.jpg | http://grandbrass.xologic.com/vendors/4460/large/DVSC-103P-HT.jpg | [47 empty] | 0 | 0 | 0 | [6 empty] | 0 | 1 | 1 | EA | 1 | Lighting Controls | [7 empty] | Red | [16 empty] | Traditional |  |  | Dimmers | [242 empty] | <a href="https://www.lutron.com/TechnicalDocumentLibrary/0301689.pdf" target="_blank">Installation Instructions</a> | [23 empty] | 2.000 DW |  |  | 2.3000 IN | [89 empty] | 1.000 EA | 1.000 EA | [35 empty] | No | [42 empty] | https://www.lutron.com/TechnicalDocumentLibrary/DivaSatinColors.pdf | [7 empty] | Shelf Stock | [13 empty] | <a href="https://www.lutron.com/TechnicalDocumentLibrary/368-4493_Page_5.pdf" target="_blank">Tech Drawing</a> | [25 empty] | 39122206 | [6 empty] | <a href="https://www.lutron.com/Education-Training/Tools/Pages/InstallDimmer.aspx?syst=Dimmers+%26+Switches&prodn=Diva%c2%ae+dimmer+%26+switch" target="_blank">Product Video Clip</a> | [6 empty] | <a href="https://www.lutron.com/TechnicalDocumentLibrary/369-119_Wallbox_Warranty.pdf" target="_blank">Warranty Information</a> |  |  |  |  | 0.320 L | [14 empty] | 0 | 0 | 0 | 0 | Lighting Fixtures | 2016-07-15 11:54 | 2024-07-20 11:02 | 0000-00-00 00:00:00 | 2024-07-20 11:02 | 0000-00-00 00:00:00
1 | Lutron Electronics | DVSC-103P-TP | 4460-1012 | 4460 | 1012 | Lutron Electronics | DVSC-103P-TP.jpg | 27557507936 | DIVA SATIN COLOR 1000W INC. 3 WAY TAUPE | Diva Dimmer - Satin Finish, Incandescent/Halogen, 3-way, 120V/1000W in taupe |  | 2.3 | 4.6 |  | DVSC-103P-TP.jpg | http://grandbrass.xologic.com/vendors/4460/large/DVSC-103P-TP.jpg | [47 empty] | 0 | 0 | 0 | [6 empty] | 0 | 1 | 1 | EA | 1 | Lighting Controls | [7 empty] | White | [16 empty] | Traditional |  |  | Dimmers | [242 empty] | <a href="https://www.lutron.com/TechnicalDocumentLibrary/0301689.pdf" target="_blank">Installation Instructions</a> | [23 empty] | 2.000 DW |  |  | 2.3000 IN | [89 empty] | 1.000 EA | 1.000 EA | [35 empty] | No | [42 empty] | https://www.lutron.com/TechnicalDocumentLibrary/DivaSatinColors.pdf | [7 empty] | Shelf Stock | [13 empty] | <a href="https://www.lutron.com/TechnicalDocumentLibrary/368-4493_Page_5.pdf" target="_blank">Tech Drawing</a> | [25 empty] | 39122206 | [6 empty] | <a href="https://www.lutron.com/Education-Training/Tools/Pages/InstallDimmer.aspx?syst=Dimmers+%26+Switches&prodn=Diva%c2%ae+dimmer+%26+switch" target="_blank">Product Video Clip</a> | [6 empty] | <a href="https://www.lutron.com/TechnicalDocumentLibrary/369-119_Wallbox_Warranty.pdf" target="_blank">Warranty Information</a> |  |  |  |  | 0.320 L | [14 empty] | 0 | 0 | 0 | 0 | Lighting Fixtures | 2016-07-15 11:54 | 2024-07-20 11:03 | 0000-00-00 00:00:00 | 2024-07-20 11:03 | 0000-00-00 00:00:00 | [6 empty] | Taupe
1 | Lutron Electronics | DVSC-103P-SW | 4460-1013 | 4460 | 1013 | Lutron Electronics | DVSC-103P-SW.jpg | 27557507950 | DIVA SATIN COLOR 1000W 3WY | Diva Dimmer - Satin Finish, Incandescent/Halogen, 3-way, 120V/1000W in snow |  | 2.3 | 4.6 |  | DVSC-103P-SW.jpg | http://grandbrass.xologic.com/vendors/4460/large/DVSC-103P-SW.jpg | [47 empty] | 0 | 0 | 0 | [6 empty] | 0 | 1 | 1 | EA | 1 | Lighting Controls | [7 empty] | White | [16 empty] | Traditional |  |  | Dimmers | [242 empty] | <a href="https://www.lutron.com/TechnicalDocumentLibrary/0301689.pdf" target="_blank">Installation Instructions</a> | [23 empty] | 10.000 DW |  |  | 2.3000 IN | [89 empty] | 1.000 EA | 1.000 EA | [35 empty] | No | [42 empty] | https://www.lutron.com/TechnicalDocumentLibrary/DivaSatinColors.pdf | [7 empty] | Shelf Stock | [13 empty] | <a href="https://www.lutron.com/TechnicalDocumentLibrary/368-4493_Page_5.pdf" target="_blank">Tech Drawing</a> | [25 empty] | 39122206 | [6 empty] | <a href="https://www.lutron.com/Education-Training/Tools/Pages/InstallDimmer.aspx?syst=Dimmers+%26+Switches&prodn=Diva%c2%ae+dimmer+%26+switch" target="_blank">Product Video Clip</a> | [6 empty] | <a href="https://www.lutron.com/TechnicalDocumentLibrary/369-119_Wallbox_Warranty.pdf" target="_blank">Warranty Information</a> |  |  |  |  | 0.320 L | [14 empty] | 0 | 0 | 0 | 0 | Lighting Fixtures | 2016-07-15 11:54 | 2024-07-20 11:04 | 0000-00-00 00:00:00 | 2024-07-20 11:04 | 0000-00-00 00:00:00 | [6 empty] | Snow
1 | Lutron Electronics | DVSC-10P-BI | 4460-1014 | 4460 | 1014 | Lutron Electronics | DVSC-10P-BI.jpg | 27557507967 | DIVA SATIN COLOR 1000W INC. BISCUIT | Diva Dimmer - Satin Finish, Incandescent/Halogen, Single-pole, 120V/1000W in biscuit |  | 2.3 | 4.5 |  | DVSC-10P-BI.jpg | http://grandbrass.xologic.com/vendors/4460/large/DVSC-10P-BI.jpg | [47 empty] | 0 | 0 | 0 | [6 empty] | 0 | 1 | 1 | EA | 1 | Lighting Controls | [7 empty] | White | [16 empty] | Traditional |  |  | Dimmers | [242 empty] | <a href="https://www.lutron.com/TechnicalDocumentLibrary/0301689.pdf" target="_blank">Installation Instructions</a> | [23 empty] | 10.000 DW |  |  | 2.3000 IN | [89 empty] | 1.000 EA | 1.000 EA | [35 empty] | No | [42 empty] | https://www.lutron.com/TechnicalDocumentLibrary/DivaSatinColors.pdf | [7 empty] | Shelf Stock | [13 empty] | <a href="https://www.lutron.com/TechnicalDocumentLibrary/368-4493_Page_2.pdf" target="_blank">Tech Drawing</a> | [25 empty] | 39122206 | [6 empty] | <a href="https://www.lutron.com/Education-Training/Tools/Pages/InstallDimmer.aspx?syst=Dimmers+%26+Switches&prodn=Diva%c2%ae+dimmer+%26+switch" target="_blank">Product Video Clip</a> | [6 empty] | <a href="https://www.lutron.com/TechnicalDocumentLibrary/369-119_Wallbox_Warranty.pdf" target="_blank">Warranty Information</a> |  |  |  |  | 0.310 L | [14 empty] | 0 | 0 | 0 | 0 | Lighting Fixtures | 2016-07-15 11:54 | 2024-07-20 11:02 | 0000-00-00 00:00:00 | 2024-07-20 11:02 | 0000-00-00 00:00:00 | [6 empty] | Biscuit
1 | Lutron Electronics | DVSC-10P-MN | 4460-1015 | 4460 | 1015 | Lutron Electronics | DVSC-10P-MN.jpg | 27557507974 | DIVA SATIN COLOR 1000W INC. MIDNIGHT | Diva Dimmer - Satin Finish, Incandescent/Halogen, Single-pole, 120V/1000W in midnight |  | 2.3 | 4.5 |  | DVSC-10P-MN.jpg | http://grandbrass.xologic.com/vendors/4460/large/DVSC-10P-MN.jpg | [47 empty] | 0 | 0 | 0 | [6 empty] | 0 | 1 | 1 | EA | 1 | Lighting Controls | [7 empty] | Black | [16 empty] | Traditional |  |  | Dimmers | [242 empty] | <a href="https://www.lutron.com/TechnicalDocumentLibrary/0301689.pdf" target="_blank">Installation Instructions</a> | [23 empty] | 2.000 DW |  |  | 2.3000 IN | [89 empty] | 1.000 EA | 1.000 EA | [35 empty] | No | [42 empty] | https://www.lutron.com/TechnicalDocumentLibrary/DivaSatinColors.pdf | [7 empty] | Shelf Stock | [13 empty] | <a href="https://www.lutron.com/TechnicalDocumentLibrary/368-4493_Page_2.pdf" target="_blank">Tech Drawing</a> | [25 empty] | 39122206 | [6 empty] | <a href="https://www.lutron.com/Education-Training/Tools/Pages/InstallDimmer.aspx?syst=Dimmers+%26+Switches&prodn=Diva%c2%ae+dimmer+%26+switch" target="_blank">Product Video Clip</a> | [6 empty] | <a href="https://www.lutron.com/TechnicalDocumentLibrary/369-119_Wallbox_Warranty.pdf" target="_blank">Warranty Information</a> |  |  |  |  | 0.310 L | [14 empty] | 0 | 0 | 0 | 0 | Lighting Fixtures | 2016-07-15 11:54 | 2024-07-20 11:04 | 0000-00-00 00:00:00 | 2024-07-20 11:04 | 0000-00-00 00:00:00 | [6 empty] | Midnight
1 | Lutron Electronics | DVSC-10P-HT | 4460-1019 | 4460 | 1019 | Lutron Electronics | DVSC-10P-HT.jpg | 27557508025 | DIVA SATIN COLOR 1000W INC. HOT | Diva Dimmer - Satin Finish, Incandescent/Halogen, Single-pole, 120V/1000W in hot |  | 2.3 | 4.5 |  | DVSC-10P-HT.jpg | http://grandbrass.xologic.com/vendors/4460/large/DVSC-10P-HT.jpg | [47 empty] | 0 | 0 | 0 | [6 empty] | 0 | 1 | 1 | EA | 1 | Lighting Controls | [7 empty] | Red | [16 empty] | Traditional |  |  | Dimmers | [242 empty] | <a href="https://www.lutron.com/TechnicalDocumentLibrary/0301689.pdf" target="_blank">Installation Instructions</a> | [23 empty] | 2.000 DW |  |  | 2.3000 IN | [89 empty] | 1.000 EA | 1.000 EA | [35 empty] | No | [42 empty] | https://www.lutron.com/TechnicalDocumentLibrary/DivaSatinColors.pdf | [7 empty] | Shelf Stock | [13 empty] | <a href="https://www.lutron.com/TechnicalDocumentLibrary/368-4493_Page_2.pdf" target="_blank">Tech Drawing</a> | [25 empty] | 39122206 | [6 empty] | <a href="https://www.lutron.com/Education-Training/Tools/Pages/InstallDimmer.aspx?syst=Dimmers+%26+Switches&prodn=Diva%c2%ae+dimmer+%26+switch" target="_blank">Product Video Clip</a> | [6 empty] | <a href="https://www.lutron.com/TechnicalDocumentLibrary/369-119_Wallbox_Warranty.pdf" target="_blank">Warranty Information</a> |  |  |  |  | 0.310 L | [14 empty] | 0 | 0 | 0 | 0 | Lighting Fixtures | 2016-07-15 11:54 | 2024-07-20 11:03 | 0000-00-00 00:00:00 | 2024-07-20 11:03 | 0000-00-00 00:00:00
1 | Lutron Electronics | DVSC-10P-TP | 4460-1023 | 4460 | 1023 | Lutron Electronics | DVSC-10P-TP.jpg | 27557508100 | DIVA SATIN COLOR 1000W INC. TAUPE | Diva Dimmer - Satin Finish, Incandescent/Halogen, Single-pole, 120V/1000W in taupe |  | 2.3 | 4.5 |  | DVSC-10P-TP.jpg | http://grandbrass.xologic.com/vendors/4460/large/DVSC-10P-TP.jpg | [47 empty] | 0 | 0 | 0 | [6 empty] | 0 | 1 | 1 | EA | 1 | Lighting Controls | [7 empty] | White | [16 empty] | Traditional |  |  | Dimmers | [242 empty] | <a href="https://www.lutron.com/TechnicalDocumentLibrary/0301689.pdf" target="_blank">Installation Instructions</a> | [23 empty] | 2.000 DW |  |  | 2.3000 IN | [89 empty] | 1.000 EA | 1.000 EA | [35 empty] | No | [42 empty] | https://www.lutron.com/TechnicalDocumentLibrary/DivaSatinColors.pdf | [7 empty] | Shelf Stock | [13 empty] | <a href="https://www.lutron.com/TechnicalDocumentLibrary/368-4493_Page_2.pdf" target="_blank">Tech Drawing</a> | [25 empty] | 39122206 | [6 empty] | <a href="https://www.lutron.com/Education-Training/Tools/Pages/InstallDimmer.aspx?syst=Dimmers+%26+Switches&prodn=Diva%c2%ae+dimmer+%26+switch" target="_blank">Product Video Clip</a> | [6 empty] | <a href="https://www.lutron.com/TechnicalDocumentLibrary/369-119_Wallbox_Warranty.pdf" target="_blank">Warranty Information</a> |  |  |  |  | 0.310 L | [14 empty] | 0 | 0 | 0 | 0 | Lighting Fixtures | 2016-07-15 11:54 | 2024-07-20 11:07 | 0000-00-00 00:00:00 | 2024-07-20 11:07 | 0000-00-00 00:00:00 | [6 empty] | Taupe
1 | Lutron Electronics | DVSC-10P-SW | 4460-1024 | 4460 | 1024 | Lutron Electronics | DVSC-10P-SW.jpg | 27557508124 | DIVA SATIN COLOR 1000W INC. SNOW | Diva Dimmer - Satin Finish, Incandescent/Halogen, Single-pole, 120V/1000W in snow |  | 2.3 | 4.5 |  | DVSC-10P-SW.jpg | http://grandbrass.xologic.com/vendors/4460/large/DVSC-10P-SW.jpg | [47 empty] | 0 | 0 | 0 | [6 empty] | 0 | 1 | 1 | EA | 1 | Lighting Controls | [7 empty] | White | [16 empty] | Traditional |  |  | Dimmers | [242 empty] | <a href="https://www.lutron.com/TechnicalDocumentLibrary/0301689.pdf" target="_blank">Installation Instructions</a> | [23 empty] | 10.000 DW |  |  | 2.3000 IN | [89 empty] | 1.000 EA | 1.000 EA | [35 empty] | No | [42 empty] | https://www.lutron.com/TechnicalDocumentLibrary/DivaSatinColors.pdf | [7 empty] | Shelf Stock | [13 empty] | <a href="https://www.lutron.com/TechnicalDocumentLibrary/368-4493_Page_2.pdf" target="_blank">Tech Drawing</a> | [25 empty] | 39122206 | [6 empty] | <a href="https://www.lutron.com/Education-Training/Tools/Pages/InstallDimmer.aspx?syst=Dimmers+%26+Switches&prodn=Diva%c2%ae+dimmer+%26+switch" target="_blank">Product Video Clip</a> | [6 empty] | <a href="https://www.lutron.com/TechnicalDocumentLibrary/369-119_Wallbox_Warranty.pdf" target="_blank">Warranty Information</a> |  |  |  |  | 0.310 L | [14 empty] | 0 | 0 | 0 | 0 | Lighting Fixtures | 2016-07-15 11:54 | 2024-07-20 11:02 | 0000-00-00 00:00:00 | 2024-07-20 11:02 | 0000-00-00 00:00:00 | [6 empty] | Snow
4 | Lutron Electronics | SC-1-BI | 4460-1025 | 4460 | 1025 | Lutron Electronics | Ecom_SC-1-BI.jpeg | 27557508131 | SATIN COLOR 1-GANG WALLPLATE BISCUIT | Claro Wallplate, Satin Finish, Single-gang in biscuit |  | 3.3 | 4.9 |  | Ecom_SC-1-BI.jpeg | http://grandbrass.xologic.com/vendors/4460/large/Ecom_SC-1-BI.jpeg | [47 empty] | 0 | 0 | 0 | [6 empty] | 0 | 1 | 1 | EA | 1 | Lighting Controls |  |  | Fittings and Hardware |  | Electrical Hardware And Supplies |  | Wallplates | White | [16 empty] | Traditional |  |  | Switch Plates | [266 empty] | 20.000 DW |  |  | 0.6000 IN | [89 empty] | 1.000 EA | 1.000 EA | [35 empty] | No | [42 empty] | https://www.lutron.com/TechnicalDocumentLibrary/maestrosatincolors.pdf | [7 empty] | Shelf Stock | [39 empty] | 39121704 | [13 empty] | <a href="https://www.lutron.com/TechnicalDocumentLibrary/369-119_Wallbox_Warranty.pdf" target="_blank">Warranty Information</a> |  |  |  |  | 0.150 L | [14 empty] | 0 | 0 | 0 | 0 | Electrical | 2016-07-15 11:54 | 2024-07-20 11:06 | 0000-00-00 00:00:00 | 2025-11-29 02:00 | 0000-00-00 00:00:00 | [6 empty] | Biscuit
4 | Lutron Electronics | SC-1-MN | 4460-1026 | 4460 | 1026 | Lutron Electronics | Ecom_SC-1-MN.jpeg | 27557508148 | SATIN COLOR 1-GANG WALLPLATE MIDNIGHT | Claro Wallplate, Satin Finish, Single-gang in midnight |  | 3.3 | 0.6 |  | Ecom_SC-1-MN.jpeg | http://grandbrass.xologic.com/vendors/4460/large/Ecom_SC-1-MN.jpeg | [47 empty] | 0 | 0 | 0 | [6 empty] | 0 | 1 | 1 | EA | 1 | Lighting Controls |  |  | Fittings and Hardware |  | Electrical Hardware And Supplies |  | Wallplates | Black | [16 empty] | Traditional |  |  | Switch Plates | [266 empty] | 20.000 DW |  |  | 4.9000 IN | [89 empty] | 1.000 EA | 1.000 EA | [35 empty] | No | [42 empty] | https://www.lutron.com/TechnicalDocumentLibrary/maestrosatincolors.pdf | [7 empty] | Shelf Stock | [39 empty] | 39121704 | [13 empty] | <a href="https://www.lutron.com/TechnicalDocumentLibrary/369-119_Wallbox_Warranty.pdf" target="_blank">Warranty Information</a> |  |  |  |  | 0.150 L | [14 empty] | 0 | 0 | 0 | 0 | Electrical | 2016-07-15 11:54 | 2024-07-20 11:03 | 0000-00-00 00:00:00 | 2025-11-29 02:00 | 0000-00-00 00:00:00 | [6 empty] | Midnight
4 | Lutron Electronics | SC-1-TP | 4460-1033 | 4460 | 1033 | Lutron Electronics | Ecom_SC-1-TP.jpeg | 27557508261 | SATIN COLOR 1-GANG WALLPLATE TAUPE | Claro Wallplate, Satin Finish, Single-gang in taupe |  | 3.9 | 0.6 |  | Ecom_SC-1-TP.jpeg | http://grandbrass.xologic.com/vendors/4460/large/Ecom_SC-1-TP.jpeg | [47 empty] | 0 | 0 | 0 | [6 empty] | 0 | 1 | 1 | EA | 1 | Lighting Controls |  |  | Fittings and Hardware |  | Electrical Hardware And Supplies |  | Wallplates | Gray | [16 empty] | Traditional |  |  | Switch Plates | [266 empty] | 20.000 DW |  |  | 5.9000 IN | [89 empty] | 1.000 EA | 1.000 EA | [35 empty] | No | [42 empty] | https://www.lutron.com/TechnicalDocumentLibrary/maestrosatincolors.pdf | [7 empty] | Shelf Stock | [39 empty] | 39121704 | [13 empty] | <a href="https://www.lutron.com/TechnicalDocumentLibrary/369-119_Wallbox_Warranty.pdf" target="_blank">Warranty Information</a> |  |  |  |  | 0.100 L | [14 empty] | 0 | 0 | 0 | 0 | Electrical | 2016-07-15 11:55 | 2024-07-20 11:03 | 0000-00-00 00:00:00 | 2025-11-29 02:00 | 0000-00-00 00:00:00 | [6 empty] | Taupe
4 | Lutron Electronics | SC-1-SW | 4460-1034 | 4460 | 1034 | Lutron Electronics | Ecom_SC-1-SW.jpeg | 27557508285 | SATIN COLOR 1-GANG WALLPLATE SNOW | Claro Wallplate, Satin Finish, Single-gang in snow |  | 4.25 | 6.25 |  | Ecom_SC-1-SW.jpeg | http://grandbrass.xologic.com/vendors/4460/large/Ecom_SC-1-SW.jpeg | [47 empty] | 0 | 0 | 0 | [6 empty] | 0 | 1 | 1 | EA | 1 | Lighting Controls |  |  | Fittings and Hardware |  | Electrical Hardware And Supplies |  | Wallplates | White | [16 empty] | Traditional |  |  | Switch Plates | [266 empty] | 20.000 DW |  |  | 0.5400 IN | [89 empty] | 1.000 EA | 1.000 EA | [35 empty] | No | [42 empty] | https://www.lutron.com/TechnicalDocumentLibrary/maestrosatincolors.pdf | [7 empty] | Shelf Stock | [39 empty] | 39121704 | [13 empty] | <a href="https://www.lutron.com/TechnicalDocumentLibrary/369-119_Wallbox_Warranty.pdf" target="_blank">Warranty Information</a> |  |  |  |  | 0.150 L | [14 empty] | 0 | 0 | 0 | 0 | Electrical | 2016-07-15 11:55 | 2024-07-20 11:03 | 0000-00-00 00:00:00 | 2025-11-29 02:00 | 0000-00-00 00:00:00 | [6 empty] | Snow
1 | Lutron Electronics | SC-1PS-BI | 4460-1035 | 4460 | 1035 | Lutron Electronics | Ecom_SC-1PS-BI_nowallplate.jpeg | 27557508292 | SATIN COLOR 1-POLE SWITCH BISCUIT | Lutron Claro 15 Amp, Single-Pole On/Off Rocker Switch, Biscuit |  | 2.3 | 4.5 |  | Ecom_SC-1PS-BI_nowallplate.jpeg | http://grandbrass.xologic.com/vendors/4460/large/Ecom_SC-1PS-BI_nowallplate.jpeg | [47 empty] | 0 | 0 | 0 | [6 empty] | 0 | 1 | 1 | EA | 1 | Lighting Controls | [7 empty] | White | [16 empty] | Traditional |  |  | Lightswitches | [242 empty] | <a href="https://www.lutron.com/TechnicalDocumentLibrary/0301637.pdf" target="_blank">Installation Instructions</a> | [23 empty] | 10.000 DW |  |  | 2.3000 IN | [89 empty] | 1.000 EA | 1.000 EA | [35 empty] | No | [42 empty] | https://www.lutron.com/TechnicalDocumentLibrary/DivaSatinColors.pdf | [7 empty] | Shelf Stock | [13 empty] | <a href="https://www.lutron.com/TechnicalDocumentLibrary/368-4493_Page_1.pdf" target="_blank">Tech Drawing</a> | [25 empty] | 39122226 | [6 empty] | <a href="https://www.lutron.com/Education-Training/Tools/Pages/InstallDimmer.aspx?syst=Dimmers+%26+Switches&prodn=Diva%c2%ae+dimmer+%26+switch" target="_blank">Product Video Clip</a> | [6 empty] | <a href="https://www.lutron.com/TechnicalDocumentLibrary/369-119_Wallbox_Warranty.pdf" target="_blank">Warranty Information</a> |  |  |  |  | 0.200 L | [14 empty] | 0 | 0 | 0 | 0 | Lighting Fixtures | 2016-07-15 11:55 | 2024-07-20 11:04 | 0000-00-00 00:00:00 | 2024-07-20 11:04 | 0000-00-00 00:00:00 | [6 empty] | Biscuit
1 | Lutron Electronics | SC-1PS-MN | 4460-1036 | 4460 | 1036 | Lutron Electronics | Ecom_SC-1PS-MN_nowallplate.jpeg | 27557508308 | SATIN COLOR 1-POLE SWITCH MIDNIGHT | Lutron Claro 15 Amp, Single-Pole On/Off Rocker Switch, Midnight |  | 2.3 | 4.5 |  | Ecom_SC-1PS-MN_nowallplate.jpeg | http://grandbrass.xologic.com/vendors/4460/large/Ecom_SC-1PS-MN_nowallplate.jpeg | [47 empty] | 0 | 0 | 0 | [6 empty] | 0 | 1 | 1 | EA | 1 | Lighting Controls | [7 empty] | Black | [16 empty] | Traditional |  |  | Lightswitches | [242 empty] | <a href="https://www.lutron.com/TechnicalDocumentLibrary/0301637.pdf" target="_blank">Installation Instructions</a> | [23 empty] | 10.000 DW |  |  | 2.3000 IN | [89 empty] | 1.000 EA | 1.000 EA | [35 empty] | No | [42 empty] | https://www.lutron.com/TechnicalDocumentLibrary/DivaSatinColors.pdf | [7 empty] | Shelf Stock | [13 empty] | <a href="https://www.lutron.com/TechnicalDocumentLibrary/368-4493_Page_1.pdf" target="_blank">Tech Drawing</a> | [25 empty] | 39122226 | [6 empty] | <a href="https://www.lutron.com/Education-Training/Tools/Pages/InstallDimmer.aspx?syst=Dimmers+%26+Switches&prodn=Diva%c2%ae+dimmer+%26+switch" target="_blank">Product Video Clip</a> | [6 empty] | <a href="https://www.lutron.com/TechnicalDocumentLibrary/369-119_Wallbox_Warranty.pdf" target="_blank">Warranty Information</a> |  |  |  |  | 0.200 L | [14 empty] | 0 | 0 | 0 | 0 | Lighting Fixtures | 2016-07-15 11:55 | 2024-07-20 11:02 | 0000-00-00 00:00:00 | 2024-07-20 11:02 | 0000-00-00 00:00:00 | [6 empty] | Midnight
1 | Lutron Electronics | SC-1PS-TP | 4460-1044 | 4460 | 1044 | Lutron Electronics | Ecom_SC-1PS-TP_nowallplate.jpeg | 27557508438 | SATIN COLOR 1-POLE SWITCH TAUPE | Lutron Claro 15 Amp, Single-Pole On/Off Rocker Switch, Taupe |  | 2.3 | 4.5 |  | Ecom_SC-1PS-TP_nowallplate.jpeg | http://grandbrass.xologic.com/vendors/4460/large/Ecom_SC-1PS-TP_nowallplate.jpeg | [47 empty] | 0 | 0 | 0 | [6 empty] | 0 | 1 | 1 | EA | 1 | Lighting Controls | [7 empty] | Gray | [16 empty] | Traditional |  |  | Lightswitches | [242 empty] | <a href="https://www.lutron.com/TechnicalDocumentLibrary/0301637.pdf" target="_blank">Installation Instructions</a> | [23 empty] | 10.000 DW |  |  | 2.3000 IN | [89 empty] | 1.000 EA | 1.000 EA | [35 empty] | No | [42 empty] | https://www.lutron.com/TechnicalDocumentLibrary/DivaSatinColors.pdf | [7 empty] | Shelf Stock | [13 empty] | <a href="https://www.lutron.com/TechnicalDocumentLibrary/368-4493_Page_1.pdf" target="_blank">Tech Drawing</a> | [25 empty] | 39122226 | [6 empty] | <a href="https://www.lutron.com/Education-Training/Tools/Pages/InstallDimmer.aspx?syst=Dimmers+%26+Switches&prodn=Diva%c2%ae+dimmer+%26+switch" target="_blank">Product Video Clip</a> | [6 empty] | <a href="https://www.lutron.com/TechnicalDocumentLibrary/369-119_Wallbox_Warranty.pdf" target="_blank">Warranty Information</a> |  |  |  |  | 0.200 L | [14 empty] | 0 | 0 | 0 | 0 | Lighting Fixtures | 2016-07-15 11:55 | 2024-07-20 11:02 | 0000-00-00 00:00:00 | 2024-07-20 11:02 | 0000-00-00 00:00:00 | [6 empty] | Taupe
1 | Lutron Electronics | SC-1PS-SW | 4460-1045 | 4460 | 1045 | Lutron Electronics | Ecom_SC-1PS-SW_nowallplate.jpeg | 27557508452 | SATIN COLOR 1-POLE SWITCH SNOW | Lutron Claro 15 Amp, Single-Pole On/Off Rocker Switch, Snow |  | 2.3 | 4.5 |  | Ecom_SC-1PS-SW_nowallplate.jpeg | http://grandbrass.xologic.com/vendors/4460/large/Ecom_SC-1PS-SW_nowallplate.jpeg | [47 empty] | 0 | 0 | 0 | [6 empty] | 0 | 1 | 1 | EA | 1 | Lighting Controls | [7 empty] | White | [16 empty] | Traditional |  |  | Lightswitches | [242 empty] | <a href="https://www.lutron.com/TechnicalDocumentLibrary/0301637.pdf" target="_blank">Installation Instructions</a> | [23 empty] | 10.000 DW |  |  | 2.3000 IN | [89 empty] | 1.000 EA | 1.000 EA | [35 empty] | No | [42 empty] | https://www.lutron.com/TechnicalDocumentLibrary/DivaSatinColors.pdf | [7 empty] | Shelf Stock | [13 empty] | <a href="https://www.lutron.com/TechnicalDocumentLibrary/368-4493_Page_1.pdf" target="_blank">Tech Drawing</a> | [25 empty] | 39122226 | [6 empty] | <a href="https://www.lutron.com/Education-Training/Tools/Pages/InstallDimmer.aspx?syst=Dimmers+%26+Switches&prodn=Diva%c2%ae+dimmer+%26+switch" target="_blank">Product Video Clip</a> | [6 empty] | <a href="https://www.lutron.com/TechnicalDocumentLibrary/369-119_Wallbox_Warranty.pdf" target="_blank">Warranty Information</a> |  |  |  |  | 0.200 L | [14 empty] | 0 | 0 | 0 | 0 | Lighting Fixtures | 2016-07-15 11:55 | 2024-07-20 11:04 | 0000-00-00 00:00:00 | 2024-07-20 11:04 | 0000-00-00 00:00:00 | [6 empty] | Snow
4 | Lutron Electronics | SC-2-BI | 4460-1046 | 4460 | 1046 | Lutron Electronics | Ecom_SC-2-BI.jpeg | 27557508469 | SATIN COLOR 2-GANG WALLPLATE BISCUIT | Claro Wallplate, Satin Finish, Two-gang in biscuit |  | 6 | 6.75 |  | Ecom_SC-2-BI.jpeg | http://grandbrass.xologic.com/vendors/4460/large/Ecom_SC-2-BI.jpeg | [47 empty] | 0 | 0 | 0 | [6 empty] | 0 | 1 | 1 | EA | 1 | Lighting Controls |  |  | Fittings and Hardware |  | Electrical Hardware And Supplies |  | Wallplates | White | [16 empty] | Traditional |  |  | Switch Plates | [266 empty] | 10.000 DW |  |  | 0.6000 IN | [89 empty] | 1.000 EA | 1.000 EA | [35 empty] | No | [42 empty] | https://www.lutron.com/TechnicalDocumentLibrary/maestrosatincolors.pdf | [7 empty] | Shelf Stock | [39 empty] | 39121704 | [13 empty] | <a href="https://www.lutron.com/TechnicalDocumentLibrary/369-119_Wallbox_Warranty.pdf" target="_blank">Warranty Information</a> |  |  |  |  | 0.150 L | [14 empty] | 0 | 0 | 0 | 0 | Electrical | 2016-07-15 11:55 | 2024-07-20 11:02 | 0000-00-00 00:00:00 | 2025-11-29 02:00 | 0000-00-00 00:00:00 | [6 empty] | Biscuit
4 | Lutron Electronics | SC-2-MN | 4460-1047 | 4460 | 1047 | Lutron Electronics | Ecom_SC-2-MN.jpeg | 27557508476 | SATIN COLOR 2-GANG WALLPLATE MIDNIGHT | Claro Wallplate, Satin Finish, Two-gang in midnight |  | 5.2 | 5.1 |  | Ecom_SC-2-MN.jpeg | http://grandbrass.xologic.com/vendors/4460/large/Ecom_SC-2-MN.jpeg | [47 empty] | 0 | 0 | 0 | [6 empty] | 0 | 1 | 1 | EA | 1 | Lighting Controls |  |  | Fittings and Hardware |  | Electrical Hardware And Supplies |  | Wallplates | Black | [16 empty] | Traditional |  |  | Switch Plates | [266 empty] | 10.000 DW |  |  | 0.3000 IN | [89 empty] | 1.000 EA | 1.000 EA | [35 empty] | No | [42 empty] | https://www.lutron.com/TechnicalDocumentLibrary/maestrosatincolors.pdf | [7 empty] | Shelf Stock | [39 empty] | 39121704 | [13 empty] | <a href="https://www.lutron.com/TechnicalDocumentLibrary/369-119_Wallbox_Warranty.pdf" target="_blank">Warranty Information</a> |  |  |  |  | 0.150 L | [14 empty] | 0 | 0 | 0 | 0 | Electrical | 2016-07-15 11:55 | 2024-07-20 11:00 | 0000-00-00 00:00:00 | 2025-11-29 02:00 | 0000-00-00 00:00:00 | [6 empty] | Midnight
1 | Lutron Electronics | AY-10PH-BR | 4460-1050 | 4460 | 1050 | Lutron Electronics | AY-10PH-BR.jpg | 27557508728 | ARIADNI 1000W PRESET BROWN CLAMSHELL | Ariadni Dimmer, Incandescent/Halogen, Single-pole, preset, 120V/1000W clamshell packaging in brown |  | 4.1 | 6.1 |  | AY-10PH-BR.jpg | http://grandbrass.xologic.com/vendors/4460/large/AY-10PH-BR.jpg | [47 empty] | 0 | 0 | 0 | [6 empty] | 0 | 1 | 1 | EA | 1 | Lighting Controls | [7 empty] | Brown | [16 empty] | Traditional |  |  | Dimmers | [242 empty] | <a href="https://www.lutron.com/TechnicalDocumentLibrary/0301689.pdf" target="_blank">Installation Instructions</a> | [23 empty] | 2.000 DW |  |  | 2.3000 IN | [89 empty] | 1.000 EA | 1.000 EA | [35 empty] | No | [42 empty] | https://assets.lutron.com/a/documents/spec%20guide%20volume%201%20with%20addendums.pdf#page=50 | [7 empty] | Shelf Stock | [13 empty] | <a href="https://www.lutron.com/TechnicalDocumentLibrary/368-4493_Page_2.pdf" target="_blank">Tech Drawing</a> | [25 empty] | 39122206 | [6 empty] | <a href="https://www.lutron.com/Education-Training/Tools/Pages/InstallDimmer.aspx?syst=Dimmers+%26+Switches&prodn=Ariadni%c2%ae+%2f+Toggler%c2%ae+dimmer" target="_blank">Product Video Clip</a> | [6 empty] | <a href="https://www.lutron.com/TechnicalDocumentLibrary/369-119_Wallbox_Warranty.pdf" target="_blank">Warranty Information</a> |  |  |  |  | 0.300 L | [14 empty] | 0 | 0 | 0 | 0 | Lighting Fixtures | 2016-07-15 11:55 | 2024-07-20 11:02 | 0000-00-00 00:00:00 | 2024-07-20 11:02 | 0000-00-00 00:00:00 | [6 empty] | Brown
1 | Lutron Electronics | AY-103PH-BR | 4460-1051 | 4460 | 1051 | Lutron Electronics | AY-103PH-BR.jpg | 27557508735 | ARIADNI 1000W 3WAY PRESET | Ariadni Dimmer, Incandescent/Halogen, 3-way, preset, 120V/1000W clamshell packaging in brown |  | 2.4 | 5.8 |  | AY-103PH-BR.jpg | http://grandbrass.xologic.com/vendors/4460/large/AY-103PH-BR.jpg | [47 empty] | 0 | 0 | 0 | [6 empty] | 0 | 1 | 1 | EA | 1 | Lighting Controls | [7 empty] | Brown | [16 empty] | Traditional |  |  | Dimmers | [242 empty] | <a href="https://www.lutron.com/TechnicalDocumentLibrary/0301689.pdf" target="_blank">Installation Instructions</a> | [23 empty] | 2.000 DW |  |  | 4.0000 IN | [89 empty] | 1.000 EA | 1.000 EA | [35 empty] | No | [42 empty] | https://assets.lutron.com/a/documents/spec%20guide%20volume%201%20with%20addendums.pdf#page=50 | [7 empty] | Shelf Stock | [13 empty] | <a href="https://www.lutron.com/TechnicalDocumentLibrary/368-4493_Page_5.pdf" target="_blank">Tech Drawing</a> | [25 empty] | 39122206 | [6 empty] | <a href="https://www.lutron.com/Education-Training/Tools/Pages/InstallDimmer.aspx?syst=Dimmers+%26+Switches&prodn=Ariadni%c2%ae+%2f+Toggler%c2%ae+dimmer" target="_blank">Product Video Clip</a> | [6 empty] | <a href="https://www.lutron.com/TechnicalDocumentLibrary/369-119_Wallbox_Warranty.pdf" target="_blank">Warranty Information</a> |  |  |  |  | 0.280 L | [14 empty] | 0 | 0 | 0 | 0 | Lighting Fixtures | 2016-07-15 11:55 | 2024-07-20 11:02 | 0000-00-00 00:00:00 | 2024-07-20 11:02 | 0000-00-00 00:00:00 | [6 empty] | Brown
4 | Lutron Electronics | SCR-15-MN | 4460-1052 | 4460 | 1052 | Lutron Electronics | Ecom_SCR-15-MN_nowallplate.jpeg | 27557509480 | SATIN COLOR 15 AMP RECEPTACLE MIDNIGHT | Lutron Claro 15 Amp Duplex Outlet, Midnight |  | 2.3 | 4.5 |  | Ecom_SCR-15-MN_nowallplate.jpeg | http://grandbrass.xologic.com/vendors/4460/large/Ecom_SCR-15-MN_nowallplate.jpeg | [47 empty] | 0 | 0 | 0 | [6 empty] | 0 | 1 | 1 | EA | 1 | Lighting Controls |  |  | Electrical Distribution Equipment |  | Receptacles |  | Electrical Receptacles | Black | [16 empty] | Traditional |  |  | Other Lighting Controls | [242 empty] | <a href="https://www.lutron.com/TechnicalDocumentLibrary/0301636.pdf" target="_blank">Installation Instructions</a> | [23 empty] | 10.000 DW |  |  | 2.3000 IN | [89 empty] | 1.000 EA | 1.000 EA | [35 empty] | No | [42 empty] | https://www.lutron.com/TechnicalDocumentLibrary/maestrosatincolors.pdf | [7 empty] | Shelf Stock | [13 empty] | <a href="https://www.lutron.com/TechnicalDocumentLibrary/368-4493_Page_20.pdf" target="_blank">Tech Drawing</a> | [25 empty] | 39121406 | [13 empty] | <a href="https://www.lutron.com/TechnicalDocumentLibrary/369-119_Wallbox_Warranty.pdf" target="_blank">Warranty Information</a> |  |  |  |  | 0.250 L | [14 empty] | 0 | 0 | 0 | 0 | Electrical | 2016-07-15 11:55 | 2024-07-20 11:02 | 0000-00-00 00:00:00 | 2025-11-29 02:00 | 0000-00-00 00:00:00 | [6 empty] | Midnight
4 | Lutron Electronics | SCR-15-TP | 4460-1059 | 4460 | 1059 | Lutron Electronics | SCR-15-TP.jpeg | 27557509619 | SATIN COLOR 15 AMP RECEPTACLE TAUPE | Lutron Claro 15 Amp Duplex Outlet, Taupe |  | 2.3 | 4.5 |  | SCR-15-TP.jpeg | http://grandbrass.xologic.com/vendors/4460/large/SCR-15-TP.jpeg | [47 empty] | 0 | 0 | 0 | [6 empty] | 0 | 1 | 1 | EA | 1 | Lighting Controls |  |  | Electrical Distribution Equipment |  | Receptacles |  | Electrical Receptacles | Gray | [16 empty] | Traditional |  |  | Other Lighting Controls | [242 empty] | <a href="https://www.lutron.com/TechnicalDocumentLibrary/0301636.pdf" target="_blank">Installation Instructions</a> | [23 empty] | 10.000 DW |  |  | 2.3000 IN | [89 empty] | 1.000 EA | 1.000 EA | [35 empty] | No | [42 empty] | https://www.lutron.com/TechnicalDocumentLibrary/maestrosatincolors.pdf | [7 empty] | Shelf Stock | [13 empty] | <a href="https://www.lutron.com/TechnicalDocumentLibrary/368-4493_Page_20.pdf" target="_blank">Tech Drawing</a> | [25 empty] | 39121406 | [13 empty] | <a href="https://www.lutron.com/TechnicalDocumentLibrary/369-119_Wallbox_Warranty.pdf" target="_blank">Warranty Information</a> |  |  |  |  | 0.250 L | [14 empty] | 0 | 0 | 0 | 0 | Electrical | 2016-07-15 11:55 | 2024-07-20 11:02 | 0000-00-00 00:00:00 | 2025-11-29 02:00 | 0000-00-00 00:00:00 | [6 empty] | Taupe
4 | Lutron Electronics | SCR-15-SW | 4460-1060 | 4460 | 1060 | Lutron Electronics | SCR-15-SW.jpg | 27557509633 | SATIN COLOR 15 AMP RECEPTACLE SNOW | Lutron Claro 15 Amp Duplex Outlet, Snow |  | 2.3 | 4.5 |  | SCR-15-SW.jpg | http://grandbrass.xologic.com/vendors/4460/large/SCR-15-SW.jpg | [47 empty] | 0 | 0 | 0 | [6 empty] | 0 | 1 | 1 | EA | 1 | Lighting Controls |  |  | Electrical Distribution Equipment |  | Receptacles |  | Electrical Receptacles | White | [16 empty] | Traditional |  |  | Other Lighting Controls | [242 empty] | <a href="https://www.lutron.com/TechnicalDocumentLibrary/0301636.pdf" target="_blank">Installation Instructions</a> | [23 empty] | 10.000 DW |  |  | 2.3000 IN | [89 empty] | 1.000 EA | 1.000 EA | [35 empty] | No | [42 empty] | https://www.lutron.com/TechnicalDocumentLibrary/maestrosatincolors.pdf | [7 empty] | Shelf Stock | [13 empty] | <a href="https://www.lutron.com/TechnicalDocumentLibrary/368-4493_Page_20.pdf" target="_blank">Tech Drawing</a> | [25 empty] | 39121406 | [13 empty] | <a href="https://www.lutron.com/TechnicalDocumentLibrary/369-119_Wallbox_Warranty.pdf" target="_blank">Warranty Information</a> |  |  |  |  | 0.250 L | [14 empty] | 0 | 0 | 0 | 0 | Electrical | 2016-07-15 11:55 | 2024-07-20 11:06 | 0000-00-00 00:00:00 | 2025-11-29 02:00 | 0000-00-00 00:00:00 | [6 empty] | Snow
1 | Lutron Electronics | MA-RH-AL | 4460-1063 | 4460 | 1063 | Lutron Electronics | Ecom_MA-R-AL_NoWallplate.jpeg | 27557509985 | MAESTRO REMOTE DIMMER ALMOND | Maestro Companion dimmer for multi-location use, 120V, Gloss finish, clamshell packaging in almond |  | 4.1 | 6.1 |  | Ecom_MA-R-AL_NoWallplate.jpeg | http://grandbrass.xologic.com/vendors/4460/large/Ecom_MA-R-AL_NoWallplate.jpeg | [47 empty] | 0 | 0 | 0 | [6 empty] | 0 | 1 | 1 | EA | 1 | Specialty Items | [7 empty] | Nickel | [16 empty] | Traditional |  |  | Lighting Accessories | [49 empty] | <a href="https://www.lutron.com/TechnicalDocumentLibrary/367-1015.pdf" target="_blank">Manufacturer Brochure</a> | [192 empty] | <a href="https://www.lutron.com/TechnicalDocumentLibrary/0301940.pdf" target="_blank">Installation Instructions</a> | [23 empty] | 10.000 DW |  |  | 2.5000 IN | [89 empty] | 1.000 EA | 1.000 EA | [35 empty] | No | [42 empty] | https://www.lutron.com/TechnicalDocumentLibrary/Maestro.pdf | [7 empty] | Shelf Stock | [13 empty] | <a href="https://www.lutron.com/TechnicalDocumentLibrary/368-4493_Page_9.pdf" target="_blank">Tech Drawing</a> | [25 empty] | 39122221 | [6 empty] | <a href="https://www.lutron.com/Education-Training/Tools/Pages/InstallDimmer.aspx?syst=Dimmers+%26+Switches&prodn=Maestro+IR%c2%ae+dimmer" target="_blank">Product Video Clip</a> | [6 empty] | <a href="https://www.lutron.com/TechnicalDocumentLibrary/369-119_Wallbox_Warranty.pdf" target="_blank">Warranty Information</a> |  |  |  |  | 0.200 L | [14 empty] | 0 | 0 | 0 | 0 | Lighting Fixtures | 2016-07-15 11:55 | 2024-07-20 11:04 | 0000-00-00 00:00:00 | 2024-07-20 11:04 | 0000-00-00 00:00:00 | [6 empty] | Almond
1 | Lutron Electronics | MA-RH-LA | 4460-1064 | 4460 | 1064 | Lutron Electronics | Ecom_MA-R-LA_NoWallplate.jpeg | 27557509992 | MAESTRO REMOTE DIMMER | Maestro Companion dimmer for multi-location use, 120V, Gloss finish, clamshell packaging in light almond |  | 4.1 | 6.1 |  | Ecom_MA-R-LA_NoWallplate.jpeg | http://grandbrass.xologic.com/vendors/4460/large/Ecom_MA-R-LA_NoWallplate.jpeg | [47 empty] | 0 | 0 | 0 | [6 empty] | 0 | 1 | 1 | EA | 1 | Specialty Items | [7 empty] | White | [16 empty] | Traditional |  |  | Lighting Accessories | [49 empty] | <a href="https://www.lutron.com/TechnicalDocumentLibrary/367-1015.pdf" target="_blank">Manufacturer Brochure</a> | [192 empty] | <a href="https://www.lutron.com/TechnicalDocumentLibrary/0301940.pdf" target="_blank">Installation Instructions</a> | [23 empty] | 10.000 DW |  |  | 2.5000 IN | [89 empty] | 1.000 EA | 1.000 EA | [35 empty] | No | [42 empty] | https://www.lutron.com/TechnicalDocumentLibrary/Maestro.pdf | [7 empty] | Shelf Stock | [13 empty] | <a href="https://www.lutron.com/TechnicalDocumentLibrary/368-4493_Page_9.pdf" target="_blank">Tech Drawing</a> | [25 empty] | 39122221 | [6 empty] | <a href="https://www.lutron.com/Education-Training/Tools/Pages/InstallDimmer.aspx?syst=Dimmers+%26+Switches&prodn=Maestro+IR%c2%ae+dimmer" target="_blank">Product Video Clip</a> | [6 empty] | <a href="https://www.lutron.com/TechnicalDocumentLibrary/369-119_Wallbox_Warranty.pdf" target="_blank">Warranty Information</a> |  |  |  |  | 0.200 L | [14 empty] | 0 | 0 | 0 | 0 | Lighting Fixtures | 2016-07-15 11:55 | 2024-07-20 11:07 | 0000-00-00 00:00:00 | 2024-07-20 11:07 | 0000-00-00 00:00:00
1 | Lutron Electronics | DVSCELV-303P-TP | 4460-1068 | 4460 | 1068 | Lutron Electronics | DVSCELV-303P-TP.jpg | 27557510080 | DIVA SATIN COLOR 300 WATT 3-WAY ELV TP | Diva Dimmer - Satin Finish, Electronic Low-Voltage, 3-way, 120V/300W in taupe |  | 2.3 | 4.5 |  | DVSCELV-303P-TP.jpg | http://grandbrass.xologic.com/vendors/4460/large/DVSCELV-303P-TP.jpg | [47 empty] | 0 | 0 | 0 | [6 empty] | 0 | 1 | 1 | EA | 1 | Lighting Controls | [7 empty] | White | [16 empty] | Traditional |  |  | Dimmers | [242 empty] | <a href="https://www.lutron.com/TechnicalDocumentLibrary/0301295.pdf" target="_blank">Installation Instructions</a> | [23 empty] | 10.000 DW |  |  | 2.3000 IN | [89 empty] | 1.000 EA | 1.000 EA | [35 empty] | No | [42 empty] | https://www.lutron.com/TechnicalDocumentLibrary/DivaSatinColors.pdf | [7 empty] | Shelf Stock | [13 empty] | <a href="https://www.lutron.com/TechnicalDocumentLibrary/368-4493_Page_39.pdf" target="_blank">Tech Drawing</a> | [25 empty] | 39122206 | [6 empty] | <a href="https://www.lutron.com/Education-Training/Tools/Pages/InstallDimmer.aspx?syst=Dimmers+%26+Switches&prodn=Diva%c2%ae+dimmer+%26+switch" target="_blank">Product Video Clip</a> | [6 empty] | <a href="https://www.lutron.com/TechnicalDocumentLibrary/369-119_Wallbox_Warranty.pdf" target="_blank">Warranty Information</a> |  |  |  |  | 0.250 L | [14 empty] | 0 | 0 | 0 | 0 | Lighting Fixtures | 2016-07-15 11:56 | 2024-07-20 11:03 | 0000-00-00 00:00:00 | 2024-07-20 11:03 | 0000-00-00 00:00:00 | [6 empty] | Taupe
1 | Lutron Electronics | DVSCELV-303P-SW | 4460-1069 | 4460 | 1069 | Lutron Electronics | DVSCELV-303P-SW.jpg | 27557510103 | DIVA SATIN COLOR 300 WATT 3-WAY ELV SNOW | Diva Dimmer - Satin Finish, Electronic Low-Voltage, 3-way, 120V/300W in snow |  | 2.3 | 4.5 |  | DVSCELV-303P-SW.jpg | http://grandbrass.xologic.com/vendors/4460/large/DVSCELV-303P-SW.jpg | [47 empty] | 0 | 0 | 0 | [6 empty] | 0 | 1 | 1 | EA | 1 | Lighting Controls | [7 empty] | White | [16 empty] | Traditional |  |  | Dimmers | [242 empty] | <a href="https://www.lutron.com/TechnicalDocumentLibrary/0301295.pdf" target="_blank">Installation Instructions</a> | [23 empty] | 10.000 DW |  |  | 2.3000 IN | [89 empty] | 1.000 EA | 1.000 EA | [35 empty] | No | [42 empty] | https://www.lutron.com/TechnicalDocumentLibrary/DivaSatinColors.pdf | [7 empty] | Shelf Stock | [13 empty] | <a href="https://www.lutron.com/TechnicalDocumentLibrary/368-4493_Page_39.pdf" target="_blank">Tech Drawing</a> | [25 empty] | 39122206 | [6 empty] | <a href="https://www.lutron.com/Education-Training/Tools/Pages/InstallDimmer.aspx?syst=Dimmers+%26+Switches&prodn=Diva%c2%ae+dimmer+%26+switch" target="_blank">Product Video Clip</a> | [6 empty] | <a href="https://www.lutron.com/TechnicalDocumentLibrary/369-119_Wallbox_Warranty.pdf" target="_blank">Warranty Information</a> |  |  |  |  | 0.250 L | [14 empty] | 0 | 0 | 0 | 0 | Lighting Fixtures | 2016-07-15 11:56 | 2024-07-20 11:06 | 0000-00-00 00:00:00 | 2024-07-20 11:06 | 0000-00-00 00:00:00 | [6 empty] | Snow
1 | Lutron Electronics | DVSCLV-600P-BI | 4460-1070 | 4460 | 1070 | Lutron Electronics | DVSCLV-600P-BI.jpg | 27557510110 | DIVA SATIN COLOR 600W MLV BISCUIT | Diva Dimmer - Satin Finish, Magnetic Low-Voltage, Single-pole, 120V/600VA (450W) in biscuit |  | 2.3 | 4.5 |  | DVSCLV-600P-BI.jpg | http://grandbrass.xologic.com/vendors/4460/large/DVSCLV-600P-BI.jpg | [47 empty] | 0 | 0 | 0 | [6 empty] | 0 | 1 | 1 | EA | 1 | Lighting Controls | [7 empty] | White | [16 empty] | Traditional |  |  | Dimmers | [242 empty] | <a href="https://www.lutron.com/TechnicalDocumentLibrary/030699c.pdf" target="_blank">Installation Instructions</a> | [23 empty] | 10.000 DW |  |  | 2.3000 IN | [89 empty] | 1.000 EA | 1.000 EA | [35 empty] | No | [42 empty] | https://www.lutron.com/TechnicalDocumentLibrary/DivaSatinColors.pdf | [7 empty] | Shelf Stock | [13 empty] | <a href="https://www.lutron.com/TechnicalDocumentLibrary/368-4493_Page_2.pdf" target="_blank">Tech Drawing</a> | [25 empty] | 39122206 | [6 empty] | <a href="https://www.lutron.com/Education-Training/Tools/Pages/InstallDimmer.aspx?syst=Dimmers+%26+Switches&prodn=Diva%c2%ae+dimmer+%26+switch" target="_blank">Product Video Clip</a> | [6 empty] | <a href="https://www.lutron.com/TechnicalDocumentLibrary/369-119_Wallbox_Warranty.pdf" target="_blank">Warranty Information</a> |  |  |  |  | 0.300 L | [14 empty] | 0 | 0 | 0 | 0 | Lighting Fixtures | 2016-07-15 11:56 | 2024-07-20 11:02 | 0000-00-00 00:00:00 | 2024-07-20 11:02 | 0000-00-00 00:00:00 | [6 empty] | Biscuit
1 | Lutron Electronics | DVSCLV-600P-MN | 4460-1071 | 4460 | 1071 | Lutron Electronics | DVSCLV-600P-MN.jpg | 27557510127 | DIVA SATIN COLOR 600W MLV MIDNIGHT | Diva Dimmer - Satin Finish, Magnetic Low-Voltage, Single-pole, 120V/600VA (450W) in midnight |  | 2.3 | 4.5 |  | DVSCLV-600P-MN.jpg | http://grandbrass.xologic.com/vendors/4460/large/DVSCLV-600P-MN.jpg | [47 empty] | 0 | 0 | 0 | [6 empty] | 0 | 1 | 1 | EA | 1 | Lighting Controls | [7 empty] | Black | [16 empty] | Traditional |  |  | Dimmers | [242 empty] | <a href="https://www.lutron.com/TechnicalDocumentLibrary/030699c.pdf" target="_blank">Installation Instructions</a> | [23 empty] | 10.000 DW |  |  | 2.3000 IN | [89 empty] | 1.000 EA | 1.000 EA | [35 empty] | No | [42 empty] | https://www.lutron.com/TechnicalDocumentLibrary/DivaSatinColors.pdf | [7 empty] | Shelf Stock | [13 empty] | <a href="https://www.lutron.com/TechnicalDocumentLibrary/368-4493_Page_2.pdf" target="_blank">Tech Drawing</a> | [25 empty] | 39122206 | [6 empty] | <a href="https://www.lutron.com/Education-Training/Tools/Pages/InstallDimmer.aspx?syst=Dimmers+%26+Switches&prodn=Diva%c2%ae+dimmer+%26+switch" target="_blank">Product Video Clip</a> | [6 empty] | <a href="https://www.lutron.com/TechnicalDocumentLibrary/369-119_Wallbox_Warranty.pdf" target="_blank">Warranty Information</a> |  |  |  |  | 0.300 L | [14 empty] | 0 | 0 | 0 | 0 | Lighting Fixtures | 2016-07-15 11:56 | 2024-07-20 11:06 | 0000-00-00 00:00:00 | 2024-07-20 11:06 | 0000-00-00 00:00:00 | [6 empty] | Midnight
1 | Lutron Electronics | AYLV-600PH-WH | 4460-1076 | 4460 | 1076 | Lutron Electronics | AYLV-600PH-WH.jpg | 27557510219 | ARIADNI LOW VOLT 600VA PRESET WH CLAM | Ariadni Dimmer, Magnetic Low-Voltage, Single-pole, preset, 120V/600VA (450W) clamshell packaging in white |  | 4.1 | 2.5 |  | AYLV-600PH-WH.jpg | http://grandbrass.xologic.com/vendors/4460/large/AYLV-600PH-WH.jpg | [47 empty] | 0 | 0 | 0 | [6 empty] | 0 | 1 | 1 | EA | 1 | Lighting Controls | [7 empty] | White | [16 empty] | Traditional |  |  | Dimmers | [242 empty] | <a href="https://www.lutron.com/TechnicalDocumentLibrary/0301273.pdf" target="_blank">Installation Instructions</a> | [23 empty] | 10.000 DW |  |  | 6.1000 IN | [89 empty] | 1.000 EA | 1.000 EA | [35 empty] | No | [42 empty] | https://assets.lutron.com/a/documents/spec%20guide%20volume%201%20with%20addendums.pdf#page=50 | [7 empty] | Shelf Stock | [13 empty] | <a href="https://www.lutron.com/TechnicalDocumentLibrary/368-4493_Page_1.pdf" target="_blank">Tech Drawing</a> | [25 empty] | 39122206 | [6 empty] | <a href="https://www.lutron.com/Education-Training/Tools/Pages/InstallDimmer.aspx?syst=Dimmers+%26+Switches&prodn=Ariadni%c2%ae+%2f+Toggler%c2%ae+dimmer" target="_blank">Product Video Clip</a> | [6 empty] | <a href="https://www.lutron.com/TechnicalDocumentLibrary/369-119_Wallbox_Warranty.pdf" target="_blank">Warranty Information</a> |  |  |  |  | 0.250 L | [14 empty] | 0 | 0 | 0 | 0 | Lighting Fixtures | 2016-07-15 11:56 | 2024-07-20 11:03 | 0000-00-00 00:00:00 | 2024-07-20 11:03 | 0000-00-00 00:00:00 | [6 empty] | White
1 | Lutron Electronics | DVSCLV-600P-TP | 4460-1080 | 4460 | 1080 | Lutron Electronics | DVSCLV-600P-TP.jpg | 27557510516 | DIVA SATIN COLOR 600W MLV TAUPE | Diva Dimmer - Satin Finish, Magnetic Low-Voltage, Single-pole, 120V/600VA (450W) in taupe |  | 2.3 | 4.5 |  | DVSCLV-600P-TP.jpg | http://grandbrass.xologic.com/vendors/4460/large/DVSCLV-600P-TP.jpg | [47 empty] | 0 | 0 | 0 | [6 empty] | 0 | 1 | 1 | EA | 1 | Lighting Controls | [7 empty] | White | [16 empty] | Traditional |  |  | Dimmers | [242 empty] | <a href="https://www.lutron.com/TechnicalDocumentLibrary/030699c.pdf" target="_blank">Installation Instructions</a> | [23 empty] | 10.000 DW |  |  | 2.3000 IN | [89 empty] | 1.000 EA | 1.000 EA | [35 empty] | No | [42 empty] | https://www.lutron.com/TechnicalDocumentLibrary/DivaSatinColors.pdf | [7 empty] | Shelf Stock | [13 empty] | <a href="https://www.lutron.com/TechnicalDocumentLibrary/368-4493_Page_2.pdf" target="_blank">Tech Drawing</a> | [25 empty] | 39122206 | [6 empty] | <a href="https://www.lutron.com/Education-Training/Tools/Pages/InstallDimmer.aspx?syst=Dimmers+%26+Switches&prodn=Diva%c2%ae+dimmer+%26+switch" target="_blank">Product Video Clip</a> | [6 empty] | <a href="https://www.lutron.com/TechnicalDocumentLibrary/369-119_Wallbox_Warranty.pdf" target="_blank">Warranty Information</a> |  |  |  |  | 0.300 L | [14 empty] | 0 | 0 | 0 | 0 | Lighting Fixtures | 2016-07-15 11:56 | 2024-07-20 11:07 | 0000-00-00 00:00:00 | 2024-07-20 11:07 | 0000-00-00 00:00:00 | [6 empty] | Taupe
1 | Lutron Electronics | DVSCLV-600P-SW | 4460-1081 | 4460 | 1081 | Lutron Electronics | DVSCLV-600P-SW.jpg | 27557510530 | DIVA SATIN COLOR 600W MLV SNOW | Diva Dimmer - Satin Finish, Magnetic Low-Voltage, Single-pole, 120V/600VA (450W) in snow |  | 2.3 | 4.5 |  | DVSCLV-600P-SW.jpg | http://grandbrass.xologic.com/vendors/4460/large/DVSCLV-600P-SW.jpg | [47 empty] | 0 | 0 | 0 | [6 empty] | 0 | 1 | 1 | EA | 1 | Lighting Controls | [7 empty] | White | [16 empty] | Traditional |  |  | Dimmers | [242 empty] | <a href="https://www.lutron.com/TechnicalDocumentLibrary/030699c.pdf" target="_blank">Installation Instructions</a> | [23 empty] | 10.000 DW |  |  | 2.3000 IN | [89 empty] | 1.000 EA | 1.000 EA | [35 empty] | No | [42 empty] | https://www.lutron.com/TechnicalDocumentLibrary/DivaSatinColors.pdf | [7 empty] | Shelf Stock | [13 empty] | <a href="https://www.lutron.com/TechnicalDocumentLibrary/368-4493_Page_2.pdf" target="_blank">Tech Drawing</a> | [25 empty] | 39122206 | [6 empty] | <a href="https://www.lutron.com/Education-Training/Tools/Pages/InstallDimmer.aspx?syst=Dimmers+%26+Switches&prodn=Diva%c2%ae+dimmer+%26+switch" target="_blank">Product Video Clip</a> | [6 empty] | <a href="https://www.lutron.com/TechnicalDocumentLibrary/369-119_Wallbox_Warranty.pdf" target="_blank">Warranty Information</a> |  |  |  |  | 0.300 L | [14 empty] | 0 | 0 | 0 | 0 | Lighting Fixtures | 2016-07-15 11:56 | 2024-07-20 11:02 | 0000-00-00 00:00:00 | 2024-07-20 11:02 | 0000-00-00 00:00:00 | [6 empty] | Snow
1 | Lutron Electronics | DVSCLV-10P-BI | 4460-1082 | 4460 | 1082 | Lutron Electronics | DVSCLV-10P-BI.jpg | 27557510547 | DIVA SATIN COLOR 1000W MLV BISCUIT | Diva Dimmer - Satin Finish, Magnetic Low-Voltage, Single-pole, 120V/1000VA (800W) in biscuit |  | 2.3 | 4.6 |  | DVSCLV-10P-BI.jpg | http://grandbrass.xologic.com/vendors/4460/large/DVSCLV-10P-BI.jpg | [47 empty] | 0 | 0 | 0 | [6 empty] | 0 | 1 | 1 | EA | 1 | Lighting Controls | [7 empty] | White | [16 empty] | Traditional |  |  | Dimmers | [242 empty] | <a href="https://www.lutron.com/TechnicalDocumentLibrary/030699c.pdf" target="_blank">Installation Instructions</a> | [23 empty] | 10.000 DW |  |  | 2.3000 IN | [89 empty] | 1.000 EA | 1.000 EA | [35 empty] | No | [42 empty] | https://www.lutron.com/TechnicalDocumentLibrary/DivaSatinColors.pdf | [7 empty] | Shelf Stock | [13 empty] | <a href="https://www.lutron.com/TechnicalDocumentLibrary/368-4493_Page_2.pdf" target="_blank">Tech Drawing</a> | [25 empty] | 39122206 | [6 empty] | <a href="https://www.lutron.com/Education-Training/Tools/Pages/InstallDimmer.aspx?syst=Dimmers+%26+Switches&prodn=Diva%c2%ae+dimmer+%26+switch" target="_blank">Product Video Clip</a> | [6 empty] | <a href="https://www.lutron.com/TechnicalDocumentLibrary/369-119_Wallbox_Warranty.pdf" target="_blank">Warranty Information</a> |  |  |  |  | 0.320 L | [14 empty] | 0 | 0 | 0 | 0 | Lighting Fixtures | 2016-07-15 11:56 | 2024-07-20 11:03 | 0000-00-00 00:00:00 | 2024-07-20 11:03 | 0000-00-00 00:00:00 | [6 empty] | Biscuit
1 | Lutron Electronics | DVSCLV-10P-MN | 4460-1083 | 4460 | 1083 | Lutron Electronics | DVSCLV-10P-MN.jpg | 27557510554 | DIVA SATIN COLOR 1000W MLV MIDNIGHT | Diva Dimmer - Satin Finish, Magnetic Low-Voltage, Single-pole, 120V/1000VA (800W) in midnight |  | 2.3 | 4.6 |  | DVSCLV-10P-MN.jpg | http://grandbrass.xologic.com/vendors/4460/large/DVSCLV-10P-MN.jpg | [47 empty] | 0 | 0 | 0 | [6 empty] | 0 | 1 | 1 | EA | 1 | Lighting Controls | [7 empty] | Black | [16 empty] | Traditional |  |  | Dimmers | [242 empty] | <a href="https://www.lutron.com/TechnicalDocumentLibrary/030699c.pdf" target="_blank">Installation Instructions</a> | [23 empty] | 2.000 DW |  |  | 2.3000 IN | [89 empty] | 1.000 EA | 1.000 EA | [35 empty] | No | [42 empty] | https://www.lutron.com/TechnicalDocumentLibrary/DivaSatinColors.pdf | [7 empty] | Shelf Stock | [13 empty] | <a href="https://www.lutron.com/TechnicalDocumentLibrary/368-4493_Page_2.pdf" target="_blank">Tech Drawing</a> | [25 empty] | 39122206 | [6 empty] | <a href="https://www.lutron.com/Education-Training/Tools/Pages/InstallDimmer.aspx?syst=Dimmers+%26+Switches&prodn=Diva%c2%ae+dimmer+%26+switch" target="_blank">Product Video Clip</a> | [6 empty] | <a href="https://www.lutron.com/TechnicalDocumentLibrary/369-119_Wallbox_Warranty.pdf" target="_blank">Warranty Information</a> |  |  |  |  | 0.320 L | [14 empty] | 0 | 0 | 0 | 0 | Lighting Fixtures | 2016-07-15 11:56 | 2024-07-20 11:03 | 0000-00-00 00:00:00 | 2024-07-20 11:03 | 0000-00-00 00:00:00 | [6 empty] | Midnight
1 | Lutron Electronics | DV-BI-LA | 4460-1086 | 4460 | 1086 | Lutron Electronics | DV-BI-LA.jpg | 27557510615 | DIVA BLANK INSERT LA | Diva Gloss Finish, Blank insert in light almond |  | 0.01 | 5 |  | DV-BI-LA.jpg | http://grandbrass.xologic.com/vendors/4460/large/DV-BI-LA.jpg | [47 empty] | 0 | 0 | 0 | [6 empty] | 0 | 1 | 1 | EA | 1 | Specialty Items | [7 empty] | White | [16 empty] | Traditional |  |  | Lighting Accessories | [266 empty] | 10.000 DW |  |  | 2.0000 IN | [89 empty] | 1.000 EA | 1.000 EA | [35 empty] | No | [42 empty] | https://www.lutron.com/TechnicalDocumentLibrary/maestrosatincolors.pdf | [7 empty] | Shelf Stock | [39 empty] | 39122221 | [13 empty] | <a href="https://www.lutron.com/TechnicalDocumentLibrary/369-119_Wallbox_Warranty.pdf" target="_blank">Warranty Information</a> |  |  |  |  | 0.010 L | [14 empty] | 0 | 0 | 0 | 0 | Lighting Fixtures | 2016-07-15 11:56 | 2024-07-20 11:02 | 0000-00-00 00:00:00 | 2024-07-20 11:02 | 0000-00-00 00:00:00 | [6 empty] | Biscuit
1 | Lutron Electronics | AYLV-600PH-IV | 4460-1087 | 4460 | 1087 | Lutron Electronics | AYLV-600PH-IV.jpg | 27557510745 | ARIADNI LOW VOLT 600VA PRESET IV CLAM | Ariadni Dimmer, Magnetic Low-Voltage, Single-pole, preset, 120V/600VA (450W) clamshell packaging in ivory |  | 4.1 | 2.5 |  | AYLV-600PH-IV.jpg | http://grandbrass.xologic.com/vendors/4460/large/AYLV-600PH-IV.jpg | [47 empty] | 0 | 0 | 0 | [6 empty] | 0 | 1 | 1 | EA | 1 | Lighting Controls | [7 empty] | White | [16 empty] | Traditional |  |  | Dimmers | [242 empty] | <a href="https://www.lutron.com/TechnicalDocumentLibrary/0301273.pdf" target="_blank">Installation Instructions</a> | [23 empty] | 10.000 DW |  |  | 6.1000 IN | [89 empty] | 1.000 EA | 1.000 EA | [35 empty] | No | [42 empty] | https://assets.lutron.com/a/documents/spec%20guide%20volume%201%20with%20addendums.pdf#page=50 | [7 empty] | Shelf Stock | [13 empty] | <a href="https://www.lutron.com/TechnicalDocumentLibrary/368-4493_Page_1.pdf" target="_blank">Tech Drawing</a> | [25 empty] | 39122206 | [6 empty] | <a href="https://www.lutron.com/Education-Training/Tools/Pages/InstallDimmer.aspx?syst=Dimmers+%26+Switches&prodn=Ariadni%c2%ae+%2f+Toggler%c2%ae+dimmer" target="_blank">Product Video Clip</a> | [6 empty] | <a href="https://www.lutron.com/TechnicalDocumentLibrary/369-119_Wallbox_Warranty.pdf" target="_blank">Warranty Information</a> |  |  |  |  | 0.250 L | [14 empty] | 0 | 0 | 0 | 0 | Lighting Fixtures | 2016-07-15 11:56 | 2024-07-20 11:03 | 0000-00-00 00:00:00 | 2024-07-20 11:03 | 0000-00-00 00:00:00 | [6 empty] | Ivory
1 | Lutron Electronics | DVSCF-103P-TP | 4460-1095 | 4460 | 1095 | Lutron Electronics | DVSCF-103P-TP.jpg | 27557511681 | DIVA SATIN COLOR FLUOR CTRL 120V 3-WL TP | Diva Dimmer - Satin Finish, Fluorescent or LED Dimming with 3-Wire Ballasts and Drivers, 3-way/single-pole, 120V/8A in taupe |  | 2.3 | 4.5 |  | DVSCF-103P-TP.jpg | http://grandbrass.xologic.com/vendors/4460/large/DVSCF-103P-TP.jpg | [47 empty] | 0 | 0 | 0 | [6 empty] | 0 | 1 | 1 | EA | 1 | Lighting Controls | [7 empty] | White | [16 empty] | Traditional |  |  | Dimmers | [242 empty] | <a href="https://www.lutron.com/TechnicalDocumentLibrary/03115901D.pdf" target="_blank">Installation Instructions</a> | [23 empty] | 2.000 DW |  |  | 2.3000 IN | [89 empty] | 1.000 EA | 1.000 EA | [35 empty] | No | [42 empty] | https://www.lutron.com/TechnicalDocumentLibrary/DivaSatinColors.pdf | [7 empty] | Shelf Stock | [13 empty] | <a href="https://www.lutron.com/TechnicalDocumentLibrary/368-4493_Page_43.pdf" target="_blank">Tech Drawing</a> | [25 empty] | 39122206 | [6 empty] | <a href="https://www.lutron.com/Education-Training/Tools/Pages/InstallDimmer.aspx?syst=Dimmers+%26+Switches&prodn=Diva%c2%ae+dimmer+%26+switch" target="_blank">Product Video Clip</a> | [6 empty] | <a href="https://www.lutron.com/TechnicalDocumentLibrary/369-119_Wallbox_Warranty.pdf" target="_blank">Warranty Information</a> |  |  |  |  | 0.320 L | [14 empty] | 0 | 0 | 0 | 0 | Lighting Fixtures | 2016-07-15 11:56 | 2024-07-20 11:06 | 0000-00-00 00:00:00 | 2024-07-20 11:06 | 0000-00-00 00:00:00 | [6 empty] | Taupe
1 | Lutron Electronics | DVSCF-103P-SW | 4460-1096 | 4460 | 1096 | Lutron Electronics | DVSCF-103P-SW.jpg | 27557511704 | FLUOR CTRL 120V 3-WAY SNOW | Diva Dimmer - Satin Finish, Fluorescent or LED Dimming with 3-Wire Ballasts and Drivers, 3-way/single-pole, 120V/8A in snow |  | 2.3 | 4.5 |  | DVSCF-103P-SW.jpg | http://grandbrass.xologic.com/vendors/4460/large/DVSCF-103P-SW.jpg | [47 empty] | 0 | 0 | 0 | [6 empty] | 0 | 1 | 1 | EA | 1 | Lighting Controls | [7 empty] | White | [16 empty] | Traditional |  |  | Dimmers | [242 empty] | <a href="https://www.lutron.com/TechnicalDocumentLibrary/03115901D.pdf" target="_blank">Installation Instructions</a> | [23 empty] | 2.000 DW |  |  | 2.3000 IN | [89 empty] | 1.000 EA | 1.000 EA | [35 empty] | No | [42 empty] | https://www.lutron.com/TechnicalDocumentLibrary/DivaSatinColors.pdf | [7 empty] | Shelf Stock | [13 empty] | <a href="https://www.lutron.com/TechnicalDocumentLibrary/368-4493_Page_43.pdf" target="_blank">Tech Drawing</a> | [25 empty] | 39122206 | [6 empty] | <a href="https://www.lutron.com/Education-Training/Tools/Pages/InstallDimmer.aspx?syst=Dimmers+%26+Switches&prodn=Diva%c2%ae+dimmer+%26+switch" target="_blank">Product Video Clip</a> | [6 empty] | <a href="https://www.lutron.com/TechnicalDocumentLibrary/369-119_Wallbox_Warranty.pdf" target="_blank">Warranty Information</a> |  |  |  |  | 0.320 L | [14 empty] | 0 | 0 | 0 | 0 | Lighting Fixtures | 2016-07-15 11:56 | 2024-07-20 11:00 | 0000-00-00 00:00:00 | 2024-07-20 11:00 | 0000-00-00 00:00:00 | [6 empty] | Snow
1 | Lutron Electronics | DVSCF-103P-277BI | 4460-1097 | 4460 | 1097 | Lutron Electronics | DVSCF-103P-277BI.jpg | 27557511711 | DIVA SATIN COLOR FLUOR CTRL 277V 3-WY BI | Diva Dimmer - Satin Finish, Fluorescent or LED Dimming with 3-Wire Ballasts and Drivers, 3-way/single-pole, 277V/6A in biscuit |  | 2.3 | 4.5 |  | DVSCF-103P-277BI.jpg | http://grandbrass.xologic.com/vendors/4460/large/DVSCF-103P-277BI.jpg | [47 empty] | 0 | 0 | 0 | [6 empty] | 0 | 1 | 1 | EA | 1 | Lighting Controls | [7 empty] | White | [16 empty] | Traditional |  |  | Dimmers | [242 empty] | <a href="https://www.lutron.com/TechnicalDocumentLibrary/03115901D.pdf" target="_blank">Installation Instructions</a> | [23 empty] | 2.000 DW |  |  | 2.3000 IN | [89 empty] | 1.000 EA | 1.000 EA | [35 empty] | No | [42 empty] | https://www.lutron.com/TechnicalDocumentLibrary/DivaSatinColors.pdf | [7 empty] | Shelf Stock | [13 empty] | <a href="https://www.lutron.com/TechnicalDocumentLibrary/368-4493_Page_43.pdf" target="_blank">Tech Drawing</a> | [25 empty] | 39122206 | [6 empty] | <a href="https://www.lutron.com/Education-Training/Tools/Pages/InstallDimmer.aspx?syst=Dimmers+%26+Switches&prodn=Diva%c2%ae+dimmer+%26+switch" target="_blank">Product Video Clip</a> | [6 empty] | <a href="https://www.lutron.com/TechnicalDocumentLibrary/369-119_Wallbox_Warranty.pdf" target="_blank">Warranty Information</a> |  |  |  |  | 0.320 L | [14 empty] | 0 | 0 | 0 | 0 | Lighting Fixtures | 2016-07-15 11:56 | 2024-07-20 11:05 | 0000-00-00 00:00:00 | 2024-07-20 11:05 | 0000-00-00 00:00:00
4 | Lutron Electronics | CW-1-LA | 4460-1098 | 4460 | 1098 | Lutron Electronics | Ecom_CW-1-LA.jpeg | 27557511735 | CLARO WALLPLATE 1 GNG LIGHT | Claro Wallplate, Gloss Finish, Single-gang in light almond |  | 4.25 | 6.25 |  | Ecom_CW-1-LA.jpeg | http://grandbrass.xologic.com/vendors/4460/large/Ecom_CW-1-LA.jpeg | [47 empty] | 0 | 0 | 0 | [6 empty] | 0 | 1 | 1 | EA | 1 | Lighting Controls |  |  | Fittings and Hardware |  | Electrical Hardware And Supplies |  | Wallplates | White | [16 empty] | Traditional |  |  | Switch Plates | [242 empty] | <a href="https://www.lutron.com/TechnicalDocumentLibrary/03099903B.pdf" target="_blank">Installation Instructions</a> | [23 empty] | 2.000 DW |  |  | 0.5400 IN | [7 empty] | <a href="https://www.lutron.com/TechnicalDocumentLibrary/Claro_Family.pdf" target="_blank">Line Drawing</a> | [81 empty] | 1.000 EA | 1.000 EA | [35 empty] | No | [42 empty] | https://www.lutron.com/TechnicalDocumentLibrary/Maestro.pdf | [7 empty] | Shelf Stock | [39 empty] | 39121704 | [13 empty] | <a href="https://www.lutron.com/TechnicalDocumentLibrary/369-119_Wallbox_Warranty.pdf" target="_blank">Warranty Information</a> |  |  |  |  | 0.100 L | [14 empty] | 0 | 0 | 0 | 0 | Electrical | 2016-07-15 11:56 | 2024-07-20 11:05 | 0000-00-00 00:00:00 | 2025-11-29 02:00 | 0000-00-00 00:00:00
4 | Lutron Electronics | CW-2-LA | 4460-1099 | 4460 | 1099 | Lutron Electronics | Ecom_CW-2-LA.jpeg | 27557513050 | CLARO WALLPLATE 2 GNG LIGHT | Claro Wallplate, Gloss Finish, Two-gang in light almond |  | 6 | 0.6 |  | Ecom_CW-2-LA.jpeg | http://grandbrass.xologic.com/vendors/4460/large/Ecom_CW-2-LA.jpeg | [47 empty] | 0 | 0 | 0 | [6 empty] | 0 | 1 | 1 | EA | 1 | Lighting Controls |  |  | Fittings and Hardware |  | Electrical Hardware And Supplies |  | Wallplates | White | [16 empty] | Traditional |  |  | Switch Plates | [242 empty] | <a href="https://www.lutron.com/TechnicalDocumentLibrary/03099903B.pdf" target="_blank">Installation Instructions</a> | [23 empty] | 2.000 DW |  |  | 6.7500 IN | [7 empty] | <a href="https://www.lutron.com/TechnicalDocumentLibrary/Claro_Family.pdf" target="_blank">Line Drawing</a> | [81 empty] | 1.000 EA | 1.000 EA | [35 empty] | No | [42 empty] | https://www.lutron.com/TechnicalDocumentLibrary/Maestro.pdf | [7 empty] | Shelf Stock | [39 empty] | 39121704 | [13 empty] | <a href="https://www.lutron.com/TechnicalDocumentLibrary/369-119_Wallbox_Warranty.pdf" target="_blank">Warranty Information</a> |  |  |  |  | 0.150 L | [14 empty] | 0 | 0 | 0 | 0 | Electrical | 2016-07-15 11:57 | 2024-07-20 11:07 | 0000-00-00 00:00:00 | 2025-11-29 02:00 | 0000-00-00 00:00:00
4 | Lutron Electronics | CW-3-LA | 4460-1100 | 4460 | 1100 | Lutron Electronics | Ecom_CW-3-LA.jpeg | 27557513180 | CLARO WALLPLATE 3 GNG LIGHT | Claro Wallplate, Gloss Finish, Three-gang in light almond |  | 5.2 | 7.1 |  | Ecom_CW-3-LA.jpeg | http://grandbrass.xologic.com/vendors/4460/large/Ecom_CW-3-LA.jpeg | [47 empty] | 0 | 0 | 0 | [6 empty] | 0 | 1 | 1 | EA | 1 | Lighting Controls |  |  | Fittings and Hardware |  | Electrical Hardware And Supplies |  | Wallplates | White | [16 empty] | Traditional |  |  | Switch Plates | [242 empty] | <a href="https://www.lutron.com/TechnicalDocumentLibrary/03099903B.pdf" target="_blank">Installation Instructions</a> | [23 empty] | 10.000 DW |  |  | 0.4000 IN | [7 empty] | <a href="https://www.lutron.com/TechnicalDocumentLibrary/Claro_Family.pdf" target="_blank">Line Drawing</a> | [81 empty] | 1.000 EA | 1.000 EA | [35 empty] | No | [42 empty] | https://www.lutron.com/TechnicalDocumentLibrary/Maestro.pdf | [7 empty] | Shelf Stock | [39 empty] | 39121704 | [13 empty] | <a href="https://www.lutron.com/TechnicalDocumentLibrary/369-119_Wallbox_Warranty.pdf" target="_blank">Warranty Information</a> |  |  |  |  | 0.300 L | [14 empty] | 0 | 0 | 0 | 0 | Electrical | 2016-07-15 11:57 | 2024-07-20 11:05 | 0000-00-00 00:00:00 | 2025-11-29 02:00 | 0000-00-00 00:00:00
1 | Lutron Electronics | SK-AL | 4460-1101 | 4460 | 1101 | Lutron Electronics | SK-AL.jpg | 27557513890 | SKYLARK REPLACEMENT KNOB ALMOND | Skylark Replacement Knob, Single-pole replacement knobs, almond |  | 0.1 | 5.25 |  | SK-AL.jpg | http://grandbrass.xologic.com/vendors/4460/large/SK-AL.jpg | [47 empty] | 0 | 0 | 0 | [6 empty] | 0 | 1 | 1 | EA | 1 | Specialty Items | [7 empty] | Nickel | [16 empty] | Traditional |  |  | Lighting Accessories | [242 empty] | <a href="https://www.lutron.com/TechnicalDocumentLibrary/0301689.pdf" target="_blank">Installation Instructions</a> | [23 empty] | 10.000 DW |  |  | 3.5000 IN | [89 empty] | 1.000 EA | 1.000 EA | [35 empty] | No | [42 empty] | https://www.lutron.com/technicaldocumentlibrary/spec%20guide%20volume%201%20with%20addendums.pdf#page=20 | [7 empty] | Shelf Stock | [39 empty] | 39122221 | [13 empty] | <a href="https://www.lutron.com/TechnicalDocumentLibrary/369-119_Wallbox_Warranty.pdf" target="_blank">Warranty Information</a> |  |  |  |  | 0.010 L | [14 empty] | 0 | 0 | 0 | 0 | Lighting Fixtures | 2016-07-15 11:57 | 2024-07-20 11:07 | 0000-00-00 00:00:00 | 2024-07-20 11:07 | 0000-00-00 00:00:00 | [6 empty] | Almond
4 | Lutron Electronics | CW-4-LA | 4460-1102 | 4460 | 1102 | Lutron Electronics | Ecom_CW-4-LA.jpeg | 27557513920 | CLARO WALLPLATE 4 GNG LIGHT | Claro Wallplate, Gloss Finish, Four-gang in light almond |  | 6 | 0.5 |  | Ecom_CW-4-LA.jpeg | http://grandbrass.xologic.com/vendors/4460/large/Ecom_CW-4-LA.jpeg | [47 empty] | 0 | 0 | 0 | [6 empty] | 0 | 1 | 1 | EA | 1 | Lighting Controls |  |  | Fittings and Hardware |  | Electrical Hardware And Supplies |  | Wallplates | White | [16 empty] | Traditional |  |  | Switch Plates | [242 empty] | <a href="https://www.lutron.com/TechnicalDocumentLibrary/03099903B.pdf" target="_blank">Installation Instructions</a> | [23 empty] | 2.000 DW |  |  | 10.0000 IN | [7 empty] | <a href="https://www.lutron.com/TechnicalDocumentLibrary/Claro_Family.pdf" target="_blank">Line Drawing</a> | [81 empty] | 1.000 EA | 1.000 EA | [35 empty] | No | [42 empty] | https://www.lutron.com/TechnicalDocumentLibrary/Maestro.pdf | [7 empty] | Shelf Stock | [39 empty] | 39121704 | [13 empty] | <a href="https://www.lutron.com/TechnicalDocumentLibrary/369-119_Wallbox_Warranty.pdf" target="_blank">Warranty Information</a> |  |  |  |  | 0.350 L | [14 empty] | 0 | 0 | 0 | 0 | Electrical | 2016-07-15 11:57 | 2024-07-20 11:03 | 0000-00-00 00:00:00 | 2025-11-29 02:00 | 0000-00-00 00:00:00
4 | Lutron Electronics | CW-5-LA | 4460-1103 | 4460 | 1103 | Lutron Electronics | Ecom_CW-5-LA.jpeg | 27557514095 | CLARO WALLPLATE 5 GNG LIGHT | Claro Wallplate, Gloss Finish, Five-gang in light almond |  | 6.1 | 13.2 |  | Ecom_CW-5-LA.jpeg | http://grandbrass.xologic.com/vendors/4460/large/Ecom_CW-5-LA.jpeg | [47 empty] | 0 | 0 | 0 | [6 empty] | 0 | 1 | 1 | EA | 1 | Lighting Controls |  |  | Fittings and Hardware |  | Electrical Hardware And Supplies |  | Wallplates | White | [16 empty] | Traditional |  |  | Switch Plates | [242 empty] | <a href="https://www.lutron.com/TechnicalDocumentLibrary/03099903B.pdf" target="_blank">Installation Instructions</a> | [23 empty] | 10.000 DW |  |  | 1.4000 IN | [7 empty] | <a href="https://www.lutron.com/TechnicalDocumentLibrary/Claro_Family.pdf" target="_blank">Line Drawing</a> | [81 empty] | 1.000 EA | 1.000 EA | [35 empty] | No | [42 empty] | https://www.lutron.com/TechnicalDocumentLibrary/Maestro.pdf | [7 empty] | Shelf Stock | [39 empty] | 39121704 | [13 empty] | <a href="https://www.lutron.com/TechnicalDocumentLibrary/369-119_Wallbox_Warranty.pdf" target="_blank">Warranty Information</a> |  |  |  |  | 0.500 L | [14 empty] | 0 | 0 | 0 | 0 | Electrical | 2016-07-15 11:57 | 2024-07-20 11:03 | 0000-00-00 00:00:00 | 2025-11-29 02:00 | 0000-00-00 00:00:00
4 | Lutron Electronics | CW-6-LA | 4460-1104 | 4460 | 1104 | Lutron Electronics | Ecom_CW-6-LA.jpeg | 27557514491 | CLARO WALLPLATE 6 GNG LIGHT | Claro Wallplate, Gloss Finish, Six-gang in light almond |  | 6.2 | 1.4 |  | Ecom_CW-6-LA.jpeg | http://grandbrass.xologic.com/vendors/4460/large/Ecom_CW-6-LA.jpeg | [47 empty] | 0 | 0 | 0 | [6 empty] | 0 | 1 | 1 | EA | 1 | Lighting Controls |  |  | Fittings and Hardware |  | Electrical Hardware And Supplies |  | Wallplates | White | [16 empty] | Traditional |  |  | Switch Plates | [242 empty] | <a href="https://www.lutron.com/TechnicalDocumentLibrary/03099903B.pdf" target="_blank">Installation Instructions</a> | [23 empty] | 10.000 DW |  |  | 13.1000 IN | [89 empty] | 1.000 EA | 1.000 EA | [35 empty] | No | [42 empty] | https://www.lutron.com/TechnicalDocumentLibrary/Maestro.pdf | [7 empty] | Shelf Stock | [39 empty] | 39121704 | [13 empty] | <a href="https://www.lutron.com/TechnicalDocumentLibrary/369-119_Wallbox_Warranty.pdf" target="_blank">Warranty Information</a> |  |  |  |  | 0.450 L | [14 empty] | 0 | 0 | 0 | 0 | Electrical | 2016-07-15 11:57 | 2024-07-20 11:03 | 0000-00-00 00:00:00 | 2025-11-29 02:00 | 0000-00-00 00:00:00
1 | Lutron Electronics | SK-IV | 4460-1107 | 4460 | 1107 | Lutron Electronics | SK-IV.jpg | 27557516082 | SKYLARK REPLACEMENT KNOB-IV | Skylark Replacement Knob, Single-pole replacement knobs, ivory |  | 0.2 | 5.25 |  | SK-IV.jpg | http://grandbrass.xologic.com/vendors/4460/large/SK-IV.jpg | [47 empty] | 0 | 0 | 0 | [6 empty] | 0 | 1 | 1 | EA | 1 | Specialty Items | [7 empty] | White | [16 empty] | Traditional |  |  | Lighting Accessories | [242 empty] | <a href="https://www.lutron.com/TechnicalDocumentLibrary/0301689.pdf" target="_blank">Installation Instructions</a> | [23 empty] | 10.000 DW |  |  | 3.5000 IN | [89 empty] | 1.000 EA | 1.000 EA | [35 empty] | No | [42 empty] | https://www.lutron.com/technicaldocumentlibrary/spec%20guide%20volume%201%20with%20addendums.pdf#page=20 | [7 empty] | Shelf Stock | [39 empty] | 39122221 | [13 empty] | <a href="https://www.lutron.com/TechnicalDocumentLibrary/369-119_Wallbox_Warranty.pdf" target="_blank">Warranty Information</a> |  |  |  |  | 0.010 L | [14 empty] | 0 | 0 | 0 | 0 | Lighting Fixtures | 2016-07-15 11:57 | 2024-07-20 11:05 | 0000-00-00 00:00:00 | 2024-07-20 11:05 | 0000-00-00 00:00:00 | [6 empty] | Ivory
4 | Lutron Electronics | CW-5-AL | 4460-1108 | 4460 | 1108 | Lutron Electronics | Ecom_CW-5-AL.jpeg | 27557516181 | CLARO WALLPLATE 5 GNG ALMOND | Claro Wallplate, Gloss Finish, Five-gang in almond |  | 6.1 | 13.2 |  | Ecom_CW-5-AL.jpeg | http://grandbrass.xologic.com/vendors/4460/large/Ecom_CW-5-AL.jpeg | [47 empty] | 0 | 0 | 0 | [6 empty] | 0 | 1 | 1 | EA | 1 | Lighting Controls |  |  | Fittings and Hardware |  | Electrical Hardware And Supplies |  | Wallplates | Nickel | [16 empty] | Traditional |  |  | Switch Plates | [242 empty] | <a href="https://www.lutron.com/TechnicalDocumentLibrary/03099903B.pdf" target="_blank">Installation Instructions</a> | [23 empty] | 2.000 DW |  |  | 1.4000 IN | [7 empty] | <a href="https://www.lutron.com/TechnicalDocumentLibrary/Claro_Family.pdf" target="_blank">Line Drawing</a> | [81 empty] | 1.000 EA | 1.000 EA | [35 empty] | No | [42 empty] | https://www.lutron.com/TechnicalDocumentLibrary/Maestro.pdf | [7 empty] | Shelf Stock | [39 empty] | 39121704 | [13 empty] | <a href="https://www.lutron.com/TechnicalDocumentLibrary/369-119_Wallbox_Warranty.pdf" target="_blank">Warranty Information</a> |  |  |  |  | 0.500 L | [14 empty] | 0 | 0 | 0 | 0 | Electrical | 2016-07-15 11:57 | 2024-07-20 11:05 | 0000-00-00 00:00:00 | 2025-11-29 02:00 | 0000-00-00 00:00:00 | [6 empty] | Almond
4 | Lutron Electronics | CW-5-BL | 4460-1109 | 4460 | 1109 | Lutron Electronics | Ecom_CW-5-BL.jpeg | 27557516204 | CLARO WALLPLATE 5 GNG BLACK | Claro Wallplate, Gloss Finish, Five-gang in black |  | 6.1 | 13.2 |  | Ecom_CW-5-BL.jpeg | http://grandbrass.xologic.com/vendors/4460/large/Ecom_CW-5-BL.jpeg | [47 empty] | 0 | 0 | 0 | [6 empty] | 0 | 1 | 1 | EA | 1 | Lighting Controls |  |  | Fittings and Hardware |  | Electrical Hardware And Supplies |  | Wallplates | Black | [16 empty] | Traditional |  |  | Switch Plates | [242 empty] | <a href="https://www.lutron.com/TechnicalDocumentLibrary/03099903B.pdf" target="_blank">Installation Instructions</a> | [23 empty] | 10.000 DW |  |  | 1.4000 IN | [7 empty] | <a href="https://www.lutron.com/TechnicalDocumentLibrary/Claro_Family.pdf" target="_blank">Line Drawing</a> | [81 empty] | 1.000 EA | 1.000 EA | [35 empty] | No | [42 empty] | https://www.lutron.com/TechnicalDocumentLibrary/Maestro.pdf | [7 empty] | Shelf Stock | [39 empty] | 39121704 | [13 empty] | <a href="https://www.lutron.com/TechnicalDocumentLibrary/369-119_Wallbox_Warranty.pdf" target="_blank">Warranty Information</a> |  |  |  |  | 0.500 L | [14 empty] | 0 | 0 | 0 | 0 | Electrical | 2016-07-15 11:57 | 2024-07-20 11:06 | 0000-00-00 00:00:00 | 2025-11-29 02:00 | 0000-00-00 00:00:00 | [6 empty] | Black
4 | Lutron Electronics | CW-5-BR | 4460-1110 | 4460 | 1110 | Lutron Electronics | Ecom_CW-5-BR.jpeg | 27557516228 | CLARO WALLPLATE 5 GNG BROWN | Claro Wallplate, Gloss Finish, Five-gang in brown |  | 6.1 | 13.2 |  | Ecom_CW-5-BR.jpeg | http://grandbrass.xologic.com/vendors/4460/large/Ecom_CW-5-BR.jpeg | [47 empty] | 0 | 0 | 0 | [6 empty] | 0 | 1 | 1 | EA | 1 | Lighting Controls |  |  | Fittings and Hardware |  | Electrical Hardware And Supplies |  | Wallplates | Brown | [16 empty] | Traditional |  |  | Switch Plates | [242 empty] | <a href="https://www.lutron.com/TechnicalDocumentLibrary/03099903B.pdf" target="_blank">Installation Instructions</a> | [23 empty] | 10.000 DW |  |  | 1.4000 IN | [7 empty] | <a href="https://www.lutron.com/TechnicalDocumentLibrary/Claro_Family.pdf" target="_blank">Line Drawing</a> | [81 empty] | 1.000 EA | 1.000 EA | [35 empty] | No | [42 empty] | https://www.lutron.com/TechnicalDocumentLibrary/Maestro.pdf | [7 empty] | Shelf Stock | [39 empty] | 39121704 | [13 empty] | <a href="https://www.lutron.com/TechnicalDocumentLibrary/369-119_Wallbox_Warranty.pdf" target="_blank">Warranty Information</a> |  |  |  |  | 0.500 L | [14 empty] | 0 | 0 | 0 | 0 | Electrical | 2016-07-15 11:57 | 2024-07-20 11:05 | 0000-00-00 00:00:00 | 2025-11-29 02:00 | 0000-00-00 00:00:00 | [6 empty] | Brown
4 | Lutron Electronics | CW-5-GR | 4460-1111 | 4460 | 1111 | Lutron Electronics | Ecom_CW-5-GR.jpeg | 27557516242 | CLARO WALLPLATE 5 GNG GRAY | Claro Wallplate, Gloss Finish, Five-gang in gray |  | 6.1 | 13.2 |  | Ecom_CW-5-GR.jpeg | http://grandbrass.xologic.com/vendors/4460/large/Ecom_CW-5-GR.jpeg | [47 empty] | 0 | 0 | 0 | [6 empty] | 0 | 1 | 1 | EA | 1 | Lighting Controls |  |  | Fittings and Hardware |  | Electrical Hardware And Supplies |  | Wallplates | Gray | [16 empty] | Traditional |  |  | Switch Plates | [242 empty] | <a href="https://www.lutron.com/TechnicalDocumentLibrary/03099903B.pdf" target="_blank">Installation Instructions</a> | [23 empty] | 10.000 DW |  |  | 1.4000 IN | [7 empty] | <a href="https://www.lutron.com/TechnicalDocumentLibrary/Claro_Family.pdf" target="_blank">Line Drawing</a> | [81 empty] | 1.000 EA | 1.000 EA | [35 empty] | No | [42 empty] | https://www.lutron.com/TechnicalDocumentLibrary/Maestro.pdf | [7 empty] | Shelf Stock | [39 empty] | 39121704 | [13 empty] | <a href="https://www.lutron.com/TechnicalDocumentLibrary/369-119_Wallbox_Warranty.pdf" target="_blank">Warranty Information</a> |  |  |  |  | 0.500 L | [14 empty] | 0 | 0 | 0 | 0 | Electrical | 2016-07-15 11:57 | 2024-07-20 11:05 | 0000-00-00 00:00:00 | 2025-11-29 02:00 | 0000-00-00 00:00:00 | [6 empty] | Gray
4 | Lutron Electronics | CW-5-IV | 4460-1112 | 4460 | 1112 | Lutron Electronics | Ecom_CW-5-IV.jpeg | 27557516259 | CLARO WALLPLATE 5 GNG IVORY | Claro Wallplate, Gloss Finish, Five-gang in ivory |  | 6.1 | 13.2 |  | Ecom_CW-5-IV.jpeg | http://grandbrass.xologic.com/vendors/4460/large/Ecom_CW-5-IV.jpeg | [47 empty] | 0 | 0 | 0 | [6 empty] | 0 | 1 | 1 | EA | 1 | Lighting Controls |  |  | Fittings and Hardware |  | Electrical Hardware And Supplies |  | Wallplates | White | [16 empty] | Traditional |  |  | Switch Plates | [242 empty] | <a href="https://www.lutron.com/TechnicalDocumentLibrary/03099903B.pdf" target="_blank">Installation Instructions</a> | [23 empty] | 2.000 DW |  |  | 1.4000 IN | [7 empty] | <a href="https://www.lutron.com/TechnicalDocumentLibrary/Claro_Family.pdf" target="_blank">Line Drawing</a> | [81 empty] | 1.000 EA | 1.000 EA | [35 empty] | No | [42 empty] | https://www.lutron.com/TechnicalDocumentLibrary/Maestro.pdf | [7 empty] | Shelf Stock | [39 empty] | 39121704 | [13 empty] | <a href="https://www.lutron.com/TechnicalDocumentLibrary/369-119_Wallbox_Warranty.pdf" target="_blank">Warranty Information</a> |  |  |  |  | 0.500 L | [14 empty] | 0 | 0 | 0 | 0 | Electrical | 2016-07-15 11:57 | 2024-07-20 11:06 | 0000-00-00 00:00:00 | 2025-11-29 02:00 | 0000-00-00 00:00:00 | [6 empty] | Ivory
4 | Lutron Electronics | CW-5-WH | 4460-1113 | 4460 | 1113 | Lutron Electronics | CW-5-WH.jpg | 27557516273 | CLARO WALLPLATE 5 GNG WHITE | Claro Wallplate, Gloss Finish, Five-gang in white |  | 6.1 | 13.2 |  | CW-5-WH.jpg | http://grandbrass.xologic.com/vendors/4460/large/CW-5-WH.jpg | [47 empty] | 0 | 0 | 0 | [6 empty] | 0 | 1 | 1 | EA | 1 | Lighting Controls |  |  | Fittings and Hardware |  | Electrical Hardware And Supplies |  | Wallplates | White | [16 empty] | Traditional |  |  | Switch Plates | [242 empty] | <a href="https://www.lutron.com/TechnicalDocumentLibrary/03099903B.pdf" target="_blank">Installation Instructions</a> | [23 empty] | 10.000 DW |  |  | 1.4000 IN | [7 empty] | <a href="https://www.lutron.com/TechnicalDocumentLibrary/Claro_Family.pdf" target="_blank">Line Drawing</a> | [81 empty] | 1.000 EA | 1.000 EA | [35 empty] | No | [42 empty] | https://www.lutron.com/TechnicalDocumentLibrary/Maestro.pdf | [7 empty] | Shelf Stock | [39 empty] | 39121704 | [13 empty] | <a href="https://www.lutron.com/TechnicalDocumentLibrary/369-119_Wallbox_Warranty.pdf" target="_blank">Warranty Information</a> |  |  |  |  | 0.500 L | [14 empty] | 0 | 0 | 0 | 0 | Electrical | 2016-07-15 11:57 | 2024-07-20 11:03 | 0000-00-00 00:00:00 | 2025-11-29 02:00 | 0000-00-00 00:00:00 | [6 empty] | White
4 | Lutron Electronics | CW-6-AL | 4460-1114 | 4460 | 1114 | Lutron Electronics | Ecom_CW-6-AL.jpeg | 27557516297 | CLARO WALLPLATE 6 GNG ALMOND | Claro Wallplate, Gloss Finish, Six-gang in almond |  | 6.2 | 1.4 |  | Ecom_CW-6-AL.jpeg | http://grandbrass.xologic.com/vendors/4460/large/Ecom_CW-6-AL.jpeg | [47 empty] | 0 | 0 | 0 | [6 empty] | 0 | 1 | 1 | EA | 1 | Lighting Controls |  |  | Fittings and Hardware |  | Electrical Hardware And Supplies |  | Wallplates | Nickel | [16 empty] | Traditional |  |  | Switch Plates | [242 empty] | <a href="https://www.lutron.com/TechnicalDocumentLibrary/03099903B.pdf" target="_blank">Installation Instructions</a> | [23 empty] | 2.000 DW |  |  | 13.1000 IN | [89 empty] | 1.000 EA | 1.000 EA | [35 empty] | No | [42 empty] | https://www.lutron.com/TechnicalDocumentLibrary/Maestro.pdf | [7 empty] | Shelf Stock | [39 empty] | 39121704 | [13 empty] | <a href="https://www.lutron.com/TechnicalDocumentLibrary/369-119_Wallbox_Warranty.pdf" target="_blank">Warranty Information</a> |  |  |  |  | 0.450 L | [14 empty] | 0 | 0 | 0 | 0 | Electrical | 2016-07-15 11:57 | 2024-07-20 11:03 | 0000-00-00 00:00:00 | 2025-11-29 02:00 | 0000-00-00 00:00:00 | [6 empty] | Almond
4 | Lutron Electronics | CW-6-BL | 4460-1115 | 4460 | 1115 | Lutron Electronics | Ecom_CW-6-BL.jpeg | 27557516310 | CLARO WALLPLATE 6 GNG BLACK | Claro Wallplate, Gloss Finish, Six-gang in black |  | 6.2 | 1.4 |  | Ecom_CW-6-BL.jpeg | http://grandbrass.xologic.com/vendors/4460/large/Ecom_CW-6-BL.jpeg | [47 empty] | 0 | 0 | 0 | [6 empty] | 0 | 1 | 1 | EA | 1 | Lighting Controls |  |  | Fittings and Hardware |  | Electrical Hardware And Supplies |  | Wallplates | Black | [16 empty] | Traditional |  |  | Switch Plates | [242 empty] | <a href="https://www.lutron.com/TechnicalDocumentLibrary/03099903B.pdf" target="_blank">Installation Instructions</a> | [23 empty] | 10.000 DW |  |  | 13.1000 IN | [89 empty] | 1.000 EA | 1.000 EA | [35 empty] | No | [42 empty] | https://www.lutron.com/TechnicalDocumentLibrary/Maestro.pdf | [7 empty] | Shelf Stock | [39 empty] | 39121704 | [13 empty] | <a href="https://www.lutron.com/TechnicalDocumentLibrary/369-119_Wallbox_Warranty.pdf" target="_blank">Warranty Information</a> |  |  |  |  | 0.450 L | [14 empty] | 0 | 0 | 0 | 0 | Electrical | 2016-07-15 11:57 | 2024-07-20 11:06 | 0000-00-00 00:00:00 | 2025-11-29 02:00 | 0000-00-00 00:00:00 | [6 empty] | Black
4 | Lutron Electronics | CW-6-BR | 4460-1116 | 4460 | 1116 | Lutron Electronics | Ecom_CW-6-BR.jpeg | 27557516334 | CLARO WALLPLATE 6 GNG BROWN | Claro Wallplate, Gloss Finish, Six-gang in brown |  | 6.2 | 1.4 |  | Ecom_CW-6-BR.jpeg | http://grandbrass.xologic.com/vendors/4460/large/Ecom_CW-6-BR.jpeg | [47 empty] | 0 | 0 | 0 | [6 empty] | 0 | 1 | 1 | EA | 1 | Lighting Controls |  |  | Fittings and Hardware |  | Electrical Hardware And Supplies |  | Wallplates | Brown | [16 empty] | Traditional |  |  | Switch Plates | [242 empty] | <a href="https://www.lutron.com/TechnicalDocumentLibrary/03099903B.pdf" target="_blank">Installation Instructions</a> | [23 empty] | 2.000 DW |  |  | 13.1000 IN | [89 empty] | 1.000 EA | 1.000 EA | [35 empty] | No | [42 empty] | https://www.lutron.com/TechnicalDocumentLibrary/Maestro.pdf | [7 empty] | Shelf Stock | [39 empty] | 39121704 | [13 empty] | <a href="https://www.lutron.com/TechnicalDocumentLibrary/369-119_Wallbox_Warranty.pdf" target="_blank">Warranty Information</a> |  |  |  |  | 0.450 L | [14 empty] | 0 | 0 | 0 | 0 | Electrical | 2016-07-15 11:57 | 2024-07-20 11:06 | 0000-00-00 00:00:00 | 2025-11-29 02:00 | 0000-00-00 00:00:00 | [6 empty] | Brown
4 | Lutron Electronics | CW-6-GR | 4460-1117 | 4460 | 1117 | Lutron Electronics | Ecom_CW-6-GR.jpeg | 27557516358 | CLARO WALLPLATE 6 GNG GRAY | Claro Wallplate, Gloss Finish, Six-gang in gray |  | 6.2 | 1.4 |  | Ecom_CW-6-GR.jpeg | http://grandbrass.xologic.com/vendors/4460/large/Ecom_CW-6-GR.jpeg | [47 empty] | 0 | 0 | 0 | [6 empty] | 0 | 1 | 1 | EA | 1 | Lighting Controls |  |  | Fittings and Hardware |  | Electrical Hardware And Supplies |  | Wallplates | Gray | [16 empty] | Traditional |  |  | Switch Plates | [242 empty] | <a href="https://www.lutron.com/TechnicalDocumentLibrary/03099903B.pdf" target="_blank">Installation Instructions</a> | [23 empty] | 2.000 DW |  |  | 13.1000 IN | [89 empty] | 1.000 EA | 1.000 EA | [35 empty] | No | [42 empty] | https://www.lutron.com/TechnicalDocumentLibrary/Maestro.pdf | [7 empty] | Shelf Stock | [39 empty] | 39121704 | [13 empty] | <a href="https://www.lutron.com/TechnicalDocumentLibrary/369-119_Wallbox_Warranty.pdf" target="_blank">Warranty Information</a> |  |  |  |  | 0.450 L | [14 empty] | 0 | 0 | 0 | 0 | Electrical | 2016-07-15 11:57 | 2024-07-20 11:04 | 0000-00-00 00:00:00 | 2025-11-29 02:00 | 0000-00-00 00:00:00 | [6 empty] | Gray
4 | Lutron Electronics | CW-6-IV | 4460-1118 | 4460 | 1118 | Lutron Electronics | Ecom_CW-6-IV.jpeg | 27557516372 | CLARO WALLPLATE 6 GNG IVORY | Claro Wallplate, Gloss Finish, Six-gang in ivory |  | 6.2 | 1.4 |  | Ecom_CW-6-IV.jpeg | http://grandbrass.xologic.com/vendors/4460/large/Ecom_CW-6-IV.jpeg | [47 empty] | 0 | 0 | 0 | [6 empty] | 0 | 1 | 1 | EA | 1 | Lighting Controls |  |  | Fittings and Hardware |  | Electrical Hardware And Supplies |  | Wallplates | White | [16 empty] | Traditional |  |  | Switch Plates | [242 empty] | <a href="https://www.lutron.com/TechnicalDocumentLibrary/03099903B.pdf" target="_blank">Installation Instructions</a> | [23 empty] | 10.000 DW |  |  | 13.1000 IN | [89 empty] | 1.000 EA | 1.000 EA | [35 empty] | No | [42 empty] | https://www.lutron.com/TechnicalDocumentLibrary/Maestro.pdf | [7 empty] | Shelf Stock | [39 empty] | 39121704 | [13 empty] | <a href="https://www.lutron.com/TechnicalDocumentLibrary/369-119_Wallbox_Warranty.pdf" target="_blank">Warranty Information</a> |  |  |  |  | 0.450 L | [14 empty] | 0 | 0 | 0 | 0 | Electrical | 2016-07-15 11:57 | 2024-07-20 11:06 | 0000-00-00 00:00:00 | 2025-11-29 02:00 | 0000-00-00 00:00:00 | [6 empty] | Ivory
4 | Lutron Electronics | CW-6-WH | 4460-1119 | 4460 | 1119 | Lutron Electronics | Ecom_CW-6-WH.jpeg | 27557516396 | CLARO WALLPLATE 6 GNG WHITE | Claro Wallplate, Gloss Finish, Six-gang in white |  | 6.2 | 1.4 |  | Ecom_CW-6-WH.jpeg | http://grandbrass.xologic.com/vendors/4460/large/Ecom_CW-6-WH.jpeg | [47 empty] | 0 | 0 | 0 | [6 empty] | 0 | 1 | 1 | EA | 1 | Lighting Controls |  |  | Fittings and Hardware |  | Electrical Hardware And Supplies |  | Wallplates | White | [16 empty] | Traditional |  |  | Switch Plates | [242 empty] | <a href="https://www.lutron.com/TechnicalDocumentLibrary/03099903B.pdf" target="_blank">Installation Instructions</a> | [23 empty] | 10.000 DW |  |  | 13.1000 IN | [89 empty] | 1.000 EA | 1.000 EA | [35 empty] | No | [42 empty] | https://www.lutron.com/TechnicalDocumentLibrary/Maestro.pdf | [7 empty] | Shelf Stock | [39 empty] | 39121704 | [13 empty] | <a href="https://www.lutron.com/TechnicalDocumentLibrary/369-119_Wallbox_Warranty.pdf" target="_blank">Warranty Information</a> |  |  |  |  | 0.450 L | [14 empty] | 0 | 0 | 0 | 0 | Electrical | 2016-07-15 11:57 | 2024-07-20 11:04 | 0000-00-00 00:00:00 | 2025-11-29 02:00 | 0000-00-00 00:00:00 | [6 empty] | White
1 | Lutron Electronics | S-1000-LA | 4460-1124 | 4460 | 1124 | Lutron Electronics | S-1000-LA.jpg | 27557520768 | SKYLARK INC 1000W DMR LIGHT | Skylark Slide-to-Off Dimmer, Incandescent/Halogen, Single-pole, 120V/1000W in light almond |  | 2.3 | 4.5 |  | S-1000-LA.jpg | http://grandbrass.xologic.com/vendors/4460/large/S-1000-LA.jpg | [47 empty] | 0 | 0 | 0 | [6 empty] | 0 | 1 | 1 | EA | 1 | Lighting Controls | [7 empty] | Gray | [16 empty] | Traditional |  |  | Dimmers | [242 empty] | <a href="https://www.lutron.com/TechnicalDocumentLibrary/0301689.pdf" target="_blank">Installation Instructions</a> | [23 empty] | 10.000 DW |  |  | 2.3000 IN | [89 empty] | 1.000 EA | 1.000 EA | [35 empty] | No | [42 empty] | https://www.lutron.com/technicaldocumentlibrary/spec%20guide%20volume%201%20with%20addendums.pdf#page=20 | [7 empty] | Shelf Stock | [13 empty] | <a href="https://www.lutron.com/TechnicalDocumentLibrary/368-4493_Page_2.pdf" target="_blank">Tech Drawing</a> | [25 empty] | 39122206 | [13 empty] | <a href="https://www.lutron.com/TechnicalDocumentLibrary/369-119_Wallbox_Warranty.pdf" target="_blank">Warranty Information</a> |  |  |  |  | 0.280 L | [14 empty] | 0 | 0 | 0 | 0 | Lighting Fixtures | 2016-07-15 11:57 | 2024-07-20 11:04 | 0000-00-00 00:00:00 | 2024-07-20 11:04 | 0000-00-00 00:00:00
1 | Lutron Electronics | S-10P-LA | 4460-1126 | 4460 | 1126 | Lutron Electronics | S-10P-LA.jpg | 27557520850 | SKYLARK INC 1000W PRESET LIGHT | Skylark Dimmer with On/Off Switch, Incandescent/Halogen, Single-pole, preset, 120V/1000W in light almond |  | 2.3 | 4.5 |  | S-10P-LA.jpg | http://grandbrass.xologic.com/vendors/4460/large/S-10P-LA.jpg | [47 empty] | 0 | 0 | 0 | [6 empty] | 0 | 1 | 1 | EA | 1 | Lighting Controls | [7 empty] | Gray | [16 empty] | Traditional |  |  | Dimmers | [242 empty] | <a href="https://www.lutron.com/TechnicalDocumentLibrary/0301689.pdf" target="_blank">Installation Instructions</a> | [23 empty] | 2.000 DW |  |  | 2.3000 IN | [89 empty] | 1.000 EA | 1.000 EA | [35 empty] | No | [42 empty] | https://www.lutron.com/technicaldocumentlibrary/spec%20guide%20volume%201%20with%20addendums.pdf#page=20 | [7 empty] | Shelf Stock | [13 empty] | <a href="https://www.lutron.com/TechnicalDocumentLibrary/368-4493_Page_2.pdf" target="_blank">Tech Drawing</a> | [25 empty] | 39122206 | [13 empty] | <a href="https://www.lutron.com/TechnicalDocumentLibrary/369-119_Wallbox_Warranty.pdf" target="_blank">Warranty Information</a> |  |  |  |  | 0.350 L | [14 empty] | 0 | 0 | 0 | 0 | Lighting Fixtures | 2016-07-15 11:57 | 2024-07-20 11:06 | 0000-00-00 00:00:00 | 2024-07-20 11:06 | 0000-00-00 00:00:00
1 | Lutron Electronics | S-103P-LA | 4460-1131 | 4460 | 1131 | Lutron Electronics | S-103P-LA.jpg | 27557521147 | SKYLARK INC 1000W PRESET 3WY | Skylark Dimmer with On/Off Switch, Incandescent/Halogen, 3-way, preset, 120V/1000W in light almond |  | 2.3 | 4.5 |  | S-103P-LA.jpg | http://grandbrass.xologic.com/vendors/4460/large/S-103P-LA.jpg | [47 empty] | 0 | 0 | 0 | [6 empty] | 0 | 1 | 1 | EA | 1 | Lighting Controls | [7 empty] | Gray | [16 empty] | Traditional |  |  | Dimmers | [242 empty] | <a href="https://www.lutron.com/TechnicalDocumentLibrary/0301689.pdf" target="_blank">Installation Instructions</a> | [23 empty] | 2.000 DW |  |  | 2.3000 IN | [89 empty] | 1.000 EA | 1.000 EA | [35 empty] | No | [42 empty] | https://www.lutron.com/technicaldocumentlibrary/spec%20guide%20volume%201%20with%20addendums.pdf#page=20 | [7 empty] | Shelf Stock | [13 empty] | <a href="https://www.lutron.com/TechnicalDocumentLibrary/368-4493_Page_5.pdf" target="_blank">Tech Drawing</a> | [25 empty] | 39122206 | [13 empty] | <a href="https://www.lutron.com/TechnicalDocumentLibrary/369-119_Wallbox_Warranty.pdf" target="_blank">Warranty Information</a> |  |  |  |  | 0.200 L | [14 empty] | 0 | 0 | 0 | 0 | Lighting Fixtures | 2016-07-15 11:58 | 2024-07-20 11:04 | 0000-00-00 00:00:00 | 2024-07-20 11:04 | 0000-00-00 00:00:00
1 | Lutron Electronics | S-10PNL-LA | 4460-1133 | 4460 | 1133 | Lutron Electronics | S-10PNL-LA.jpg | 27557521932 | SKYLARK 1000W PRESET W/NIGHT LIGHT LA | Skylark Dimmer with On/Off Switch and Locator Light, Incandescent/Halogen, Single-pole, preset, 120V/1000W in light almond |  | 2.3 | 4.5 |  | S-10PNL-LA.jpg | http://grandbrass.xologic.com/vendors/4460/large/S-10PNL-LA.jpg | [47 empty] | 0 | 0 | 0 | [6 empty] | 0 | 1 | 1 | EA | 1 | Lighting Controls | [7 empty] | Gray | [16 empty] | Traditional |  |  | Dimmers | [242 empty] | <a href="https://www.lutron.com/TechnicalDocumentLibrary/0301689.pdf" target="_blank">Installation Instructions</a> | [23 empty] | 2.000 DW |  |  | 2.3000 IN | [89 empty] | 1.000 EA | 1.000 EA | [35 empty] | No | [42 empty] | https://www.lutron.com/technicaldocumentlibrary/spec%20guide%20volume%201%20with%20addendums.pdf#page=20 | [7 empty] | Shelf Stock | [13 empty] | <a href="https://www.lutron.com/TechnicalDocumentLibrary/368-4493_Page_2.pdf" target="_blank">Tech Drawing</a> | [25 empty] | 39122206 | [13 empty] | <a href="https://www.lutron.com/TechnicalDocumentLibrary/369-119_Wallbox_Warranty.pdf" target="_blank">Warranty Information</a> |  |  |  |  | 0.270 L | [14 empty] | 0 | 0 | 0 | 0 | Lighting Fixtures | 2016-07-15 11:58 | 2024-07-20 11:06 | 0000-00-00 00:00:00 | 2024-07-20 11:06 | 0000-00-00 00:00:00
1 | Lutron Electronics | SK-WH | 4460-1134 | 4460 | 1134 | Lutron Electronics | SK-WH.jpg | 27557522137 | SKYLARK REPLACEMENT KNOB-WHITE | Skylark Replacement Knob, Single-pole replacement knobs, white |  | 0.5 | 5.1 |  | SK-WH.jpg | http://grandbrass.xologic.com/vendors/4460/large/SK-WH.jpg | [47 empty] | 0 | 0 | 0 | [6 empty] | 0 | 1 | 1 | EA | 1 | Specialty Items | [7 empty] | White | [16 empty] | Traditional |  |  | Lighting Accessories | [242 empty] | <a href="https://www.lutron.com/TechnicalDocumentLibrary/0301689.pdf" target="_blank">Installation Instructions</a> | [23 empty] | 10.000 DW |  |  | 3.5000 IN | [89 empty] | 1.000 EA | 1.000 EA | [35 empty] | No | [42 empty] | https://www.lutron.com/technicaldocumentlibrary/spec%20guide%20volume%201%20with%20addendums.pdf#page=20 | [7 empty] | Shelf Stock | [39 empty] | 39122221 | [13 empty] | <a href="https://www.lutron.com/TechnicalDocumentLibrary/369-119_Wallbox_Warranty.pdf" target="_blank">Warranty Information</a> |  |  |  |  | 0.010 L | [14 empty] | 0 | 0 | 0 | 0 | Lighting Fixtures | 2016-07-15 11:58 | 2024-07-20 11:06 | 0000-00-00 00:00:00 | 2024-07-20 11:06 | 0000-00-00 00:00:00 | [6 empty] | White
1 | Lutron Electronics | SELV-300P-LA | 4460-1138 | 4460 | 1138 | Lutron Electronics | SELV-300P-LA.jpg | 27557522809 | SKYLARK 300W PRESET ELECTR LOW VOLT LA | Skylark Dimmer with On/Off Switch, Electronic Low-Voltage, Single-pole, preset, 120V/300W in light almond |  | 2.3 | 4.5 |  | SELV-300P-LA.jpg | http://grandbrass.xologic.com/vendors/4460/large/SELV-300P-LA.jpg | [47 empty] | 0 | 0 | 0 | [6 empty] | 0 | 1 | 1 | EA | 1 | Lighting Controls | [7 empty] | Gray | [16 empty] | Traditional |  |  | Dimmers | [242 empty] | <a href="https://www.lutron.com/TechnicalDocumentLibrary/0301295.pdf" target="_blank">Installation Instructions</a> | [23 empty] | 10.000 DW |  |  | 2.3000 IN | [89 empty] | 1.000 EA | 1.000 EA | [35 empty] | No | [42 empty] | https://www.lutron.com/technicaldocumentlibrary/spec%20guide%20volume%201%20with%20addendums.pdf#page=20 | [7 empty] | Shelf Stock | [13 empty] | <a href="https://www.lutron.com/TechnicalDocumentLibrary/368-4493_Page_41.pdf" target="_blank">Tech Drawing</a> | [25 empty] | 39122206 | [13 empty] | <a href="https://www.lutron.com/TechnicalDocumentLibrary/369-119_Wallbox_Warranty.pdf" target="_blank">Warranty Information</a> |  |  |  |  | 0.250 L | [14 empty] | 0 | 0 | 0 | 0 | Lighting Fixtures | 2016-07-15 11:58 | 2024-07-20 11:04 | 0000-00-00 00:00:00 | 2024-07-20 11:04 | 0000-00-00 00:00:00
1 | Lutron Electronics | SELV-303P-LA | 4460-1139 | 4460 | 1139 | Lutron Electronics | SELV-303P-LA.jpg | 27557522823 | SKYLARK 300W 3WY PRESET ELV LA | Skylark Dimmer with On/Off Switch, Electronic Low-Voltage, 3-way, preset, 120V/300W in light almond |  | 2.3 | 4.5 |  | SELV-303P-LA.jpg | http://grandbrass.xologic.com/vendors/4460/large/SELV-303P-LA.jpg | [47 empty] | 0 | 0 | 0 | [6 empty] | 0 | 1 | 1 | EA | 1 | Lighting Controls | [7 empty] | Gray | [16 empty] | Traditional |  |  | Dimmers | [242 empty] | <a href="https://www.lutron.com/TechnicalDocumentLibrary/0301295.pdf" target="_blank">Installation Instructions</a> | [23 empty] | 2.000 DW |  |  | 2.3000 IN | [89 empty] | 1.000 EA | 1.000 EA | [35 empty] | No | [42 empty] | https://www.lutron.com/technicaldocumentlibrary/spec%20guide%20volume%201%20with%20addendums.pdf#page=20 | [7 empty] | Shelf Stock | [13 empty] | <a href="https://www.lutron.com/TechnicalDocumentLibrary/368-4493_Page_39.pdf" target="_blank">Tech Drawing</a> | [25 empty] | 39122206 | [13 empty] | <a href="https://www.lutron.com/TechnicalDocumentLibrary/369-119_Wallbox_Warranty.pdf" target="_blank">Warranty Information</a> |  |  |  |  | 0.250 L | [14 empty] | 0 | 0 | 0 | 0 | Lighting Fixtures | 2016-07-15 11:58 | 2024-07-20 11:04 | 0000-00-00 00:00:00 | 2024-07-20 11:04 | 0000-00-00 00:00:00
1 | Lutron Electronics | SLV-600P-LA | 4460-1140 | 4460 | 1140 | Lutron Electronics | SLV-600P-LA.jpg | 27557522847 | SKYLARK 600VA LV PRESET LIGHT | Skylark Dimmer with On/Off Switch, Magnetic Low-Voltage, Single-pole, preset, 120V/600VA (450W) in light almond |  | 2.3 | 4.5 |  | SLV-600P-LA.jpg | http://grandbrass.xologic.com/vendors/4460/large/SLV-600P-LA.jpg | [47 empty] | 0 | 0 | 0 | [6 empty] | 0 | 1 | 1 | EA | 1 | Lighting Controls | [7 empty] | Gray | [16 empty] | Traditional |  |  | Dimmers | [242 empty] | <a href="https://www.lutron.com/TechnicalDocumentLibrary/0301296.pdf" target="_blank">Installation Instructions</a> | [23 empty] | 2.000 DW |  |  | 2.3000 IN | [89 empty] | 1.000 EA | 1.000 EA | [35 empty] | No | [42 empty] | https://www.lutron.com/technicaldocumentlibrary/spec%20guide%20volume%201%20with%20addendums.pdf#page=20 | [7 empty] | Shelf Stock | [13 empty] | <a href="https://www.lutron.com/TechnicalDocumentLibrary/368-4493_Page_2.pdf" target="_blank">Tech Drawing</a> | [25 empty] | 39122206 | [13 empty] | <a href="https://www.lutron.com/TechnicalDocumentLibrary/369-119_Wallbox_Warranty.pdf" target="_blank">Warranty Information</a> |  |  |  |  | 0.250 L | [14 empty] | 0 | 0 | 0 | 0 | Lighting Fixtures | 2016-07-15 11:58 | 2024-07-20 11:06 | 0000-00-00 00:00:00 | 2024-07-20 11:06 | 0000-00-00 00:00:00
1 | Lutron Electronics | SLV-603P-LA | 4460-1141 | 4460 | 1141 | Lutron Electronics | SLV-603P-LA.jpg | 27557522892 | SKYLARK 600VA 3WY PRESET LIGHT | Skylark Dimmer with On/Off Switch, Magnetic Low-Voltage, 3-way, preset, 120V/600VA (450W) in light almond |  | 2.3 | 4.5 |  | SLV-603P-LA.jpg | http://grandbrass.xologic.com/vendors/4460/large/SLV-603P-LA.jpg | [47 empty] | 0 | 0 | 0 | [6 empty] | 0 | 1 | 1 | EA | 1 | Lighting Controls | [7 empty] | Gray | [16 empty] | Traditional |  |  | Dimmers | [242 empty] | <a href="https://www.lutron.com/TechnicalDocumentLibrary/0301296.pdf" target="_blank">Installation Instructions</a> | [23 empty] | 2.000 DW |  |  | 2.3000 IN | [89 empty] | 1.000 EA | 1.000 EA | [35 empty] | No | [42 empty] | https://www.lutron.com/technicaldocumentlibrary/spec%20guide%20volume%201%20with%20addendums.pdf#page=20 | [7 empty] | Shelf Stock | [13 empty] | <a href="https://www.lutron.com/TechnicalDocumentLibrary/368-4493_Page_5.pdf" target="_blank">Tech Drawing</a> | [25 empty] | 39122206 | [13 empty] | <a href="https://www.lutron.com/TechnicalDocumentLibrary/369-119_Wallbox_Warranty.pdf" target="_blank">Warranty Information</a> |  |  |  |  | 0.250 L | [14 empty] | 0 | 0 | 0 | 0 | Lighting Fixtures | 2016-07-15 11:58 | 2024-07-20 11:03 | 0000-00-00 00:00:00 | 2024-07-20 11:03 | 0000-00-00 00:00:00
1 | Lutron Electronics | SF-103P-LA | 4460-1142 | 4460 | 1142 | Lutron Electronics | SF-103P-LA.jpg | 27557522939 | SKYLARK FLUOR 120V 1-10LP 3WY LIGHT AL | Skylark Dimmer with On/Off Switch, Fluorescent or LED Dimming with 3-Wire Ballasts and Drivers, 3-way, preset, 120V/8A in light almond |  | 2.3 | 4.5 |  | SF-103P-LA.jpg | http://grandbrass.xologic.com/vendors/4460/large/SF-103P-LA.jpg | [47 empty] | 0 | 0 | 0 | [6 empty] | 0 | 1 | 1 | EA | 1 | Lighting Controls | [7 empty] | White | [16 empty] | Traditional |  |  | Dimmers | [242 empty] | <a href="https://www.lutron.com/TechnicalDocumentLibrary/032047c.pdf" target="_blank">Installation Instructions</a> | [23 empty] | 10.000 DW |  |  | 2.3000 IN | [89 empty] | 1.000 EA | 1.000 EA | [35 empty] | No | [42 empty] | https://www.lutron.com/technicaldocumentlibrary/spec%20guide%20volume%201%20with%20addendums.pdf#page=20 | [7 empty] | Shelf Stock | [13 empty] | <a href="https://www.lutron.com/TechnicalDocumentLibrary/368-4493_Page_37.pdf" target="_blank">Tech Drawing</a> | [25 empty] | 39122206 | [13 empty] | <a href="https://www.lutron.com/TechnicalDocumentLibrary/369-119_Wallbox_Warranty.pdf" target="_blank">Warranty Information</a> |  |  |  |  | 0.320 L | [14 empty] | 0 | 0 | 0 | 0 | Lighting Fixtures | 2016-07-15 11:58 | 2024-07-20 11:05 | 0000-00-00 00:00:00 | 2024-07-20 11:05 | 0000-00-00 00:00:00
1 | Lutron Electronics | SF-12P-277-3-LA | 4460-1150 | 4460 | 1150 | Lutron Electronics | SF-12P-277-3-LA.jpg | 27557524070 | SKYLARK FLUOR 277V 1-12LP 3WY LA | Skylark Dimmer with On/Off Switch, Fluorescent or LED Dimming with 3-Wire Ballasts and Drivers, 3-way, 277V/6A in light almond |  | 2.3 | 4.5 |  | SF-12P-277-3-LA.jpg | http://grandbrass.xologic.com/vendors/4460/large/SF-12P-277-3-LA.jpg | [47 empty] | 0 | 0 | 0 | [6 empty] | 0 | 1 | 1 | EA | 1 | Lighting Controls | [7 empty] | White | [16 empty] | Traditional |  |  | Dimmers | [242 empty] | <a href="https://www.lutron.com/TechnicalDocumentLibrary/032345.pdf" target="_blank">Installation Instructions</a> | [23 empty] | 2.000 DW |  |  | 2.3000 IN | [89 empty] | 1.000 EA | 1.000 EA | [35 empty] | No | [42 empty] | https://www.lutron.com/technicaldocumentlibrary/spec%20guide%20volume%201%20with%20addendums.pdf#page=20 | [7 empty] | Shelf Stock | [13 empty] | <a href="https://www.lutron.com/TechnicalDocumentLibrary/368-4493_Page_37.pdf" target="_blank">Tech Drawing</a> | [25 empty] | 39122206 | [13 empty] | <a href="https://www.lutron.com/TechnicalDocumentLibrary/369-119_Wallbox_Warranty.pdf" target="_blank">Warranty Information</a> |  |  |  |  | 0.300 L | [14 empty] | 0 | 0 | 0 | 0 | Lighting Fixtures | 2016-07-15 11:58 | 2024-07-20 11:06 | 0000-00-00 00:00:00 | 2024-07-20 11:06 | 0000-00-00 00:00:00
1 | Lutron Electronics | S2-LFSQ-LA | 4460-1151 | 4460 | 1151 | Lutron Electronics | S2-LFSQ-LA.jpg | 27557525725 | SKYLARK DUAL LGT/QUIET FAN LIGHT ALMOND | Skylark Fan/Light Control, Single-pole, quiet 3-speed and dimmer, 120V/300W light, 1.5A fan in light almond |  | 2.4 | 4.6 |  | S2-LFSQ-LA.jpg | http://grandbrass.xologic.com/vendors/4460/large/S2-LFSQ-LA.jpg | [47 empty] | 0 | 0 | 0 | [6 empty] | 0 | 1 | 1 | EA | 1 | Lighting Controls | [7 empty] | Gray | [16 empty] | Traditional |  |  | Lightswitches | [242 empty] | <a href="https://www.lutron.com/TechnicalDocumentLibrary/0301992.pdf" target="_blank">Installation Instructions</a> | [23 empty] | 15.000 DW |  |  | 2.4000 IN | [89 empty] | 1.000 EA | 1.000 EA | [35 empty] | No | [42 empty] | https://www.lutron.com/technicaldocumentlibrary/spec%20guide%20volume%201%20with%20addendums.pdf#page=20 | [7 empty] | Shelf Stock | [13 empty] | <a href="https://www.lutron.com/TechnicalDocumentLibrary/368-4493_Page_30.pdf" target="_blank">Tech Drawing</a> | [25 empty] | 39122232 | [13 empty] | <a href="https://www.lutron.com/TechnicalDocumentLibrary/369-119_Wallbox_Warranty.pdf" target="_blank">Warranty Information</a> |  |  |  |  | 0.300 L | [14 empty] | 0 | 0 | 0 | 0 | Lighting Fixtures | 2016-07-15 11:58 | 2024-07-20 11:07 | 0000-00-00 00:00:00 | 2024-07-20 11:07 | 0000-00-00 00:00:00
1 | Lutron Electronics | SFSQ-LF-LA | 4460-1152 | 4460 | 1152 | Lutron Electronics | SFSQ-LF-LA.jpeg?w=1500 | 27557525756 | SKYLARK QUIET LIGHT/FAN SPD | Skylark Fan-Speed Control, Single-pole, quiet 3-speed, 120V/360W light, 1.5A fan in light almond |  | 2.3 | 4.5 | [50 empty] | 0 | 0 | 0 | [6 empty] | 0 | 1 | 1 | EA | 1 | Lighting Controls | [7 empty] | Gray | [16 empty] | Traditional |  |  | Lightswitches | [242 empty] | <a href="https://www.lutron.com/TechnicalDocumentLibrary/033203.pdf" target="_blank">Installation Instructions</a> | [23 empty] | 10.000 DW |  |  | 2.3000 IN | [89 empty] | 1.000 EA | 1.000 EA | [35 empty] | No | [42 empty] | https://www.lutron.com/technicaldocumentlibrary/spec%20guide%20volume%201%20with%20addendums.pdf#page=20 | [7 empty] | Shelf Stock | [13 empty] | <a href="https://www.lutron.com/TechnicalDocumentLibrary/368-4493_Page_31.pdf" target="_blank">Tech Drawing</a> | [25 empty] | 39122232 | [6 empty] | <a href="https://www.lutron.com/Education-Training/Tools/Pages/InstallDimmer.aspx?syst=Dimmers+%26+Switches&prodn=Skylark%c2%ae+dimmer" target="_blank">Product Video Clip</a> | [6 empty] | <a href="https://www.lutron.com/TechnicalDocumentLibrary/369-119_Wallbox_Warranty.pdf" target="_blank">Warranty Information</a> |  |  |  |  | 0.250 L | [14 empty] | 0 | 0 | 0 | 0 | Lighting Fixtures | 2016-07-15 11:58 | 2024-07-20 11:06 | 0000-00-00 00:00:00 | 2024-07-20 11:06 | 0000-00-00 00:00:00
4 | Lutron Electronics | SFSQ-F-LA | 4460-1153 | 4460 | 1153 | Lutron Electronics | Ecom_SFSQ-FH-LA_nowallplate.jpeg?w=1500 | 27557525961 | SKYLARK QUIET FAN SPEED LIGHT | Skylark Fan-Speed Control, Single-pole, quiet 3-speed, 120V/1.5A in light almond |  | 2.3 | 4.5 | [50 empty] | 0 | 0 | 0 | [6 empty] | 0 | 1 | 1 | EA | 1 |  |  |  | Control And Automation |  | Switches |  | Speed Switch | Gray | [16 empty] | Traditional | [245 empty] | <a href="https://www.lutron.com/TechnicalDocumentLibrary/033206.pdf" target="_blank">Installation Instructions</a> | [23 empty] | 30.000 DW |  |  | 2.3000 IN | [89 empty] | 1.000 EA | 1.000 EA | [35 empty] | No | [42 empty] | https://www.lutron.com/technicaldocumentlibrary/spec%20guide%20volume%201%20with%20addendums.pdf#page=20 | [7 empty] | Shelf Stock | [13 empty] | <a href="https://www.lutron.com/TechnicalDocumentLibrary/368-4493_Page_2.pdf" target="_blank">Tech Drawing</a> | [25 empty] | 39122240 | [13 empty] | <a href="https://www.lutron.com/TechnicalDocumentLibrary/369-119_Wallbox_Warranty.pdf" target="_blank">Warranty Information</a> |  |  |  |  | 0.300 L | [14 empty] | 0 | 0 | 0 | 0 | Electrical | 2016-07-15 11:58 | 2024-07-20 11:03 | 0000-00-00 00:00:00 | 2024-07-20 11:03 | 0000-00-00 00:00:00
1 | Lutron Electronics | S2-LF-LA | 4460-1154 | 4460 | 1154 | Lutron Electronics | S2-LF-LA.jpg | 27557525985 | SKYLARK DUAL FAN/LIGHT/LIGHT | Skylark Fan/Light Control, Single-pole, fully variable fan control and dimmer, 120V/300W light, 2.5A fan in light almond |  | 2.3 | 4.5 |  | S2-LF-LA.jpg | http://grandbrass.xologic.com/vendors/4460/large/S2-LF-LA.jpg | [47 empty] | 0 | 0 | 0 | [6 empty] | 0 | 1 | 1 | EA | 1 | Lighting Controls | [7 empty] | Gray | [16 empty] | Traditional |  |  | Lightswitches | [242 empty] | <a href="https://www.lutron.com/TechnicalDocumentLibrary/0301992.pdf" target="_blank">Installation Instructions</a> | [23 empty] | 10.000 DW |  |  | 2.3000 IN | [89 empty] | 1.000 EA | 1.000 EA | [35 empty] | No | [42 empty] | https://www.lutron.com/technicaldocumentlibrary/spec%20guide%20volume%201%20with%20addendums.pdf#page=20 | [7 empty] | Shelf Stock | [13 empty] | <a href="https://www.lutron.com/TechnicalDocumentLibrary/368-4493_Page_30.pdf" target="_blank">Tech Drawing</a> | [25 empty] | 39122232 | [13 empty] | <a href="https://www.lutron.com/TechnicalDocumentLibrary/369-119_Wallbox_Warranty.pdf" target="_blank">Warranty Information</a> |  |  |  |  | 0.350 L | [14 empty] | 0 | 0 | 0 | 0 | Lighting Fixtures | 2016-07-15 11:58 | 2024-07-20 11:04 | 0000-00-00 00:00:00 | 2024-07-20 11:04 | 0000-00-00 00:00:00
4 | Lutron Electronics | SFS-5E-LA | 4460-1155 | 4460 | 1155 | Lutron Electronics | Ecom_SFS-5E-LA_WithWallPlate.jpeg?w=1500 | 27557526166 | SKYLARK 120V 5A FAN SPD LIGHT | Skylark Fan-Speed Control, Single-pole, slide-to-off, fully variable fan control, 120V/5A in light almond |  | 2.3 | 4.5 | [50 empty] | 0 | 0 | 0 | [6 empty] | 0 | 1 | 1 | EA | 1 |  |  |  | Control And Automation |  | Switches |  | Speed Switch | Gray | [16 empty] | Traditional | [245 empty] | <a href="https://www.lutron.com/TechnicalDocumentLibrary/033203.pdf" target="_blank">Installation Instructions</a> | [23 empty] | 10.000 DW |  |  | 2.3000 IN | [89 empty] | 1.000 EA | 1.000 EA | [35 empty] | No | [42 empty] | https://www.lutron.com/technicaldocumentlibrary/spec%20guide%20volume%201%20with%20addendums.pdf#page=20 | [7 empty] | Shelf Stock | [13 empty] | <a href="https://www.lutron.com/TechnicalDocumentLibrary/368-4493_Page_31.pdf" target="_blank">Tech Drawing</a> | [25 empty] | 39122240 | [13 empty] | <a href="https://www.lutron.com/TechnicalDocumentLibrary/369-119_Wallbox_Warranty.pdf" target="_blank">Warranty Information</a> |  |  |  |  | 0.250 L | [14 empty] | 0 | 0 | 0 | 0 | Electrical | 2016-07-15 11:58 | 2024-07-20 11:05 | 0000-00-00 00:00:00 | 2024-07-20 11:05 | 0000-00-00 00:00:00
1 | Lutron Electronics | RK-IV | 4460-1165 | 4460 | 1165 | Lutron Electronics | RK-IV.jpg | 27557660013 | IVORY REPL KNOB (12 STD PK) | Rotary Replacement Knob, 3-speed fan control knob, in ivory |  | 3.5 | 5.5 |  | RK-IV.jpg | http://grandbrass.xologic.com/vendors/4460/large/RK-IV.jpg | [47 empty] | 0 | 0 | 0 | [6 empty] | 0 | 1 | 1 | EA | 1 | Specialty Items | [7 empty] | White | [19 empty] | Lighting Accessories | [242 empty] | <a href="https://www.lutron.com/TechnicalDocumentLibrary/044-105e.pdf" target="_blank">Installation Instructions</a> | [23 empty] | 10.000 DW |  |  | 0.5000 IN | [89 empty] | 1.000 EA | 1.000 EA | [35 empty] | No | [42 empty] | https://assets.lutron.com/a/documents/spec%20guide%20volume%201%20with%20addendums.pdf#page=56 | [7 empty] | Shelf Stock | [13 empty] | <a href="https://www.lutron.com/TechnicalDocumentLibrary/368-4493_Page_9.pdf" target="_blank">Tech Drawing</a> | [25 empty] | 39122221 | [13 empty] | <a href="https://www.lutron.com/TechnicalDocumentLibrary/043492.pdf" target="_blank">Warranty Information</a> |  |  |  |  | 0.500 L | [14 empty] | 0 | 0 | 0 | 0 | Lighting Fixtures | 2016-07-15 11:59 | 2024-07-20 11:06 | 0000-00-00 00:00:00 | 2024-07-20 11:06 | 0000-00-00 00:00:00 | [6 empty] | Ivory
1 | Lutron Electronics | RK-WH | 4460-1166 | 4460 | 1166 | Lutron Electronics | RK-WH.jpg | 27557660068 | WHITE REPL KNOB (12 STD. PK.) | Rotary Replacement Knob, 3-speed fan control knob, in white |  | 3 | 0.5 |  | RK-WH.jpg | http://grandbrass.xologic.com/vendors/4460/large/RK-WH.jpg | [47 empty] | 0 | 0 | 0 | [6 empty] | 0 | 1 | 1 | EA | 1 | Specialty Items | [7 empty] | White | [19 empty] | Lighting Accessories | [242 empty] | <a href="https://www.lutron.com/TechnicalDocumentLibrary/044-105e.pdf" target="_blank">Installation Instructions</a> | [23 empty] | 10.000 DW |  |  | 5.0000 IN | [89 empty] | 1.000 EA | 1.000 EA | [35 empty] | No | [42 empty] | https://assets.lutron.com/a/documents/spec%20guide%20volume%201%20with%20addendums.pdf#page=56 | [7 empty] | Shelf Stock | [13 empty] | <a href="https://www.lutron.com/TechnicalDocumentLibrary/368-4493_Page_9.pdf" target="_blank">Tech Drawing</a> | [25 empty] | 39122221 | [13 empty] | <a href="https://www.lutron.com/TechnicalDocumentLibrary/043492.pdf" target="_blank">Warranty Information</a> |  |  |  |  | 0.100 L | [14 empty] | 0 | 0 | 0 | 0 | Lighting Fixtures | 2016-07-15 11:59 | 2024-07-20 11:03 | 0000-00-00 00:00:00 | 2024-07-20 11:03 | 0000-00-00 00:00:00 | [6 empty] | White
1 | Lutron Electronics | SLV-600P-WH | 4460-1184 | 4460 | 1184 | Lutron Electronics | SLV-600P-WH.jpg | 27557670210 | SKYLARK 600VA LV PRESET WHITE | Skylark Dimmer with On/Off Switch, Magnetic Low-Voltage, Single-pole, preset, 120V/600VA (450W) in white |  | 2.3 | 4.5 |  | SLV-600P-WH.jpg | http://grandbrass.xologic.com/vendors/4460/large/SLV-600P-WH.jpg | [47 empty] | 0 | 0 | 0 | [6 empty] | 0 | 1 | 1 | EA | 1 | Lighting Controls | [7 empty] | White | [16 empty] | Traditional |  |  | Dimmers | [242 empty] | <a href="https://www.lutron.com/TechnicalDocumentLibrary/0301296.pdf" target="_blank">Installation Instructions</a> | [23 empty] | 10.000 DW |  |  | 2.3000 IN | [89 empty] | 1.000 EA | 1.000 EA | [35 empty] | No | [42 empty] | https://www.lutron.com/technicaldocumentlibrary/spec%20guide%20volume%201%20with%20addendums.pdf#page=20 | [7 empty] | Shelf Stock | [13 empty] | <a href="https://www.lutron.com/TechnicalDocumentLibrary/368-4493_Page_2.pdf" target="_blank">Tech Drawing</a> | [25 empty] | 39122206 | [13 empty] | <a href="https://www.lutron.com/TechnicalDocumentLibrary/369-119_Wallbox_Warranty.pdf" target="_blank">Warranty Information</a> |  |  |  |  | 0.250 L | [14 empty] | 0 | 0 | 0 | 0 | Lighting Fixtures | 2016-07-15 11:59 | 2024-07-20 11:04 | 0000-00-00 00:00:00 | 2024-07-20 11:04 | 0000-00-00 00:00:00 | [6 empty] | White
1 | Lutron Electronics | SLV-603P-WH | 4460-1185 | 4460 | 1185 | Lutron Electronics | SLV-603P-WH.jpg | 27557670227 | SKYLARK 600VA 3WY PRESET WHITE | Skylark Dimmer with On/Off Switch, Magnetic Low-Voltage, 3-way, preset, 120V/600VA (450W) in white |  | 2.3 | 4.5 |  | SLV-603P-WH.jpg | http://grandbrass.xologic.com/vendors/4460/large/SLV-603P-WH.jpg | [47 empty] | 0 | 0 | 0 | [6 empty] | 0 | 1 | 1 | EA | 1 | Lighting Controls | [7 empty] | White | [16 empty] | Traditional |  |  | Dimmers | [242 empty] | <a href="https://www.lutron.com/TechnicalDocumentLibrary/0301296.pdf" target="_blank">Installation Instructions</a> | [23 empty] | 10.000 DW |  |  | 2.3000 IN | [89 empty] | 1.000 EA | 1.000 EA | [35 empty] | No | [42 empty] | https://www.lutron.com/technicaldocumentlibrary/spec%20guide%20volume%201%20with%20addendums.pdf#page=20 | [7 empty] | Shelf Stock | [13 empty] | <a href="https://www.lutron.com/TechnicalDocumentLibrary/368-4493_Page_5.pdf" target="_blank">Tech Drawing</a> | [25 empty] | 39122206 | [13 empty] | <a href="https://www.lutron.com/TechnicalDocumentLibrary/369-119_Wallbox_Warranty.pdf" target="_blank">Warranty Information</a> |  |  |  |  | 0.250 L | [14 empty] | 0 | 0 | 0 | 0 | Lighting Fixtures | 2016-07-15 11:59 | 2024-07-20 11:06 | 0000-00-00 00:00:00 | 2024-07-20 11:06 | 0000-00-00 00:00:00 | [6 empty] | White
1 | Lutron Electronics | SELV-300P-WH | 4460-1186 | 4460 | 1186 | Lutron Electronics | SELV-300P-WH.jpg | 27557670272 | SKYLARK 300W PRESET ELECTR LOW VOLT WH | Skylark Dimmer with On/Off Switch, Electronic Low-Voltage, Single-pole, preset, 120V/300W in white |  | 2.3 | 4.5 |  | SELV-300P-WH.jpg | http://grandbrass.xologic.com/vendors/4460/large/SELV-300P-WH.jpg | [47 empty] | 0 | 0 | 0 | [6 empty] | 0 | 1 | 1 | EA | 1 | Lighting Controls | [7 empty] | White | [16 empty] | Traditional |  |  | Dimmers | [242 empty] | <a href="https://www.lutron.com/TechnicalDocumentLibrary/0301295.pdf" target="_blank">Installation Instructions</a> | [23 empty] | 10.000 DW |  |  | 2.3000 IN | [89 empty] | 1.000 EA | 1.000 EA | [35 empty] | No | [42 empty] | https://www.lutron.com/technicaldocumentlibrary/spec%20guide%20volume%201%20with%20addendums.pdf#page=20 | [7 empty] | Shelf Stock | [13 empty] | <a href="https://www.lutron.com/TechnicalDocumentLibrary/368-4493_Page_41.pdf" target="_blank">Tech Drawing</a> | [25 empty] | 39122206 | [13 empty] | <a href="https://www.lutron.com/TechnicalDocumentLibrary/369-119_Wallbox_Warranty.pdf" target="_blank">Warranty Information</a> |  |  |  |  | 0.250 L | [14 empty] | 0 | 0 | 0 | 0 | Lighting Fixtures | 2016-07-15 11:59 | 2024-07-20 11:06 | 0000-00-00 00:00:00 | 2024-07-20 11:06 | 0000-00-00 00:00:00 | [6 empty] | White
1 | Lutron Electronics | SELV-303P-WH | 4460-1187 | 4460 | 1187 | Lutron Electronics | SELV-303P-WH.jpg | 27557670289 | SKYLRK 300W 3WY PRESET ELCTR LOW VOLT WH | Skylark Dimmer with On/Off Switch, Electronic Low-Voltage, 3-way, preset, 120V/300W in white |  | 2.3 | 4.5 |  | SELV-303P-WH.jpg | http://grandbrass.xologic.com/vendors/4460/large/SELV-303P-WH.jpg | [47 empty] | 0 | 0 | 0 | [6 empty] | 0 | 1 | 1 | EA | 1 | Lighting Controls | [7 empty] | White | [16 empty] | Traditional |  |  | Dimmers | [242 empty] | <a href="https://www.lutron.com/TechnicalDocumentLibrary/0301295.pdf" target="_blank">Installation Instructions</a> | [23 empty] | 2.000 DW |  |  | 2.3000 IN | [89 empty] | 1.000 EA | 1.000 EA | [35 empty] | No | [42 empty] | https://www.lutron.com/technicaldocumentlibrary/spec%20guide%20volume%201%20with%20addendums.pdf#page=20 | [7 empty] | Shelf Stock | [13 empty] | <a href="https://www.lutron.com/TechnicalDocumentLibrary/368-4493_Page_39.pdf" target="_blank">Tech Drawing</a> | [25 empty] | 39122206 | [13 empty] | <a href="https://www.lutron.com/TechnicalDocumentLibrary/369-119_Wallbox_Warranty.pdf" target="_blank">Warranty Information</a> |  |  |  |  | 0.250 L | [14 empty] | 0 | 0 | 0 | 0 | Lighting Fixtures | 2016-07-15 11:59 | 2024-07-20 11:03 | 0000-00-00 00:00:00 | 2024-07-20 11:03 | 0000-00-00 00:00:00 | [6 empty] | White
1 | Lutron Electronics | S2-LF-WH | 4460-1188 | 4460 | 1188 | Lutron Electronics | S2-LF-WH.jpg | 27557670296 | SKYLARK DUAL FAN/LIGHT WHITE | Skylark Fan/Light Control, Single-pole, fully variable fan control and dimmer, 120V/300W light, 2.5A fan in white |  | 2.3 | 4.5 |  | S2-LF-WH.jpg | http://grandbrass.xologic.com/vendors/4460/large/S2-LF-WH.jpg | [47 empty] | 0 | 0 | 0 | [6 empty] | 0 | 1 | 1 | EA | 1 | Lighting Controls | [7 empty] | White | [16 empty] | Traditional |  |  | Lightswitches | [242 empty] | <a href="https://www.lutron.com/TechnicalDocumentLibrary/0301992.pdf" target="_blank">Installation Instructions</a> | [23 empty] | 10.000 DW |  |  | 2.3000 IN | [89 empty] | 1.000 EA | 1.000 EA | [35 empty] | No | [42 empty] | https://www.lutron.com/technicaldocumentlibrary/spec%20guide%20volume%201%20with%20addendums.pdf#page=20 | [7 empty] | Shelf Stock | [13 empty] | <a href="https://www.lutron.com/TechnicalDocumentLibrary/368-4493_Page_30.pdf" target="_blank">Tech Drawing</a> | [25 empty] | 39122232 | [13 empty] | <a href="https://www.lutron.com/TechnicalDocumentLibrary/369-119_Wallbox_Warranty.pdf" target="_blank">Warranty Information</a> |  |  |  |  | 0.350 L | [14 empty] | 0 | 0 | 0 | 0 | Lighting Fixtures | 2016-07-15 11:59 | 2024-07-20 11:05 | 0000-00-00 00:00:00 | 2024-07-20 11:05 | 0000-00-00 00:00:00 | [6 empty] | White
1 | Lutron Electronics | S2-LF-IV | 4460-1189 | 4460 | 1189 | Lutron Electronics | S2-LF-IV.jpg | 27557670302 | SKYLARK DUAL FAN/LIGHT IVORY | Skylark Fan/Light Control, Single-pole, fully variable fan control and dimmer, 120V/300W light, 2.5A fan in ivory |  | 2.3 | 4.5 |  | S2-LF-IV.jpg | http://grandbrass.xologic.com/vendors/4460/large/S2-LF-IV.jpg | [47 empty] | 0 | 0 | 0 | [6 empty] | 0 | 1 | 1 | EA | 1 | Lighting Controls | [7 empty] | White | [16 empty] | Traditional |  |  | Lightswitches | [242 empty] | <a href="https://www.lutron.com/TechnicalDocumentLibrary/0301992.pdf" target="_blank">Installation Instructions</a> | [23 empty] | 10.000 DW |  |  | 2.3000 IN | [89 empty] | 1.000 EA | 1.000 EA | [35 empty] | No | [42 empty] | https://www.lutron.com/technicaldocumentlibrary/spec%20guide%20volume%201%20with%20addendums.pdf#page=20 | [7 empty] | Shelf Stock | [13 empty] | <a href="https://www.lutron.com/TechnicalDocumentLibrary/368-4493_Page_30.pdf" target="_blank">Tech Drawing</a> | [25 empty] | 39122232 | [13 empty] | <a href="https://www.lutron.com/TechnicalDocumentLibrary/369-119_Wallbox_Warranty.pdf" target="_blank">Warranty Information</a> |  |  |  |  | 0.350 L | [14 empty] | 0 | 0 | 0 | 0 | Lighting Fixtures | 2016-07-15 11:59 | 2024-07-20 11:03 | 0000-00-00 00:00:00 | 2024-07-20 11:03 | 0000-00-00 00:00:00 | [6 empty] | Ivory
4 | Lutron Electronics | SFS-5E-WH | 4460-1190 | 4460 | 1190 | Lutron Electronics | Ecom_SFS-5E-WH_NoWallPlate.jpeg?w=1500 | 27557670319 | SKYLARK 120V 5A FAN SPD WHITE | Skylark Fan-Speed Control, Single-pole, slide-to-off, fully variable fan control, 120V/5A in white |  | 2.3 | 4.5 | [50 empty] | 0 | 0 | 0 | [6 empty] | 0 | 1 | 1 | EA | 1 |  |  |  | Control And Automation |  | Switches |  | Speed Switch | White | [16 empty] | Traditional | [245 empty] | <a href="https://www.lutron.com/TechnicalDocumentLibrary/033203.pdf" target="_blank">Installation Instructions</a> | [23 empty] | 10.000 DW |  |  | 2.3000 IN | [89 empty] | 1.000 EA | 1.000 EA | [35 empty] | No | [42 empty] | https://www.lutron.com/technicaldocumentlibrary/spec%20guide%20volume%201%20with%20addendums.pdf#page=20 | [7 empty] | Shelf Stock | [13 empty] | <a href="https://www.lutron.com/TechnicalDocumentLibrary/368-4493_Page_31.pdf" target="_blank">Tech Drawing</a> | [25 empty] | 39122240 | [13 empty] | <a href="https://www.lutron.com/TechnicalDocumentLibrary/369-119_Wallbox_Warranty.pdf" target="_blank">Warranty Information</a> |  |  |  |  | 0.250 L | [14 empty] | 0 | 0 | 0 | 0 | Electrical | 2016-07-15 11:59 | 2024-07-20 11:03 | 0000-00-00 00:00:00 | 2024-07-20 11:03 | 0000-00-00 00:00:00 | [6 empty] | White
4 | Lutron Electronics | SFS-5E-IV | 4460-1191 | 4460 | 1191 | Lutron Electronics | Ecom_SFS-5E-IV_WithWallPlate.jpeg?w=1500 | 27557670326 | SKYLARK 120V 5A FAN SPD IVORY | Skylark Fan-Speed Control, Single-pole, slide-to-off, fully variable fan control, 120V/5A in ivory |  | 2.3 | 4.5 | [50 empty] | 0 | 0 | 0 | [6 empty] | 0 | 1 | 1 | EA | 1 |  |  |  | Control And Automation |  | Switches |  | Speed Switch | White | [16 empty] | Traditional | [245 empty] | <a href="https://www.lutron.com/TechnicalDocumentLibrary/033203.pdf" target="_blank">Installation Instructions</a> | [23 empty] | 20.000 DW |  |  | 2.3000 IN | [89 empty] | 1.000 EA | 1.000 EA | [35 empty] | No | [42 empty] | https://www.lutron.com/technicaldocumentlibrary/spec%20guide%20volume%201%20with%20addendums.pdf#page=20 | [7 empty] | Shelf Stock | [13 empty] | <a href="https://www.lutron.com/TechnicalDocumentLibrary/368-4493_Page_31.pdf" target="_blank">Tech Drawing</a> | [25 empty] | 39122240 | [13 empty] | <a href="https://www.lutron.com/TechnicalDocumentLibrary/369-119_Wallbox_Warranty.pdf" target="_blank">Warranty Information</a> |  |  |  |  | 0.250 L | [14 empty] | 0 | 0 | 0 | 0 | Electrical | 2016-07-15 11:59 | 2024-07-20 11:06 | 0000-00-00 00:00:00 | 2024-07-20 11:06 | 0000-00-00 00:00:00 | [6 empty] | Ivory
4 | Lutron Electronics | SFSQ-F-WH | 4460-1192 | 4460 | 1192 | Lutron Electronics | Ecom_SFSQ-FH-WH_nowallplate.jpeg?w=1500 | 27557670333 | SKYLARK QUIET FAN SPEED WHITE | Skylark Fan-Speed Control, Single-pole, quiet 3-speed, 120V/1.5A in white |  | 2.3 | 4.5 | [50 empty] | 0 | 0 | 0 | [6 empty] | 0 | 1 | 1 | EA | 1 |  |  |  | Control And Automation |  | Switches |  | Speed Switch | White | [16 empty] | Traditional | [245 empty] | <a href="https://www.lutron.com/TechnicalDocumentLibrary/033206.pdf" target="_blank">Installation Instructions</a> | [23 empty] | 30.000 DW |  |  | 2.3000 IN | [89 empty] | 1.000 EA | 1.000 EA | [35 empty] | No | [42 empty] | https://www.lutron.com/technicaldocumentlibrary/spec%20guide%20volume%201%20with%20addendums.pdf#page=20 | [7 empty] | Shelf Stock | [13 empty] | <a href="https://www.lutron.com/TechnicalDocumentLibrary/368-4493_Page_2.pdf" target="_blank">Tech Drawing</a> | [25 empty] | 39122240 | [13 empty] | <a href="https://www.lutron.com/TechnicalDocumentLibrary/369-119_Wallbox_Warranty.pdf" target="_blank">Warranty Information</a> |  |  |  |  | 0.300 L | [14 empty] | 0 | 0 | 0 | 0 | Electrical | 2016-07-15 11:59 | 2024-07-20 11:02 | 0000-00-00 00:00:00 | 2024-07-20 11:02 | 0000-00-00 00:00:00 | [6 empty] | White
4 | Lutron Electronics | SFSQ-F-IV | 4460-1193 | 4460 | 1193 | Lutron Electronics | Ecom_SFSQ-FH-IV_nowallplate.jpeg?w=1500 | 27557670340 | SKYLARK QUIET FAN SPEED IVORY | Skylark Fan-Speed Control, Single-pole, quiet 3-speed, 120V/1.5A in ivory |  | 2.3 | 4.5 | [50 empty] | 0 | 0 | 0 | [6 empty] | 0 | 1 | 1 | EA | 1 |  |  |  | Control And Automation |  | Switches |  | Speed Switch | White | [16 empty] | Traditional | [245 empty] | <a href="https://www.lutron.com/TechnicalDocumentLibrary/033206.pdf" target="_blank">Installation Instructions</a> | [23 empty] | 30.000 DW |  |  | 2.3000 IN | [89 empty] | 1.000 EA | 1.000 EA | [35 empty] | No | [42 empty] | https://www.lutron.com/technicaldocumentlibrary/spec%20guide%20volume%201%20with%20addendums.pdf#page=20 | [7 empty] | Shelf Stock | [13 empty] | <a href="https://www.lutron.com/TechnicalDocumentLibrary/368-4493_Page_2.pdf" target="_blank">Tech Drawing</a> | [25 empty] | 39122240 | [13 empty] | <a href="https://www.lutron.com/TechnicalDocumentLibrary/369-119_Wallbox_Warranty.pdf" target="_blank">Warranty Information</a> |  |  |  |  | 0.300 L | [14 empty] | 0 | 0 | 0 | 0 | Electrical | 2016-07-15 11:59 | 2024-07-20 11:05 | 0000-00-00 00:00:00 | 2024-07-20 11:05 | 0000-00-00 00:00:00 | [6 empty] | Ivory
1 | Lutron Electronics | SFSQ-LF-WH | 4460-1194 | 4460 | 1194 | Lutron Electronics | Ecom_SFSQ-LFH-WH_nowallplate.jpeg?w=1500 | 27557670357 | SKYLARK QUIET LIGHT/FAN SPD WH | Skylark Fan-Speed Control, Single-pole, quiet 3-speed, 120V/360W light, 1.5A fan in white |  | 2.4 | 4.6 | [50 empty] | 0 | 0 | 0 | [6 empty] | 0 | 1 | 1 | EA | 1 | Lighting Controls | [7 empty] | White | [16 empty] | Traditional |  |  | Lightswitches | [242 empty] | <a href="https://www.lutron.com/TechnicalDocumentLibrary/033203.pdf" target="_blank">Installation Instructions</a> | [23 empty] | 10.000 DW |  |  | 2.4000 IN | [89 empty] | 1.000 EA | 1.000 EA | [35 empty] | No | [42 empty] | https://www.lutron.com/technicaldocumentlibrary/spec%20guide%20volume%201%20with%20addendums.pdf#page=20 | [7 empty] | Shelf Stock | [13 empty] | <a href="https://www.lutron.com/TechnicalDocumentLibrary/368-4493_Page_31.pdf" target="_blank">Tech Drawing</a> | [25 empty] | 39122232 | [6 empty] | <a href="https://www.lutron.com/Education-Training/Tools/Pages/InstallDimmer.aspx?syst=Dimmers+%26+Switches&prodn=Skylark%c2%ae+dimmer" target="_blank">Product Video Clip</a> | [6 empty] | <a href="https://www.lutron.com/TechnicalDocumentLibrary/369-119_Wallbox_Warranty.pdf" target="_blank">Warranty Information</a> |  |  |  |  | 0.250 L | [14 empty] | 0 | 0 | 0 | 0 | Lighting Fixtures | 2016-07-15 11:59 | 2024-07-20 11:03 | 0000-00-00 00:00:00 | 2024-07-20 11:03 | 0000-00-00 00:00:00 | [6 empty] | White
1 | Lutron Electronics | SFSQ-LF-IV | 4460-1195 | 4460 | 1195 | Lutron Electronics | Ecom_SFSQ-LF-IV_nowallplate.jpeg?w=1500 | 27557670364 | SKYLARK QUIET LIGHT/FAN SPD IV | Skylark Fan-Speed Control, Single-pole, quiet 3-speed, 120V/360W light, 1.5A fan in ivory |  | 2.3 | 4.5 | [50 empty] | 0 | 0 | 0 | [6 empty] | 0 | 1 | 1 | EA | 1 | Lighting Controls | [7 empty] | White | [16 empty] | Traditional |  |  | Lightswitches | [242 empty] | <a href="https://www.lutron.com/TechnicalDocumentLibrary/033203.pdf" target="_blank">Installation Instructions</a> | [23 empty] | 10.000 DW |  |  | 2.3000 IN | [89 empty] | 1.000 EA | 1.000 EA | [35 empty] | No | [42 empty] | https://www.lutron.com/technicaldocumentlibrary/spec%20guide%20volume%201%20with%20addendums.pdf#page=20 | [7 empty] | Shelf Stock | [13 empty] | <a href="https://www.lutron.com/TechnicalDocumentLibrary/368-4493_Page_31.pdf" target="_blank">Tech Drawing</a> | [25 empty] | 39122232 | [6 empty] | <a href="https://www.lutron.com/Education-Training/Tools/Pages/InstallDimmer.aspx?syst=Dimmers+%26+Switches&prodn=Skylark%c2%ae+dimmer" target="_blank">Product Video Clip</a> | [6 empty] | <a href="https://www.lutron.com/TechnicalDocumentLibrary/369-119_Wallbox_Warranty.pdf" target="_blank">Warranty Information</a> |  |  |  |  | 0.250 L | [14 empty] | 0 | 0 | 0 | 0 | Lighting Fixtures | 2016-07-15 11:59 | 2024-07-20 11:04 | 0000-00-00 00:00:00 | 2024-07-20 11:04 | 0000-00-00 00:00:00 | [6 empty] | Ivory
1 | Lutron Electronics | AY-10P-WH | 4460-1205 | 4460 | 1205 | Lutron Electronics | AY-10P-WH.jpg | 27557670470 | ARIADNI 1000W PRESET WHITE | Ariadni Dimmer, Incandescent/Halogen, Single-pole, preset, 120V/1000W in white |  | 2.3 | 4.5 |  | AY-10P-WH.jpg | http://grandbrass.xologic.com/vendors/4460/large/AY-10P-WH.jpg | [47 empty] | 0 | 0 | 0 | [6 empty] | 0 | 1 | 1 | EA | 1 | Lighting Controls | [7 empty] | White | [16 empty] | Traditional |  |  | Dimmers | [242 empty] | <a href="https://www.lutron.com/TechnicalDocumentLibrary/0301689.pdf" target="_blank">Installation Instructions</a> | [23 empty] | 10.000 DW |  |  | 2.4000 IN | [89 empty] | 1.000 EA | 1.000 EA | [35 empty] | No | [42 empty] | https://assets.lutron.com/a/documents/spec%20guide%20volume%201%20with%20addendums.pdf#page=50 | [7 empty] | Shelf Stock | [13 empty] | <a href="https://www.lutron.com/TechnicalDocumentLibrary/368-4493_Page_2.pdf" target="_blank">Tech Drawing</a> | [25 empty] | 39122206 | [6 empty] | <a href="https://www.lutron.com/Education-Training/Tools/Pages/InstallDimmer.aspx?syst=Dimmers+%26+Switches&prodn=Ariadni%c2%ae+%2f+Toggler%c2%ae+dimmer" target="_blank">Product Video Clip</a> | [6 empty] | <a href="https://www.lutron.com/TechnicalDocumentLibrary/369-119_Wallbox_Warranty.pdf" target="_blank">Warranty Information</a> |  |  |  |  | 0.250 L | [14 empty] | 0 | 0 | 0 | 0 | Lighting Fixtures | 2016-07-15 12:00 | 2024-07-20 11:03 | 0000-00-00 00:00:00 | 2024-07-20 11:03 | 0000-00-00 00:00:00 | [6 empty] | White
1 | Lutron Electronics | AY-10P-IV | 4460-1206 | 4460 | 1206 | Lutron Electronics | AY-10P-IV.jpg | 27557670487 | ARIADNI 1000W PRESET IVORY | Ariadni Dimmer, Incandescent/Halogen, Single-pole, preset, 120V/1000W in ivory |  | 2.3 | 4.5 |  | AY-10P-IV.jpg | http://grandbrass.xologic.com/vendors/4460/large/AY-10P-IV.jpg | [47 empty] | 0 | 0 | 0 | [6 empty] | 0 | 1 | 1 | EA | 1 | Lighting Controls | [7 empty] | White | [16 empty] | Traditional |  |  | Dimmers | [242 empty] | <a href="https://www.lutron.com/TechnicalDocumentLibrary/0301689.pdf" target="_blank">Installation Instructions</a> | [23 empty] | 10.000 DW |  |  | 2.4000 IN | [89 empty] | 1.000 EA | 1.000 EA | [35 empty] | No | [42 empty] | https://assets.lutron.com/a/documents/spec%20guide%20volume%201%20with%20addendums.pdf#page=50 | [7 empty] | Shelf Stock | [13 empty] | <a href="https://www.lutron.com/TechnicalDocumentLibrary/368-4493_Page_2.pdf" target="_blank">Tech Drawing</a> | [25 empty] | 39122206 | [6 empty] | <a href="https://www.lutron.com/Education-Training/Tools/Pages/InstallDimmer.aspx?syst=Dimmers+%26+Switches&prodn=Ariadni%c2%ae+%2f+Toggler%c2%ae+dimmer" target="_blank">Product Video Clip</a> | [6 empty] | <a href="https://www.lutron.com/TechnicalDocumentLibrary/369-119_Wallbox_Warranty.pdf" target="_blank">Warranty Information</a> |  |  |  |  | 0.250 L | [14 empty] | 0 | 0 | 0 | 0 | Lighting Fixtures | 2016-07-15 12:00 | 2024-07-20 11:03 | 0000-00-00 00:00:00 | 2024-07-20 11:03 | 0000-00-00 00:00:00 | [6 empty] | Ivory
1 | Lutron Electronics | AY-10PNL-WH | 4460-1207 | 4460 | 1207 | Lutron Electronics | AY-10PNL-WH.jpg | 27557670494 | ARIADNI 1000W PRESET W/NIGHT LIGHT WHITE | Ariadni Dimmer with Locator Light, Incandescent/Halogen, Single-pole, preset, 120V/1000W in white |  | 2.3 | 4.5 |  | AY-10PNL-WH.jpg | http://grandbrass.xologic.com/vendors/4460/large/AY-10PNL-WH.jpg | [47 empty] | 0 | 0 | 0 | [6 empty] | 0 | 1 | 1 | EA | 1 | Lighting Controls | [7 empty] | White | [16 empty] | Traditional |  |  | Dimmers | [242 empty] | <a href="https://www.lutron.com/TechnicalDocumentLibrary/0301689.pdf" target="_blank">Installation Instructions</a> | [23 empty] | 2.000 DW |  |  | 2.3000 IN | [89 empty] | 1.000 EA | 1.000 EA | [35 empty] | No | [42 empty] | https://assets.lutron.com/a/documents/spec%20guide%20volume%201%20with%20addendums.pdf#page=50 | [7 empty] | Shelf Stock | [13 empty] | <a href="https://www.lutron.com/TechnicalDocumentLibrary/368-4493_Page_2.pdf" target="_blank">Tech Drawing</a> | [25 empty] | 39122206 | [6 empty] | <a href="https://www.lutron.com/Education-Training/Tools/Pages/InstallDimmer.aspx?syst=Dimmers+%26+Switches&prodn=Ariadni%c2%ae+%2f+Toggler%c2%ae+dimmer" target="_blank">Product Video Clip</a> | [6 empty] | <a href="https://www.lutron.com/TechnicalDocumentLibrary/369-119_Wallbox_Warranty.pdf" target="_blank">Warranty Information</a> |  |  |  |  | 0.250 L | [14 empty] | 0 | 0 | 0 | 0 | Lighting Fixtures | 2016-07-15 12:00 | 2024-07-20 11:05 | 0000-00-00 00:00:00 | 2024-07-20 11:05 | 0000-00-00 00:00:00 | [6 empty] | White
1 | Lutron Electronics | AY-10PNL-IV | 4460-1208 | 4460 | 1208 | Lutron Electronics | AY-10PNL-IV.jpg | 27557670500 | ARIADNI 1000W PRESET W/NIGHT LIGHT IVORY | Ariadni Dimmer with Locator Light, Incandescent/Halogen, Single-pole, preset, 120V/1000W in ivory |  | 2.3 | 4.5 |  | AY-10PNL-IV.jpg | http://grandbrass.xologic.com/vendors/4460/large/AY-10PNL-IV.jpg | [47 empty] | 0 | 0 | 0 | [6 empty] | 0 | 1 | 1 | EA | 1 | Lighting Controls | [7 empty] | White | [16 empty] | Traditional |  |  | Dimmers | [242 empty] | <a href="https://www.lutron.com/TechnicalDocumentLibrary/0301689.pdf" target="_blank">Installation Instructions</a> | [23 empty] | 2.000 DW |  |  | 2.3000 IN | [89 empty] | 1.000 EA | 1.000 EA | [35 empty] | No | [42 empty] | https://assets.lutron.com/a/documents/spec%20guide%20volume%201%20with%20addendums.pdf#page=50 | [7 empty] | Shelf Stock | [13 empty] | <a href="https://www.lutron.com/TechnicalDocumentLibrary/368-4493_Page_2.pdf" target="_blank">Tech Drawing</a> | [25 empty] | 39122206 | [6 empty] | <a href="https://www.lutron.com/Education-Training/Tools/Pages/InstallDimmer.aspx?syst=Dimmers+%26+Switches&prodn=Ariadni%c2%ae+%2f+Toggler%c2%ae+dimmer" target="_blank">Product Video Clip</a> | [6 empty] | <a href="https://www.lutron.com/TechnicalDocumentLibrary/369-119_Wallbox_Warranty.pdf" target="_blank">Warranty Information</a> |  |  |  |  | 0.250 L | [14 empty] | 0 | 0 | 0 | 0 | Lighting Fixtures | 2016-07-15 12:00 | 2024-07-20 11:05 | 0000-00-00 00:00:00 | 2024-07-20 11:05 | 0000-00-00 00:00:00 | [6 empty] | Ivory
1 | Lutron Electronics | AY-103P-WH | 4460-1209 | 4460 | 1209 | Lutron Electronics | AY-103P-WH.jpg | 27557670517 | ARIADNI 1000W 3WY PRESET WHITE | Ariadni Dimmer, Incandescent/Halogen, 3-way, preset, 120V/1000W in white |  | 2.3 | 4.5 |  | AY-103P-WH.jpg | http://grandbrass.xologic.com/vendors/4460/large/AY-103P-WH.jpg | [47 empty] | 0 | 0 | 0 | [6 empty] | 0 | 1 | 1 | EA | 1 | Lighting Controls | [7 empty] | White | [16 empty] | Traditional |  |  | Dimmers | [242 empty] | <a href="https://www.lutron.com/TechnicalDocumentLibrary/0301689.pdf" target="_blank">Installation Instructions</a> | [23 empty] | 10.000 DW |  |  | 2.3000 IN | [89 empty] | 1.000 EA | 1.000 EA | [35 empty] | No | [42 empty] | https://assets.lutron.com/a/documents/spec%20guide%20volume%201%20with%20addendums.pdf#page=50 | [7 empty] | Shelf Stock | [13 empty] | <a href="https://www.lutron.com/TechnicalDocumentLibrary/368-4493_Page_5.pdf" target="_blank">Tech Drawing</a> | [25 empty] | 39122206 | [6 empty] | <a href="https://www.lutron.com/Education-Training/Tools/Pages/InstallDimmer.aspx?syst=Dimmers+%26+Switches&prodn=Ariadni%c2%ae+%2f+Toggler%c2%ae+dimmer" target="_blank">Product Video Clip</a> | [6 empty] | <a href="https://www.lutron.com/TechnicalDocumentLibrary/369-119_Wallbox_Warranty.pdf" target="_blank">Warranty Information</a> |  |  |  |  | 0.150 L | [14 empty] | 0 | 0 | 0 | 0 | Lighting Fixtures | 2016-07-15 12:00 | 2024-07-20 11:04 | 0000-00-00 00:00:00 | 2024-07-20 11:04 | 0000-00-00 00:00:00 | [6 empty] | White
1 | Lutron Electronics | AY-103P-IV | 4460-1210 | 4460 | 1210 | Lutron Electronics | AY-103P-IV.jpg | 27557670524 | ARIADNI 1000W 3WY PRESET IVORY | Ariadni Dimmer, Incandescent/Halogen, 3-way, preset, 120V/1000W in ivory |  | 2.3 | 4.5 |  | AY-103P-IV.jpg | http://grandbrass.xologic.com/vendors/4460/large/AY-103P-IV.jpg | [47 empty] | 0 | 0 | 0 | [6 empty] | 0 | 1 | 1 | EA | 1 | Lighting Controls | [7 empty] | White | [16 empty] | Traditional |  |  | Dimmers | [242 empty] | <a href="https://www.lutron.com/TechnicalDocumentLibrary/0301689.pdf" target="_blank">Installation Instructions</a> | [23 empty] | 2.000 DW |  |  | 2.3000 IN | [89 empty] | 1.000 EA | 1.000 EA | [35 empty] | No | [42 empty] | https://assets.lutron.com/a/documents/spec%20guide%20volume%201%20with%20addendums.pdf#page=50 | [7 empty] | Shelf Stock | [13 empty] | <a href="https://www.lutron.com/TechnicalDocumentLibrary/368-4493_Page_5.pdf" target="_blank">Tech Drawing</a> | [25 empty] | 39122206 | [6 empty] | <a href="https://www.lutron.com/Education-Training/Tools/Pages/InstallDimmer.aspx?syst=Dimmers+%26+Switches&prodn=Ariadni%c2%ae+%2f+Toggler%c2%ae+dimmer" target="_blank">Product Video Clip</a> | [6 empty] | <a href="https://www.lutron.com/TechnicalDocumentLibrary/369-119_Wallbox_Warranty.pdf" target="_blank">Warranty Information</a> |  |  |  |  | 0.150 L | [14 empty] | 0 | 0 | 0 | 0 | Lighting Fixtures | 2016-07-15 12:00 | 2024-07-20 11:04 | 0000-00-00 00:00:00 | 2024-07-20 11:04 | 0000-00-00 00:00:00 | [6 empty] | Ivory
1 | Lutron Electronics | AY-103PNL-WH | 4460-1211 | 4460 | 1211 | Lutron Electronics | AY-103PNL-WH.jpg | 27557670531 | ARIADNI 1000W 3WY PRESET W/ NL WH | Ariadni Dimmer with Locator Light, Incandescent/Halogen, 3-way, preset, 120V/1000W in white |  | 2.3 | 4.5 |  | AY-103PNL-WH.jpg | http://grandbrass.xologic.com/vendors/4460/large/AY-103PNL-WH.jpg | [47 empty] | 0 | 0 | 0 | [6 empty] | 0 | 1 | 1 | EA | 1 | Lighting Controls | [7 empty] | White | [16 empty] | Traditional |  |  | Dimmers | [242 empty] | <a href="https://www.lutron.com/TechnicalDocumentLibrary/0301689.pdf" target="_blank">Installation Instructions</a> | [23 empty] | 2.000 DW |  |  | 2.3000 IN | [89 empty] | 1.000 EA | 1.000 EA | [35 empty] | No | [42 empty] | https://assets.lutron.com/a/documents/spec%20guide%20volume%201%20with%20addendums.pdf#page=50 | [7 empty] | Shelf Stock | [13 empty] | <a href="https://www.lutron.com/TechnicalDocumentLibrary/368-4493_Page_5.pdf" target="_blank">Tech Drawing</a> | [25 empty] | 39122206 | [6 empty] | <a href="https://www.lutron.com/Education-Training/Tools/Pages/InstallDimmer.aspx?syst=Dimmers+%26+Switches&prodn=Ariadni%c2%ae+%2f+Toggler%c2%ae+dimmer" target="_blank">Product Video Clip</a> | [6 empty] | <a href="https://www.lutron.com/TechnicalDocumentLibrary/369-119_Wallbox_Warranty.pdf" target="_blank">Warranty Information</a> |  |  |  |  | 0.250 L | [14 empty] | 0 | 0 | 0 | 0 | Lighting Fixtures | 2016-07-15 12:00 | 2024-07-20 11:07 | 0000-00-00 00:00:00 | 2024-07-20 11:07 | 0000-00-00 00:00:00 | [6 empty] | White
1 | Lutron Electronics | AY-103PNL-IV | 4460-1212 | 4460 | 1212 | Lutron Electronics | AY-103PNL-IV.jpg | 27557670548 | ARIADNI 1000W 3WY PRESET W/ NL IV | Ariadni Dimmer with Locator Light, Incandescent/Halogen, 3-way, preset, 120V/1000W in ivory |  | 2.3 | 4.5 |  | AY-103PNL-IV.jpg | http://grandbrass.xologic.com/vendors/4460/large/AY-103PNL-IV.jpg | [47 empty] | 0 | 0 | 0 | [6 empty] | 0 | 1 | 1 | EA | 1 | Lighting Controls | [7 empty] | White | [16 empty] | Traditional |  |  | Dimmers | [242 empty] | <a href="https://www.lutron.com/TechnicalDocumentLibrary/0301689.pdf" target="_blank">Installation Instructions</a> | [23 empty] | 2.000 DW |  |  | 2.3000 IN | [89 empty] | 1.000 EA | 1.000 EA | [35 empty] | No | [42 empty] | https://assets.lutron.com/a/documents/spec%20guide%20volume%201%20with%20addendums.pdf#page=50 | [7 empty] | Shelf Stock | [13 empty] | <a href="https://www.lutron.com/TechnicalDocumentLibrary/368-4493_Page_5.pdf" target="_blank">Tech Drawing</a> | [25 empty] | 39122206 | [6 empty] | <a href="https://www.lutron.com/Education-Training/Tools/Pages/InstallDimmer.aspx?syst=Dimmers+%26+Switches&prodn=Ariadni%c2%ae+%2f+Toggler%c2%ae+dimmer" target="_blank">Product Video Clip</a> | [6 empty] | <a href="https://www.lutron.com/TechnicalDocumentLibrary/369-119_Wallbox_Warranty.pdf" target="_blank">Warranty Information</a> |  |  |  |  | 0.250 L | [14 empty] | 0 | 0 | 0 | 0 | Lighting Fixtures | 2016-07-15 12:00 | 2024-07-20 11:04 | 0000-00-00 00:00:00 | 2024-07-20 11:04 | 0000-00-00 00:00:00 | [6 empty] | Ivory
1 | Lutron Electronics | NF-10-BE | 4460-1252 | 4460 | 1252 | Lutron Electronics | NF-10-BE.jpg | 27557674027 | NOVA FLUOR DIMMER 1-10LP BE | Nova Dimmer, Fluorescent or LED Dimming with 3-Wire Ballasts and Drivers, Single-pole (small control), 120V/16A in beige |  | 5.3 | 3.9 |  | NF-10-BE.jpg | http://grandbrass.xologic.com/vendors/4460/large/NF-10-BE.jpg | [47 empty] | 0 | 0 | 0 | [6 empty] | 0 | 1 | 1 | EA | 1 | Lighting Controls | [7 empty] | White | [19 empty] | Dimmers | [242 empty] | <a href="https://www.lutron.com/TechnicalDocumentLibrary/031372.pdf" target="_blank">Installation Instructions</a> | [23 empty] | 2.000 DW |  |  | 5.3000 IN | [7 empty] | <a href="https://www.lutron.com/TechnicalDocumentLibrary/Nova_Family.pdf" target="_blank">Line Drawing</a> | [81 empty] | 1.000 EA | 1.000 EA | [35 empty] | No | [42 empty] | https://www.lutron.com/TechnicalDocumentLibrary/NovaSpecSubmittal.pdf | [7 empty] | Shelf Stock | [13 empty] | <a href="https://www.lutron.com/TechnicalDocumentLibrary/368-4493_Page_40.pdf" target="_blank">Tech Drawing</a> | [25 empty] | 39122206 | [6 empty] | <a href="https://www.lutron.com/Service-Support/Technical/InstallationInstructions/Pages/Videos.aspx?syst=Dimmers+%26+Switches&prodn=Nova%c2%ae+dimmer+%26+switch+" target="_blank">Product Video Clip</a> | [6 empty] | <a href="https://www.lutron.com/TechnicalDocumentLibrary/369-119_Wallbox_Warranty.pdf" target="_blank">Warranty Information</a> |  |  |  |  | 0.640 L | [14 empty] | 0 | 0 | 0 | 0 | Lighting Fixtures | 2016-07-15 12:01 | 2024-07-20 11:05 | 0000-00-00 00:00:00 | 2024-07-20 11:05 | 0000-00-00 00:00:00 | [6 empty] | Beige
1 | Lutron Electronics | NF-10-BL | 4460-1253 | 4460 | 1253 | Lutron Electronics | NF-10-BL.jpg | 27557674034 | NOVA FLUOR DIMMER 1-10LP BLACK | Nova Dimmer, Fluorescent or LED Dimming with 3-Wire Ballasts and Drivers, Single-pole (small control), 120V/16A in black |  | 5.3 | 3.9 |  | NF-10-BL.jpg | http://grandbrass.xologic.com/vendors/4460/large/NF-10-BL.jpg | [47 empty] | 0 | 0 | 0 | [6 empty] | 0 | 1 | 1 | EA | 1 | Lighting Controls | [7 empty] | Black | [19 empty] | Dimmers | [242 empty] | <a href="https://www.lutron.com/TechnicalDocumentLibrary/031372.pdf" target="_blank">Installation Instructions</a> | [23 empty] | 2.000 DW |  |  | 5.3000 IN | [7 empty] | <a href="https://www.lutron.com/TechnicalDocumentLibrary/Nova_Family.pdf" target="_blank">Line Drawing</a> | [81 empty] | 1.000 EA | 1.000 EA | [35 empty] | No | [42 empty] | https://www.lutron.com/TechnicalDocumentLibrary/NovaSpecSubmittal.pdf | [7 empty] | Shelf Stock | [13 empty] | <a href="https://www.lutron.com/TechnicalDocumentLibrary/368-4493_Page_40.pdf" target="_blank">Tech Drawing</a> | [25 empty] | 39122206 | [6 empty] | <a href="https://www.lutron.com/Service-Support/Technical/InstallationInstructions/Pages/Videos.aspx?syst=Dimmers+%26+Switches&prodn=Nova%c2%ae+dimmer+%26+switch+" target="_blank">Product Video Clip</a> | [6 empty] | <a href="https://www.lutron.com/TechnicalDocumentLibrary/369-119_Wallbox_Warranty.pdf" target="_blank">Warranty Information</a> |  |  |  |  | 0.640 L | [14 empty] | 0 | 0 | 0 | 0 | Lighting Fixtures | 2016-07-15 12:01 | 2024-07-20 11:06 | 0000-00-00 00:00:00 | 2024-07-20 11:06 | 0000-00-00 00:00:00 | [6 empty] | Black
1 | Lutron Electronics | NF-10-BR | 4460-1254 | 4460 | 1254 | Lutron Electronics | NF-10-BR.jpg | 27557674041 | NOVA FLUOR DIMMER 1-10LP BR | Nova Dimmer, Fluorescent or LED Dimming with 3-Wire Ballasts and Drivers, Single-pole (small control), 120V/16A in brown |  | 5.3 | 3.9 |  | NF-10-BR.jpg | http://grandbrass.xologic.com/vendors/4460/large/NF-10-BR.jpg | [47 empty] | 0 | 0 | 0 | [6 empty] | 0 | 1 | 1 | EA | 1 | Lighting Controls | [7 empty] | Brown | [19 empty] | Dimmers | [242 empty] | <a href="https://www.lutron.com/TechnicalDocumentLibrary/031372.pdf" target="_blank">Installation Instructions</a> | [23 empty] | 2.000 DW |  |  | 5.3000 IN | [7 empty] | <a href="https://www.lutron.com/TechnicalDocumentLibrary/Nova_Family.pdf" target="_blank">Line Drawing</a> | [81 empty] | 1.000 EA | 1.000 EA | [35 empty] | No | [42 empty] | https://www.lutron.com/TechnicalDocumentLibrary/NovaSpecSubmittal.pdf | [7 empty] | Shelf Stock | [13 empty] | <a href="https://www.lutron.com/TechnicalDocumentLibrary/368-4493_Page_40.pdf" target="_blank">Tech Drawing</a> | [25 empty] | 39122206 | [6 empty] | <a href="https://www.lutron.com/Service-Support/Technical/InstallationInstructions/Pages/Videos.aspx?syst=Dimmers+%26+Switches&prodn=Nova%c2%ae+dimmer+%26+switch+" target="_blank">Product Video Clip</a> | [6 empty] | <a href="https://www.lutron.com/TechnicalDocumentLibrary/369-119_Wallbox_Warranty.pdf" target="_blank">Warranty Information</a> |  |  |  |  | 0.640 L | [14 empty] | 0 | 0 | 0 | 0 | Lighting Fixtures | 2016-07-15 12:01 | 2024-07-20 11:04 | 0000-00-00 00:00:00 | 2024-07-20 11:04 | 0000-00-00 00:00:00 | [6 empty] | Brown
1 | Lutron Electronics | NF-10-GR | 4460-1255 | 4460 | 1255 | Lutron Electronics | NF-10-GR.jpg | 27557674058 | NOVA FLUOR DIMMER 1-10LP BL | Nova Dimmer, Fluorescent or LED Dimming with 3-Wire Ballasts and Drivers, Single-pole (small control), 120V/16A in gray |  | 5.3 | 3.9 |  | NF-10-GR.jpg | http://grandbrass.xologic.com/vendors/4460/large/NF-10-GR.jpg | [47 empty] | 0 | 0 | 0 | [6 empty] | 0 | 1 | 1 | EA | 1 | Lighting Controls | [7 empty] | Gray | [19 empty] | Dimmers | [242 empty] | <a href="https://www.lutron.com/TechnicalDocumentLibrary/031372.pdf" target="_blank">Installation Instructions</a> | [23 empty] | 2.000 DW |  |  | 5.3000 IN | [7 empty] | <a href="https://www.lutron.com/TechnicalDocumentLibrary/Nova_Family.pdf" target="_blank">Line Drawing</a> | [81 empty] | 1.000 EA | 1.000 EA | [35 empty] | No | [42 empty] | https://www.lutron.com/TechnicalDocumentLibrary/NovaSpecSubmittal.pdf | [7 empty] | Shelf Stock | [13 empty] | <a href="https://www.lutron.com/TechnicalDocumentLibrary/368-4493_Page_40.pdf" target="_blank">Tech Drawing</a> | [25 empty] | 39122206 | [6 empty] | <a href="https://www.lutron.com/Service-Support/Technical/InstallationInstructions/Pages/Videos.aspx?syst=Dimmers+%26+Switches&prodn=Nova%c2%ae+dimmer+%26+switch+" target="_blank">Product Video Clip</a> | [6 empty] | <a href="https://www.lutron.com/TechnicalDocumentLibrary/369-119_Wallbox_Warranty.pdf" target="_blank">Warranty Information</a> |  |  |  |  | 0.640 L | [14 empty] | 0 | 0 | 0 | 0 | Lighting Fixtures | 2016-07-15 12:01 | 2024-07-20 11:06 | 0000-00-00 00:00:00 | 2024-07-20 11:06 | 0000-00-00 00:00:00 | [6 empty] | Gray
1 | Lutron Electronics | NF-10-IV | 4460-1256 | 4460 | 1256 | Lutron Electronics | NF-10-IV.jpg | 27557674065 | NOVA FLUOR DIMMER 1-10LP IV | Nova Dimmer, Fluorescent or LED Dimming with 3-Wire Ballasts and Drivers, Single-pole (small control), 120V/16A in ivory |  | 5.3 | 3.9 |  | NF-10-IV.jpg | http://grandbrass.xologic.com/vendors/4460/large/NF-10-IV.jpg | [47 empty] | 0 | 0 | 0 | [6 empty] | 0 | 1 | 1 | EA | 1 | Lighting Controls | [7 empty] | White | [19 empty] | Dimmers | [242 empty] | <a href="https://www.lutron.com/TechnicalDocumentLibrary/031372.pdf" target="_blank">Installation Instructions</a> | [23 empty] | 2.000 DW |  |  | 5.3000 IN | [7 empty] | <a href="https://www.lutron.com/TechnicalDocumentLibrary/Nova_Family.pdf" target="_blank">Line Drawing</a> | [81 empty] | 1.000 EA | 1.000 EA | [35 empty] | No | [42 empty] | https://www.lutron.com/TechnicalDocumentLibrary/NovaSpecSubmittal.pdf | [7 empty] | Shelf Stock | [13 empty] | <a href="https://www.lutron.com/TechnicalDocumentLibrary/368-4493_Page_40.pdf" target="_blank">Tech Drawing</a> | [25 empty] | 39122206 | [6 empty] | <a href="https://www.lutron.com/Service-Support/Technical/InstallationInstructions/Pages/Videos.aspx?syst=Dimmers+%26+Switches&prodn=Nova%c2%ae+dimmer+%26+switch+" target="_blank">Product Video Clip</a> | [6 empty] | <a href="https://www.lutron.com/TechnicalDocumentLibrary/369-119_Wallbox_Warranty.pdf" target="_blank">Warranty Information</a> |  |  |  |  | 0.640 L | [14 empty] | 0 | 0 | 0 | 0 | Lighting Fixtures | 2016-07-15 12:01 | 2024-07-20 11:06 | 0000-00-00 00:00:00 | 2024-07-20 11:06 | 0000-00-00 00:00:00 | [6 empty] | Ivory
1 | Lutron Electronics | NF-10-277-BE | 4460-1257 | 4460 | 1257 | Lutron Electronics | NF-10-277-BE.jpg | 27557674072 | NOVA FLUOR DMR 1-10LP 277V BEIGE | Nova Dimmer, Fluorescent or LED Dimming with 3-Wire Ballasts and Drivers, Single-pole (large control), 277V/8A in beige |  | 5.3 | 3.9 |  | NF-10-277-BE.jpg | http://grandbrass.xologic.com/vendors/4460/large/NF-10-277-BE.jpg | [47 empty] | 0 | 0 | 0 | [6 empty] | 0 | 1 | 1 | EA | 1 | Lighting Controls | [7 empty] | White | [19 empty] | Dimmers | [242 empty] | <a href="https://www.lutron.com/TechnicalDocumentLibrary/031372.pdf" target="_blank">Installation Instructions</a> | [23 empty] | 2.000 DW |  |  | 5.3000 IN | [89 empty] | 1.000 EA | 1.000 EA | [35 empty] | No | [42 empty] | https://www.lutron.com/TechnicalDocumentLibrary/NovaSpecSubmittal.pdf | [7 empty] | Shelf Stock | [13 empty] | <a href="https://www.lutron.com/TechnicalDocumentLibrary/368-4493_Page_40.pdf" target="_blank">Tech Drawing</a> | [25 empty] | 39122206 | [6 empty] | <a href="https://www.lutron.com/Service-Support/Technical/InstallationInstructions/Pages/Videos.aspx?syst=Dimmers+%26+Switches&prodn=Nova%c2%ae+dimmer+%26+switch+" target="_blank">Product Video Clip</a> | [6 empty] | <a href="https://www.lutron.com/TechnicalDocumentLibrary/369-119_Wallbox_Warranty.pdf" target="_blank">Warranty Information</a> |  |  |  |  | 0.790 L | [14 empty] | 0 | 0 | 0 | 0 | Lighting Fixtures | 2016-07-15 12:01 | 2024-07-20 11:05 | 0000-00-00 00:00:00 | 2024-07-20 11:05 | 0000-00-00 00:00:00 | [6 empty] | Beige
1 | Lutron Electronics | NF-10-277-BL | 4460-1258 | 4460 | 1258 | Lutron Electronics | NF-10-277-BL.jpg | 27557674089 | NOVA FLUOR DMR 1-10LP 277V BLACK | Nova Dimmer, Fluorescent or LED Dimming with 3-Wire Ballasts and Drivers, Single-pole (large control), 277V/8A in black |  | 5.3 | 3.9 |  | NF-10-277-BL.jpg | http://grandbrass.xologic.com/vendors/4460/large/NF-10-277-BL.jpg | [47 empty] | 0 | 0 | 0 | [6 empty] | 0 | 1 | 1 | EA | 1 | Lighting Controls | [7 empty] | Black | [19 empty] | Dimmers | [242 empty] | <a href="https://www.lutron.com/TechnicalDocumentLibrary/031372.pdf" target="_blank">Installation Instructions</a> | [23 empty] | 2.000 DW |  |  | 5.3000 IN | [89 empty] | 1.000 EA | 1.000 EA | [35 empty] | No | [42 empty] | https://www.lutron.com/TechnicalDocumentLibrary/NovaSpecSubmittal.pdf | [7 empty] | Shelf Stock | [13 empty] | <a href="https://www.lutron.com/TechnicalDocumentLibrary/368-4493_Page_40.pdf" target="_blank">Tech Drawing</a> | [25 empty] | 39122206 | [6 empty] | <a href="https://www.lutron.com/Service-Support/Technical/InstallationInstructions/Pages/Videos.aspx?syst=Dimmers+%26+Switches&prodn=Nova%c2%ae+dimmer+%26+switch+" target="_blank">Product Video Clip</a> | [6 empty] | <a href="https://www.lutron.com/TechnicalDocumentLibrary/369-119_Wallbox_Warranty.pdf" target="_blank">Warranty Information</a> |  |  |  |  | 0.790 L | [14 empty] | 0 | 0 | 0 | 0 | Lighting Fixtures | 2016-07-15 12:01 | 2024-07-20 11:05 | 0000-00-00 00:00:00 | 2024-07-20 11:05 | 0000-00-00 00:00:00 | [6 empty] | Black
1 | Lutron Electronics | NF-10-277-BR | 4460-1259 | 4460 | 1259 | Lutron Electronics | NF-10-277-BR.jpg | 27557674096 | NOVA FLUOR DMR 1-10LP 277V BROWN | Nova Dimmer, Fluorescent or LED Dimming with 3-Wire Ballasts and Drivers, Single-pole (large control), 277V/8A in brown |  | 5.3 | 3.9 |  | NF-10-277-BR.jpg | http://grandbrass.xologic.com/vendors/4460/large/NF-10-277-BR.jpg | [47 empty] | 0 | 0 | 0 | [6 empty] | 0 | 1 | 1 | EA | 1 | Lighting Controls | [7 empty] | Brown | [19 empty] | Dimmers | [242 empty] | <a href="https://www.lutron.com/TechnicalDocumentLibrary/031372.pdf" target="_blank">Installation Instructions</a> | [23 empty] | 2.000 DW |  |  | 5.3000 IN | [89 empty] | 1.000 EA | 1.000 EA | [35 empty] | No | [42 empty] | https://www.lutron.com/TechnicalDocumentLibrary/NovaSpecSubmittal.pdf | [7 empty] | Shelf Stock | [13 empty] | <a href="https://www.lutron.com/TechnicalDocumentLibrary/368-4493_Page_40.pdf" target="_blank">Tech Drawing</a> | [25 empty] | 39122206 | [6 empty] | <a href="https://www.lutron.com/Service-Support/Technical/InstallationInstructions/Pages/Videos.aspx?syst=Dimmers+%26+Switches&prodn=Nova%c2%ae+dimmer+%26+switch+" target="_blank">Product Video Clip</a> | [6 empty] | <a href="https://www.lutron.com/TechnicalDocumentLibrary/369-119_Wallbox_Warranty.pdf" target="_blank">Warranty Information</a> |  |  |  |  | 0.790 L | [14 empty] | 0 | 0 | 0 | 0 | Lighting Fixtures | 2016-07-15 12:01 | 2024-07-20 11:04 | 0000-00-00 00:00:00 | 2024-07-20 11:04 | 0000-00-00 00:00:00 | [6 empty] | Brown
1 | Lutron Electronics | NF-10-277-GR | 4460-1260 | 4460 | 1260 | Lutron Electronics | NF-10-277-GR.jpg | 27557674102 | NOVA FLUOR DMR 1-10LP 277V GR | Nova Dimmer, Fluorescent or LED Dimming with 3-Wire Ballasts and Drivers, Single-pole (large control), 277V/8A in gray |  | 5.3 | 3.9 |  | NF-10-277-GR.jpg | http://grandbrass.xologic.com/vendors/4460/large/NF-10-277-GR.jpg | [47 empty] | 0 | 0 | 0 | [6 empty] | 0 | 1 | 1 | EA | 1 | Lighting Controls | [7 empty] | Gray | [19 empty] | Dimmers | [242 empty] | <a href="https://www.lutron.com/TechnicalDocumentLibrary/031372.pdf" target="_blank">Installation Instructions</a> | [23 empty] | 2.000 DW |  |  | 5.3000 IN | [89 empty] | 1.000 EA | 1.000 EA | [35 empty] | No | [42 empty] | https://www.lutron.com/TechnicalDocumentLibrary/NovaSpecSubmittal.pdf | [7 empty] | Shelf Stock | [13 empty] | <a href="https://www.lutron.com/TechnicalDocumentLibrary/368-4493_Page_40.pdf" target="_blank">Tech Drawing</a> | [25 empty] | 39122206 | [6 empty] | <a href="https://www.lutron.com/Service-Support/Technical/InstallationInstructions/Pages/Videos.aspx?syst=Dimmers+%26+Switches&prodn=Nova%c2%ae+dimmer+%26+switch+" target="_blank">Product Video Clip</a> | [6 empty] | <a href="https://www.lutron.com/TechnicalDocumentLibrary/369-119_Wallbox_Warranty.pdf" target="_blank">Warranty Information</a> |  |  |  |  | 0.790 L | [14 empty] | 0 | 0 | 0 | 0 | Lighting Fixtures | 2016-07-15 12:01 | 2024-07-20 11:07 | 0000-00-00 00:00:00 | 2024-07-20 11:07 | 0000-00-00 00:00:00 | [6 empty] | Gray
1 | Lutron Electronics | NF-10-277-IV | 4460-1261 | 4460 | 1261 | Lutron Electronics | NF-10-277-IV.jpg | 27557674119 | NOVA FLUOR DMR 1-10LP 277V IV | Nova Dimmer, Fluorescent or LED Dimming with 3-Wire Ballasts and Drivers, Single-pole (large control), 277V/8A in ivory |  | 5.3 | 3.9 |  | NF-10-277-IV.jpg | http://grandbrass.xologic.com/vendors/4460/large/NF-10-277-IV.jpg | [47 empty] | 0 | 0 | 0 | [6 empty] | 0 | 1 | 1 | EA | 1 | Lighting Controls | [7 empty] | White | [19 empty] | Dimmers | [242 empty] | <a href="https://www.lutron.com/TechnicalDocumentLibrary/031372.pdf" target="_blank">Installation Instructions</a> | [23 empty] | 2.000 DW |  |  | 5.3000 IN | [89 empty] | 1.000 EA | 1.000 EA | [35 empty] | No | [42 empty] | https://www.lutron.com/TechnicalDocumentLibrary/NovaSpecSubmittal.pdf | [7 empty] | Shelf Stock | [13 empty] | <a href="https://www.lutron.com/TechnicalDocumentLibrary/368-4493_Page_40.pdf" target="_blank">Tech Drawing</a> | [25 empty] | 39122206 | [6 empty] | <a href="https://www.lutron.com/Service-Support/Technical/InstallationInstructions/Pages/Videos.aspx?syst=Dimmers+%26+Switches&prodn=Nova%c2%ae+dimmer+%26+switch+" target="_blank">Product Video Clip</a> | [6 empty] | <a href="https://www.lutron.com/TechnicalDocumentLibrary/369-119_Wallbox_Warranty.pdf" target="_blank">Warranty Information</a> |  |  |  |  | 0.790 L | [14 empty] | 0 | 0 | 0 | 0 | Lighting Fixtures | 2016-07-15 12:02 | 2024-07-20 11:06 | 0000-00-00 00:00:00 | 2024-07-20 11:06 | 0000-00-00 00:00:00 | [6 empty] | Ivory
1 | Lutron Electronics | NF-20-BE | 4460-1262 | 4460 | 1262 | Lutron Electronics | NF-20-BE.jpg | 27557674126 | NOVA FLUOR DMR 1-20LP BEIGE | Nova Dimmer, Fluorescent Dimming with Magnetic Ballasts, Single-pole (large control), 120V/20 lamps in beige |  | 5.2 | 5.4 |  | NF-20-BE.jpg | http://grandbrass.xologic.com/vendors/4460/large/NF-20-BE.jpg | [47 empty] | 0 | 0 | 0 | [6 empty] | 0 | 1 | 1 | EA | 1 | Lighting Controls | [7 empty] | White | [19 empty] | Dimmers | [242 empty] | <a href="https://www.lutron.com/TechnicalDocumentLibrary/031372.pdf" target="_blank">Installation Instructions</a> | [23 empty] | 2.000 DW |  |  | 4.0000 IN | [7 empty] | <a href="https://www.lutron.com/TechnicalDocumentLibrary/Nova_Family.pdf" target="_blank">Line Drawing</a> | [81 empty] | 1.000 EA | 1.000 EA | [35 empty] | No | [42 empty] | https://www.lutron.com/TechnicalDocumentLibrary/NovaSpecSubmittal.pdf | [7 empty] | Shelf Stock | [13 empty] | <a href="https://www.lutron.com/TechnicalDocumentLibrary/368-4493_Page_40.pdf" target="_blank">Tech Drawing</a> | [25 empty] | 39122206 | [6 empty] | <a href="https://www.lutron.com/Service-Support/Technical/InstallationInstructions/Pages/Videos.aspx?syst=Dimmers+%26+Switches&prodn=Nova%c2%ae+dimmer+%26+switch+" target="_blank">Product Video Clip</a> | [6 empty] | <a href="https://www.lutron.com/TechnicalDocumentLibrary/369-119_Wallbox_Warranty.pdf" target="_blank">Warranty Information</a> |  |  |  |  | 0.750 L | [14 empty] | 0 | 0 | 0 | 0 | Lighting Fixtures | 2016-07-15 12:02 | 2024-07-20 11:04 | 0000-00-00 00:00:00 | 2024-07-20 11:04 | 0000-00-00 00:00:00 | [6 empty] | Beige
1 | Lutron Electronics | NF-20-BL | 4460-1263 | 4460 | 1263 | Lutron Electronics | NF-20-BL.jpg | 27557674133 | NOVA FLUOR DMR 1-20LP BL | Nova Dimmer, Fluorescent Dimming with Magnetic Ballasts, Single-pole (large control), 120V/20 lamps in black |  | 5.2 | 5.4 |  | NF-20-BL.jpg | http://grandbrass.xologic.com/vendors/4460/large/NF-20-BL.jpg | [47 empty] | 0 | 0 | 0 | [6 empty] | 0 | 1 | 1 | EA | 1 | Lighting Controls | [7 empty] | Black | [19 empty] | Dimmers | [242 empty] | <a href="https://www.lutron.com/TechnicalDocumentLibrary/031372.pdf" target="_blank">Installation Instructions</a> | [23 empty] | 5.000 DW |  |  | 4.0000 IN | [7 empty] | <a href="https://www.lutron.com/TechnicalDocumentLibrary/Nova_Family.pdf" target="_blank">Line Drawing</a> | [81 empty] | 1.000 EA | 1.000 EA | [35 empty] | No | [42 empty] | https://www.lutron.com/TechnicalDocumentLibrary/NovaSpecSubmittal.pdf | [7 empty] | Shelf Stock | [13 empty] | <a href="https://www.lutron.com/TechnicalDocumentLibrary/368-4493_Page_40.pdf" target="_blank">Tech Drawing</a> | [25 empty] | 39122206 | [6 empty] | <a href="https://www.lutron.com/Service-Support/Technical/InstallationInstructions/Pages/Videos.aspx?syst=Dimmers+%26+Switches&prodn=Nova%c2%ae+dimmer+%26+switch+" target="_blank">Product Video Clip</a> | [6 empty] | <a href="https://www.lutron.com/TechnicalDocumentLibrary/369-119_Wallbox_Warranty.pdf" target="_blank">Warranty Information</a> |  |  |  |  | 0.750 L | [14 empty] | 0 | 0 | 0 | 0 | Lighting Fixtures | 2016-07-15 12:02 | 2024-07-20 11:06 | 0000-00-00 00:00:00 | 2024-07-20 11:06 | 0000-00-00 00:00:00 | [6 empty] | Black
1 | Lutron Electronics | NF-20-BR | 4460-1264 | 4460 | 1264 | Lutron Electronics | NF-20-BR.jpg | 27557674140 | NOVA FLUOR DMR 1-20LP BR | Nova Dimmer, Fluorescent Dimming with Magnetic Ballasts, Single-pole (large control), 120V/20 lamps in brown |  | 5.2 | 5.4 |  | NF-20-BR.jpg | http://grandbrass.xologic.com/vendors/4460/large/NF-20-BR.jpg | [47 empty] | 0 | 0 | 0 | [6 empty] | 0 | 1 | 1 | EA | 1 | Lighting Controls | [7 empty] | Brown | [19 empty] | Dimmers | [242 empty] | <a href="https://www.lutron.com/TechnicalDocumentLibrary/031372.pdf" target="_blank">Installation Instructions</a> | [23 empty] | 2.000 DW |  |  | 4.0000 IN | [7 empty] | <a href="https://www.lutron.com/TechnicalDocumentLibrary/Nova_Family.pdf" target="_blank">Line Drawing</a> | [81 empty] | 1.000 EA | 1.000 EA | [35 empty] | No | [42 empty] | https://www.lutron.com/TechnicalDocumentLibrary/NovaSpecSubmittal.pdf | [7 empty] | Shelf Stock | [13 empty] | <a href="https://www.lutron.com/TechnicalDocumentLibrary/368-4493_Page_40.pdf" target="_blank">Tech Drawing</a> | [25 empty] | 39122206 | [6 empty] | <a href="https://www.lutron.com/Service-Support/Technical/InstallationInstructions/Pages/Videos.aspx?syst=Dimmers+%26+Switches&prodn=Nova%c2%ae+dimmer+%26+switch+" target="_blank">Product Video Clip</a> | [6 empty] | <a href="https://www.lutron.com/TechnicalDocumentLibrary/369-119_Wallbox_Warranty.pdf" target="_blank">Warranty Information</a> |  |  |  |  | 0.750 L | [14 empty] | 0 | 0 | 0 | 0 | Lighting Fixtures | 2016-07-15 12:02 | 2024-07-20 11:03 | 0000-00-00 00:00:00 | 2024-07-20 11:03 | 0000-00-00 00:00:00 | [6 empty] | Brown
1 | Lutron Electronics | NF-20-GR | 4460-1265 | 4460 | 1265 | Lutron Electronics | NF-20-GR.jpg | 27557674157 | NOVA FLUOR DMR 1-20LP GRAY | Nova Dimmer, Fluorescent Dimming with Magnetic Ballasts, Single-pole (large control), 120V/20 lamps in gray |  | 5.2 | 5.4 |  | NF-20-GR.jpg | http://grandbrass.xologic.com/vendors/4460/large/NF-20-GR.jpg | [47 empty] | 0 | 0 | 0 | [6 empty] | 0 | 1 | 1 | EA | 1 | Lighting Controls | [7 empty] | Gray | [19 empty] | Dimmers | [242 empty] | <a href="https://www.lutron.com/TechnicalDocumentLibrary/031372.pdf" target="_blank">Installation Instructions</a> | [23 empty] | 10.000 DW |  |  | 4.0000 IN | [7 empty] | <a href="https://www.lutron.com/TechnicalDocumentLibrary/Nova_Family.pdf" target="_blank">Line Drawing</a> | [81 empty] | 1.000 EA | 1.000 EA | [35 empty] | No | [42 empty] | https://www.lutron.com/TechnicalDocumentLibrary/NovaSpecSubmittal.pdf | [7 empty] | Shelf Stock | [13 empty] | <a href="https://www.lutron.com/TechnicalDocumentLibrary/368-4493_Page_40.pdf" target="_blank">Tech Drawing</a> | [25 empty] | 39122206 | [6 empty] | <a href="https://www.lutron.com/Service-Support/Technical/InstallationInstructions/Pages/Videos.aspx?syst=Dimmers+%26+Switches&prodn=Nova%c2%ae+dimmer+%26+switch+" target="_blank">Product Video Clip</a> | [6 empty] | <a href="https://www.lutron.com/TechnicalDocumentLibrary/369-119_Wallbox_Warranty.pdf" target="_blank">Warranty Information</a> |  |  |  |  | 0.750 L | [14 empty] | 0 | 0 | 0 | 0 | Lighting Fixtures | 2016-07-15 12:02 | 2024-07-20 11:04 | 0000-00-00 00:00:00 | 2024-07-20 11:04 | 0000-00-00 00:00:00 | [6 empty] | Gray
1 | Lutron Electronics | NF-20-IV | 4460-1266 | 4460 | 1266 | Lutron Electronics | NF-20-IV.jpg | 27557674164 | NOVA FLUOR DMR 1-20LP IVORY | Nova Dimmer, Fluorescent Dimming with Magnetic Ballasts, Single-pole (large control), 120V/20 lamps in ivory |  | 5.2 | 5.4 |  | NF-20-IV.jpg | http://grandbrass.xologic.com/vendors/4460/large/NF-20-IV.jpg | [47 empty] | 0 | 0 | 0 | [6 empty] | 0 | 1 | 1 | EA | 1 | Lighting Controls | [7 empty] | White | [19 empty] | Dimmers | [242 empty] | <a href="https://www.lutron.com/TechnicalDocumentLibrary/031372.pdf" target="_blank">Installation Instructions</a> | [23 empty] | 10.000 DW |  |  | 4.0000 IN | [7 empty] | <a href="https://www.lutron.com/TechnicalDocumentLibrary/Nova_Family.pdf" target="_blank">Line Drawing</a> | [81 empty] | 1.000 EA | 1.000 EA | [35 empty] | No | [42 empty] | https://www.lutron.com/TechnicalDocumentLibrary/NovaSpecSubmittal.pdf | [7 empty] | Shelf Stock | [13 empty] | <a href="https://www.lutron.com/TechnicalDocumentLibrary/368-4493_Page_40.pdf" target="_blank">Tech Drawing</a> | [25 empty] | 39122206 | [6 empty] | <a href="https://www.lutron.com/Service-Support/Technical/InstallationInstructions/Pages/Videos.aspx?syst=Dimmers+%26+Switches&prodn=Nova%c2%ae+dimmer+%26+switch+" target="_blank">Product Video Clip</a> | [6 empty] | <a href="https://www.lutron.com/TechnicalDocumentLibrary/369-119_Wallbox_Warranty.pdf" target="_blank">Warranty Information</a> |  |  |  |  | 0.750 L | [14 empty] | 0 | 0 | 0 | 0 | Lighting Fixtures | 2016-07-15 12:02 | 2024-07-20 11:05 | 0000-00-00 00:00:00 | 2024-07-20 11:05 | 0000-00-00 00:00:00 | [6 empty] | Ivory
1 | Lutron Electronics | NF-20-277-BE | 4460-1267 | 4460 | 1267 | Lutron Electronics | NF-20-277-BE.jpg | 27557674171 | NOVA FLUOR DMR 1-20LP 277V BE | Nova Dimmer, Fluorescent Dimming with Magnetic Ballasts, Single-pole (large control), 277V/20 lamps in beige |  | 5.3 | 3.9 |  | NF-20-277-BE.jpg | http://grandbrass.xologic.com/vendors/4460/large/NF-20-277-BE.jpg | [47 empty] | 0 | 0 | 0 | [6 empty] | 0 | 1 | 1 | EA | 1 | Lighting Controls | [7 empty] | White | [19 empty] | Dimmers | [242 empty] | <a href="https://www.lutron.com/TechnicalDocumentLibrary/031372.pdf" target="_blank">Installation Instructions</a> | [23 empty] | 2.000 DW |  |  | 5.3000 IN | [89 empty] | 1.000 EA | 1.000 EA | [35 empty] | No | [42 empty] | https://www.lutron.com/TechnicalDocumentLibrary/NovaSpecSubmittal.pdf | [7 empty] | Shelf Stock | [13 empty] | <a href="https://www.lutron.com/TechnicalDocumentLibrary/368-4493_Page_40.pdf" target="_blank">Tech Drawing</a> | [25 empty] | 39122206 | [6 empty] | <a href="https://www.lutron.com/Service-Support/Technical/InstallationInstructions/Pages/Videos.aspx?syst=Dimmers+%26+Switches&prodn=Nova%c2%ae+dimmer+%26+switch+" target="_blank">Product Video Clip</a> | [6 empty] | <a href="https://www.lutron.com/TechnicalDocumentLibrary/369-119_Wallbox_Warranty.pdf" target="_blank">Warranty Information</a> |  |  |  |  | 0.800 L | [14 empty] | 0 | 0 | 0 | 0 | Lighting Fixtures | 2016-07-15 12:02 | 2024-07-20 11:06 | 0000-00-00 00:00:00 | 2024-07-20 11:06 | 0000-00-00 00:00:00 | [6 empty] | Beige
1 | Lutron Electronics | NF-20-277-BL | 4460-1268 | 4460 | 1268 | Lutron Electronics | NF-20-277-BL.jpg | 27557674188 | NOVA FLUOR DMR 1-20LP 277V BL | Nova Dimmer, Fluorescent Dimming with Magnetic Ballasts, Single-pole (large control), 277V/20 lamps in black |  | 5.3 | 3.9 |  | NF-20-277-BL.jpg | http://grandbrass.xologic.com/vendors/4460/large/NF-20-277-BL.jpg | [47 empty] | 0 | 0 | 0 | [6 empty] | 0 | 1 | 1 | EA | 1 | Lighting Controls | [7 empty] | Black | [19 empty] | Dimmers | [242 empty] | <a href="https://www.lutron.com/TechnicalDocumentLibrary/031372.pdf" target="_blank">Installation Instructions</a> | [23 empty] | 10.000 DW |  |  | 5.3000 IN | [89 empty] | 1.000 EA | 1.000 EA | [35 empty] | No | [42 empty] | https://www.lutron.com/TechnicalDocumentLibrary/NovaSpecSubmittal.pdf | [7 empty] | Shelf Stock | [13 empty] | <a href="https://www.lutron.com/TechnicalDocumentLibrary/368-4493_Page_40.pdf" target="_blank">Tech Drawing</a> | [25 empty] | 39122206 | [6 empty] | <a href="https://www.lutron.com/Service-Support/Technical/InstallationInstructions/Pages/Videos.aspx?syst=Dimmers+%26+Switches&prodn=Nova%c2%ae+dimmer+%26+switch+" target="_blank">Product Video Clip</a> | [6 empty] | <a href="https://www.lutron.com/TechnicalDocumentLibrary/369-119_Wallbox_Warranty.pdf" target="_blank">Warranty Information</a> |  |  |  |  | 0.800 L | [14 empty] | 0 | 0 | 0 | 0 | Lighting Fixtures | 2016-07-15 12:02 | 2024-07-20 11:04 | 0000-00-00 00:00:00 | 2024-07-20 11:04 | 0000-00-00 00:00:00 | [6 empty] | Black
1 | Lutron Electronics | NF-20-277-BR | 4460-1269 | 4460 | 1269 | Lutron Electronics | NF-20-277-BR.jpg | 27557674195 | NOVA FLUOR DMR 1-20LP 277V BR | Nova Dimmer, Fluorescent Dimming with Magnetic Ballasts, Single-pole (large control), 277V/20 lamps in brown |  | 5.3 | 3.9 |  | NF-20-277-BR.jpg | http://grandbrass.xologic.com/vendors/4460/large/NF-20-277-BR.jpg | [47 empty] | 0 | 0 | 0 | [6 empty] | 0 | 1 | 1 | EA | 1 | Lighting Controls | [7 empty] | Brown | [19 empty] | Dimmers | [242 empty] | <a href="https://www.lutron.com/TechnicalDocumentLibrary/031372.pdf" target="_blank">Installation Instructions</a> | [23 empty] | 2.000 DW |  |  | 5.3000 IN | [89 empty] | 1.000 EA | 1.000 EA | [35 empty] | No | [42 empty] | https://www.lutron.com/TechnicalDocumentLibrary/NovaSpecSubmittal.pdf | [7 empty] | Shelf Stock | [13 empty] | <a href="https://www.lutron.com/TechnicalDocumentLibrary/368-4493_Page_40.pdf" target="_blank">Tech Drawing</a> | [25 empty] | 39122206 | [6 empty] | <a href="https://www.lutron.com/Service-Support/Technical/InstallationInstructions/Pages/Videos.aspx?syst=Dimmers+%26+Switches&prodn=Nova%c2%ae+dimmer+%26+switch+" target="_blank">Product Video Clip</a> | [6 empty] | <a href="https://www.lutron.com/TechnicalDocumentLibrary/369-119_Wallbox_Warranty.pdf" target="_blank">Warranty Information</a> |  |  |  |  | 0.800 L | [14 empty] | 0 | 0 | 0 | 0 | Lighting Fixtures | 2016-07-15 12:02 | 2024-07-20 11:06 | 0000-00-00 00:00:00 | 2024-07-20 11:06 | 0000-00-00 00:00:00 | [6 empty] | Brown
1 | Lutron Electronics | NF-20-277-GR | 4460-1270 | 4460 | 1270 | Lutron Electronics | NF-20-277-GR.jpg | 27557674201 | NOVA FLUOR DMR 1-20LP 277V GR | Nova Dimmer, Fluorescent Dimming with Magnetic Ballasts, Single-pole (large control), 277V/20 lamps in gray |  | 5.3 | 3.9 |  | NF-20-277-GR.jpg | http://grandbrass.xologic.com/vendors/4460/large/NF-20-277-GR.jpg | [47 empty] | 0 | 0 | 0 | [6 empty] | 0 | 1 | 1 | EA | 1 | Lighting Controls | [7 empty] | Gray | [19 empty] | Dimmers | [242 empty] | <a href="https://www.lutron.com/TechnicalDocumentLibrary/031372.pdf" target="_blank">Installation Instructions</a> | [23 empty] | 2.000 DW |  |  | 5.3000 IN | [89 empty] | 1.000 EA | 1.000 EA | [35 empty] | No | [42 empty] | https://www.lutron.com/TechnicalDocumentLibrary/NovaSpecSubmittal.pdf | [7 empty] | Shelf Stock | [13 empty] | <a href="https://www.lutron.com/TechnicalDocumentLibrary/368-4493_Page_40.pdf" target="_blank">Tech Drawing</a> | [25 empty] | 39122206 | [6 empty] | <a href="https://www.lutron.com/Service-Support/Technical/InstallationInstructions/Pages/Videos.aspx?syst=Dimmers+%26+Switches&prodn=Nova%c2%ae+dimmer+%26+switch+" target="_blank">Product Video Clip</a> | [6 empty] | <a href="https://www.lutron.com/TechnicalDocumentLibrary/369-119_Wallbox_Warranty.pdf" target="_blank">Warranty Information</a> |  |  |  |  | 0.800 L | [14 empty] | 0 | 0 | 0 | 0 | Lighting Fixtures | 2016-07-15 12:02 | 2024-07-20 11:07 | 0000-00-00 00:00:00 | 2024-07-20 11:07 | 0000-00-00 00:00:00 | [6 empty] | Gray
1 | Lutron Electronics | NF-20-277-IV | 4460-1271 | 4460 | 1271 | Lutron Electronics | NF-20-277-IV.jpg | 27557674218 | NOVA FLUOR DMR 1-20LP 277V IV | Nova Dimmer, Fluorescent Dimming with Magnetic Ballasts, Single-pole (large control), 277V/20 lamps in ivory |  | 5.3 | 3.9 |  | NF-20-277-IV.jpg | http://grandbrass.xologic.com/vendors/4460/large/NF-20-277-IV.jpg | [47 empty] | 0 | 0 | 0 | [6 empty] | 0 | 1 | 1 | EA | 1 | Lighting Controls | [7 empty] | White | [19 empty] | Dimmers | [242 empty] | <a href="https://www.lutron.com/TechnicalDocumentLibrary/031372.pdf" target="_blank">Installation Instructions</a> | [23 empty] | 2.000 DW |  |  | 5.3000 IN | [89 empty] | 1.000 EA | 1.000 EA | [35 empty] | No | [42 empty] | https://www.lutron.com/TechnicalDocumentLibrary/NovaSpecSubmittal.pdf | [7 empty] | Shelf Stock | [13 empty] | <a href="https://www.lutron.com/TechnicalDocumentLibrary/368-4493_Page_40.pdf" target="_blank">Tech Drawing</a> | [25 empty] | 39122206 | [6 empty] | <a href="https://www.lutron.com/Service-Support/Technical/InstallationInstructions/Pages/Videos.aspx?syst=Dimmers+%26+Switches&prodn=Nova%c2%ae+dimmer+%26+switch+" target="_blank">Product Video Clip</a> | [6 empty] | <a href="https://www.lutron.com/TechnicalDocumentLibrary/369-119_Wallbox_Warranty.pdf" target="_blank">Warranty Information</a> |  |  |  |  | 0.800 L | [14 empty] | 0 | 0 | 0 | 0 | Lighting Fixtures | 2016-07-15 12:02 | 2024-07-20 11:06 | 0000-00-00 00:00:00 | 2024-07-20 11:06 | 0000-00-00 00:00:00 | [6 empty] | Ivory
1 | Lutron Electronics | NF-30-BE | 4460-1272 | 4460 | 1272 | Lutron Electronics | NF-30-BE.jpg | 27557674225 | NOVA FLUOR DMR 1-30LP BEIGE | Nova Dimmer, Fluorescent Dimming with Magnetic Ballasts, Single-pole (large control), 120V/30 lamps in beige |  | 5.2 | 5.4 |  | NF-30-BE.jpg | http://grandbrass.xologic.com/vendors/4460/large/NF-30-BE.jpg | [47 empty] | 0 | 0 | 0 | [6 empty] | 0 | 1 | 1 | EA | 1 | Lighting Controls | [7 empty] | White | [19 empty] | Dimmers | [242 empty] | <a href="https://www.lutron.com/TechnicalDocumentLibrary/031372.pdf" target="_blank">Installation Instructions</a> | [23 empty] | 5.000 DW |  |  | 4.0000 IN | [7 empty] | <a href="https://www.lutron.com/TechnicalDocumentLibrary/Nova_Family.pdf" target="_blank">Line Drawing</a> | [81 empty] | 1.000 EA | 1.000 EA | [35 empty] | No | [42 empty] | https://www.lutron.com/TechnicalDocumentLibrary/NovaSpecSubmittal.pdf | [7 empty] | Shelf Stock | [13 empty] | <a href="https://www.lutron.com/TechnicalDocumentLibrary/368-4493_Page_40.pdf" target="_blank">Tech Drawing</a> | [25 empty] | 39122206 | [6 empty] | <a href="https://www.lutron.com/Service-Support/Technical/InstallationInstructions/Pages/Videos.aspx?syst=Dimmers+%26+Switches&prodn=Nova%c2%ae+dimmer+%26+switch+" target="_blank">Product Video Clip</a> | [6 empty] | <a href="https://www.lutron.com/TechnicalDocumentLibrary/369-119_Wallbox_Warranty.pdf" target="_blank">Warranty Information</a> |  |  |  |  | 0.750 L | [14 empty] | 0 | 0 | 0 | 0 | Lighting Fixtures | 2016-07-15 12:02 | 2024-07-20 11:06 | 0000-00-00 00:00:00 | 2024-07-20 11:06 | 0000-00-00 00:00:00 | [6 empty] | Beige
1 | Lutron Electronics | NF-30-BL | 4460-1273 | 4460 | 1273 | Lutron Electronics | NF-30-BL.jpg | 27557674232 | NOVA FLUOR DMR 1-30LP BLACK | Nova Dimmer, Fluorescent Dimming with Magnetic Ballasts, Single-pole (large control), 120V/30 lamps in black |  | 5.2 | 5.4 |  | NF-30-BL.jpg | http://grandbrass.xologic.com/vendors/4460/large/NF-30-BL.jpg | [47 empty] | 0 | 0 | 0 | [6 empty] | 0 | 1 | 1 | EA | 1 | Lighting Controls | [7 empty] | Black | [19 empty] | Dimmers | [242 empty] | <a href="https://www.lutron.com/TechnicalDocumentLibrary/031372.pdf" target="_blank">Installation Instructions</a> | [23 empty] | 2.000 DW |  |  | 4.0000 IN | [7 empty] | <a href="https://www.lutron.com/TechnicalDocumentLibrary/Nova_Family.pdf" target="_blank">Line Drawing</a> | [81 empty] | 1.000 EA | 1.000 EA | [35 empty] | No | [42 empty] | https://www.lutron.com/TechnicalDocumentLibrary/NovaSpecSubmittal.pdf | [7 empty] | Shelf Stock | [13 empty] | <a href="https://www.lutron.com/TechnicalDocumentLibrary/368-4493_Page_40.pdf" target="_blank">Tech Drawing</a> | [25 empty] | 39122206 | [6 empty] | <a href="https://www.lutron.com/Service-Support/Technical/InstallationInstructions/Pages/Videos.aspx?syst=Dimmers+%26+Switches&prodn=Nova%c2%ae+dimmer+%26+switch+" target="_blank">Product Video Clip</a> | [6 empty] | <a href="https://www.lutron.com/TechnicalDocumentLibrary/369-119_Wallbox_Warranty.pdf" target="_blank">Warranty Information</a> |  |  |  |  | 0.750 L | [14 empty] | 0 | 0 | 0 | 0 | Lighting Fixtures | 2016-07-15 12:02 | 2024-07-20 11:04 | 0000-00-00 00:00:00 | 2024-07-20 11:04 | 0000-00-00 00:00:00 | [6 empty] | Black
1 | Lutron Electronics | NF-30-BR | 4460-1274 | 4460 | 1274 | Lutron Electronics | NF-30-BR.jpg | 27557674249 | NOVA FLUOR DMR 1-30LP BROWN | Nova Dimmer, Fluorescent Dimming with Magnetic Ballasts, Single-pole (large control), 120V/30 lamps in brown |  | 5.2 | 5.4 |  | NF-30-BR.jpg | http://grandbrass.xologic.com/vendors/4460/large/NF-30-BR.jpg | [47 empty] | 0 | 0 | 0 | [6 empty] | 0 | 1 | 1 | EA | 1 | Lighting Controls | [7 empty] | Brown | [19 empty] | Dimmers | [242 empty] | <a href="https://www.lutron.com/TechnicalDocumentLibrary/031372.pdf" target="_blank">Installation Instructions</a> | [23 empty] | 2.000 DW |  |  | 4.0000 IN | [7 empty] | <a href="https://www.lutron.com/TechnicalDocumentLibrary/Nova_Family.pdf" target="_blank">Line Drawing</a> | [81 empty] | 1.000 EA | 1.000 EA | [35 empty] | No | [42 empty] | https://www.lutron.com/TechnicalDocumentLibrary/NovaSpecSubmittal.pdf | [7 empty] | Shelf Stock | [13 empty] | <a href="https://www.lutron.com/TechnicalDocumentLibrary/368-4493_Page_40.pdf" target="_blank">Tech Drawing</a> | [25 empty] | 39122206 | [6 empty] | <a href="https://www.lutron.com/Service-Support/Technical/InstallationInstructions/Pages/Videos.aspx?syst=Dimmers+%26+Switches&prodn=Nova%c2%ae+dimmer+%26+switch+" target="_blank">Product Video Clip</a> | [6 empty] | <a href="https://www.lutron.com/TechnicalDocumentLibrary/369-119_Wallbox_Warranty.pdf" target="_blank">Warranty Information</a> |  |  |  |  | 0.750 L | [14 empty] | 0 | 0 | 0 | 0 | Lighting Fixtures | 2016-07-15 12:02 | 2024-07-20 11:06 | 0000-00-00 00:00:00 | 2024-07-20 11:06 | 0000-00-00 00:00:00 | [6 empty] | Brown
1 | Lutron Electronics | NF-30-GR | 4460-1275 | 4460 | 1275 | Lutron Electronics | NF-30-GR.jpg | 27557674256 | NOVA FLUOR DMR 1-30LP GRAY | Nova Dimmer, Fluorescent Dimming with Magnetic Ballasts, Single-pole (large control), 120V/30 lamps in gray |  | 5.2 | 5.4 |  | NF-30-GR.jpg | http://grandbrass.xologic.com/vendors/4460/large/NF-30-GR.jpg | [47 empty] | 0 | 0 | 0 | [6 empty] | 0 | 1 | 1 | EA | 1 | Lighting Controls | [7 empty] | Gray | [19 empty] | Dimmers | [242 empty] | <a href="https://www.lutron.com/TechnicalDocumentLibrary/031372.pdf" target="_blank">Installation Instructions</a> | [23 empty] | 5.000 DW |  |  | 4.0000 IN | [7 empty] | <a href="https://www.lutron.com/TechnicalDocumentLibrary/Nova_Family.pdf" target="_blank">Line Drawing</a> | [81 empty] | 1.000 EA | 1.000 EA | [35 empty] | No | [42 empty] | https://www.lutron.com/TechnicalDocumentLibrary/NovaSpecSubmittal.pdf | [7 empty] | Shelf Stock | [13 empty] | <a href="https://www.lutron.com/TechnicalDocumentLibrary/368-4493_Page_40.pdf" target="_blank">Tech Drawing</a> | [25 empty] | 39122206 | [6 empty] | <a href="https://www.lutron.com/Service-Support/Technical/InstallationInstructions/Pages/Videos.aspx?syst=Dimmers+%26+Switches&prodn=Nova%c2%ae+dimmer+%26+switch+" target="_blank">Product Video Clip</a> | [6 empty] | <a href="https://www.lutron.com/TechnicalDocumentLibrary/369-119_Wallbox_Warranty.pdf" target="_blank">Warranty Information</a> |  |  |  |  | 0.750 L | [14 empty] | 0 | 0 | 0 | 0 | Lighting Fixtures | 2016-07-15 12:02 | 2024-07-20 11:04 | 0000-00-00 00:00:00 | 2024-07-20 11:04 | 0000-00-00 00:00:00 | [6 empty] | Gray
1 | Lutron Electronics | NF-30-IV | 4460-1276 | 4460 | 1276 | Lutron Electronics | NF-30-IV.jpg | 27557674263 | NOVA FLUOR DMR 1-30LP IVORY | Nova Dimmer, Fluorescent Dimming with Magnetic Ballasts, Single-pole (large control), 120V/30 lamps in ivory |  | 5.2 | 5.4 |  | NF-30-IV.jpg | http://grandbrass.xologic.com/vendors/4460/large/NF-30-IV.jpg | [47 empty] | 0 | 0 | 0 | [6 empty] | 0 | 1 | 1 | EA | 1 | Lighting Controls | [7 empty] | White | [19 empty] | Dimmers | [242 empty] | <a href="https://www.lutron.com/TechnicalDocumentLibrary/031372.pdf" target="_blank">Installation Instructions</a> | [23 empty] | 2.000 DW |  |  | 4.0000 IN | [7 empty] | <a href="https://www.lutron.com/TechnicalDocumentLibrary/Nova_Family.pdf" target="_blank">Line Drawing</a> | [81 empty] | 1.000 EA | 1.000 EA | [35 empty] | No | [42 empty] | https://www.lutron.com/TechnicalDocumentLibrary/NovaSpecSubmittal.pdf | [7 empty] | Shelf Stock | [13 empty] | <a href="https://www.lutron.com/TechnicalDocumentLibrary/368-4493_Page_40.pdf" target="_blank">Tech Drawing</a> | [25 empty] | 39122206 | [6 empty] | <a href="https://www.lutron.com/Service-Support/Technical/InstallationInstructions/Pages/Videos.aspx?syst=Dimmers+%26+Switches&prodn=Nova%c2%ae+dimmer+%26+switch+" target="_blank">Product Video Clip</a> | [6 empty] | <a href="https://www.lutron.com/TechnicalDocumentLibrary/369-119_Wallbox_Warranty.pdf" target="_blank">Warranty Information</a> |  |  |  |  | 0.750 L | [14 empty] | 0 | 0 | 0 | 0 | Lighting Fixtures | 2016-07-15 12:02 | 2024-07-20 11:06 | 0000-00-00 00:00:00 | 2024-07-20 11:06 | 0000-00-00 00:00:00 | [6 empty] | Ivory
1 | Lutron Electronics | NLV-1000-BE | 4460-1277 | 4460 | 1277 | Lutron Electronics | NLV-1000-BE.jpg | 27557674584 | NOVA 1000VA LOW VOLTAGE BE | Nova Dimmer, Magnetic Low-Voltage, Neon/Cold Cathode, Single-pole (large control), 120V/1000VA (800W) in beige |  | 5.2 | 5.4 |  | NLV-1000-BE.jpg | http://grandbrass.xologic.com/vendors/4460/large/NLV-1000-BE.jpg | [47 empty] | 0 | 0 | 0 | [6 empty] | 0 | 1 | 1 | EA | 1 | Lighting Controls | [7 empty] | White | [19 empty] | Dimmers | [242 empty] | <a href="https://www.lutron.com/TechnicalDocumentLibrary/0301552.pdf" target="_blank">Installation Instructions</a> | [23 empty] | 2.000 DW |  |  | 4.0000 IN | [89 empty] | 1.000 EA | 1.000 EA | [35 empty] | No | [42 empty] | https://www.lutron.com/TechnicalDocumentLibrary/NovaSpecSubmittal.pdf | [7 empty] | Shelf Stock | [13 empty] | <a href="https://www.lutron.com/TechnicalDocumentLibrary/368-4493_Page_2.pdf" target="_blank">Tech Drawing</a> | [25 empty] | 39122206 | [6 empty] | <a href="https://www.lutron.com/Service-Support/Technical/InstallationInstructions/Pages/Videos.aspx?syst=Dimmers+%26+Switches&prodn=Nova%c2%ae+dimmer+%26+switch+" target="_blank">Product Video Clip</a> | [6 empty] | <a href="https://www.lutron.com/TechnicalDocumentLibrary/369-119_Wallbox_Warranty.pdf" target="_blank">Warranty Information</a> |  |  |  |  | 0.800 L | [14 empty] | 0 | 0 | 0 | 0 | Lighting Fixtures | 2016-07-15 12:02 | 2024-07-20 11:05 | 0000-00-00 00:00:00 | 2024-07-20 11:05 | 0000-00-00 00:00:00 | [6 empty] | Beige
1 | Lutron Electronics | NLV-1000-BL | 4460-1278 | 4460 | 1278 | Lutron Electronics | NLV-1000-BL.jpg | 27557674591 | NOVA 1000VA LOW VOLTAGE BL | Nova Dimmer, Magnetic Low-Voltage, Neon/Cold Cathode, Single-pole (large control), 120V/1000VA (800W) in black |  | 5.2 | 5.4 |  | NLV-1000-BL.jpg | http://grandbrass.xologic.com/vendors/4460/large/NLV-1000-BL.jpg | [47 empty] | 0 | 0 | 0 | [6 empty] | 0 | 1 | 1 | EA | 1 | Lighting Controls | [7 empty] | Black | [19 empty] | Dimmers | [242 empty] | <a href="https://www.lutron.com/TechnicalDocumentLibrary/0301552.pdf" target="_blank">Installation Instructions</a> | [23 empty] | 2.000 DW |  |  | 4.0000 IN | [89 empty] | 1.000 EA | 1.000 EA | [35 empty] | No | [42 empty] | https://www.lutron.com/TechnicalDocumentLibrary/NovaSpecSubmittal.pdf | [7 empty] | Shelf Stock | [13 empty] | <a href="https://www.lutron.com/TechnicalDocumentLibrary/368-4493_Page_2.pdf" target="_blank">Tech Drawing</a> | [25 empty] | 39122206 | [6 empty] | <a href="https://www.lutron.com/Service-Support/Technical/InstallationInstructions/Pages/Videos.aspx?syst=Dimmers+%26+Switches&prodn=Nova%c2%ae+dimmer+%26+switch+" target="_blank">Product Video Clip</a> | [6 empty] | <a href="https://www.lutron.com/TechnicalDocumentLibrary/369-119_Wallbox_Warranty.pdf" target="_blank">Warranty Information</a> |  |  |  |  | 0.800 L | [14 empty] | 0 | 0 | 0 | 0 | Lighting Fixtures | 2016-07-15 12:02 | 2024-07-20 11:06 | 0000-00-00 00:00:00 | 2024-07-20 11:06 | 0000-00-00 00:00:00 | [6 empty] | Black
1 | Lutron Electronics | NLV-1000-BR | 4460-1279 | 4460 | 1279 | Lutron Electronics | NLV-1000-BR.jpg | 27557674607 | NOVA 1000VA LOW VOLTAGE BR | Nova Dimmer, Magnetic Low-Voltage, Neon/Cold Cathode, Single-pole (large control), 120V/1000VA (800W) in brown |  | 5.2 | 5.4 |  | NLV-1000-BR.jpg | http://grandbrass.xologic.com/vendors/4460/large/NLV-1000-BR.jpg | [47 empty] | 0 | 0 | 0 | [6 empty] | 0 | 1 | 1 | EA | 1 | Lighting Controls | [7 empty] | Brown | [19 empty] | Dimmers | [242 empty] | <a href="https://www.lutron.com/TechnicalDocumentLibrary/0301552.pdf" target="_blank">Installation Instructions</a> | [23 empty] | 2.000 DW |  |  | 4.0000 IN | [89 empty] | 1.000 EA | 1.000 EA | [35 empty] | No | [42 empty] | https://www.lutron.com/TechnicalDocumentLibrary/NovaSpecSubmittal.pdf | [7 empty] | Shelf Stock | [13 empty] | <a href="https://www.lutron.com/TechnicalDocumentLibrary/368-4493_Page_2.pdf" target="_blank">Tech Drawing</a> | [25 empty] | 39122206 | [6 empty] | <a href="https://www.lutron.com/Service-Support/Technical/InstallationInstructions/Pages/Videos.aspx?syst=Dimmers+%26+Switches&prodn=Nova%c2%ae+dimmer+%26+switch+" target="_blank">Product Video Clip</a> | [6 empty] | <a href="https://www.lutron.com/TechnicalDocumentLibrary/369-119_Wallbox_Warranty.pdf" target="_blank">Warranty Information</a> |  |  |  |  | 0.800 L | [14 empty] | 0 | 0 | 0 | 0 | Lighting Fixtures | 2016-07-15 12:02 | 2024-07-20 11:04 | 0000-00-00 00:00:00 | 2024-07-20 11:04 | 0000-00-00 00:00:00 | [6 empty] | Brown
1 | Lutron Electronics | NLV-1000-GR | 4460-1280 | 4460 | 1280 | Lutron Electronics | NLV-1000-GR.jpg | 27557674614 | NOVA 1000VA LOW VOLTAGE GR | Nova Dimmer, Magnetic Low-Voltage, Neon/Cold Cathode, Single-pole (large control), 120V/1000VA (800W) in gray |  | 5.2 | 5.4 |  | NLV-1000-GR.jpg | http://grandbrass.xologic.com/vendors/4460/large/NLV-1000-GR.jpg | [47 empty] | 0 | 0 | 0 | [6 empty] | 0 | 1 | 1 | EA | 1 | Lighting Controls | [7 empty] | Gray | [19 empty] | Dimmers | [242 empty] | <a href="https://www.lutron.com/TechnicalDocumentLibrary/0301552.pdf" target="_blank">Installation Instructions</a> | [23 empty] | 2.000 DW |  |  | 4.0000 IN | [89 empty] | 1.000 EA | 1.000 EA | [35 empty] | No | [42 empty] | https://www.lutron.com/TechnicalDocumentLibrary/NovaSpecSubmittal.pdf | [7 empty] | Shelf Stock | [13 empty] | <a href="https://www.lutron.com/TechnicalDocumentLibrary/368-4493_Page_2.pdf" target="_blank">Tech Drawing</a> | [25 empty] | 39122206 | [6 empty] | <a href="https://www.lutron.com/Service-Support/Technical/InstallationInstructions/Pages/Videos.aspx?syst=Dimmers+%26+Switches&prodn=Nova%c2%ae+dimmer+%26+switch+" target="_blank">Product Video Clip</a> | [6 empty] | <a href="https://www.lutron.com/TechnicalDocumentLibrary/369-119_Wallbox_Warranty.pdf" target="_blank">Warranty Information</a> |  |  |  |  | 0.800 L | [14 empty] | 0 | 0 | 0 | 0 | Lighting Fixtures | 2016-07-15 12:02 | 2024-07-20 11:05 | 0000-00-00 00:00:00 | 2024-07-20 11:05 | 0000-00-00 00:00:00 | [6 empty] | Gray
1 | Lutron Electronics | NLV-1000-IV | 4460-1281 | 4460 | 1281 | Lutron Electronics | NLV-1000-IV.jpg | 27557674621 | NOVA 1000VA LOW VOLTAGE IV | Nova Dimmer, Magnetic Low-Voltage, Neon/Cold Cathode, Single-pole (large control), 120V/1000VA (800W) in ivory |  | 5.2 | 5.4 |  | NLV-1000-IV.jpg | http://grandbrass.xologic.com/vendors/4460/large/NLV-1000-IV.jpg | [47 empty] | 0 | 0 | 0 | [6 empty] | 0 | 1 | 1 | EA | 1 | Lighting Controls | [7 empty] | White | [19 empty] | Dimmers | [242 empty] | <a href="https://www.lutron.com/TechnicalDocumentLibrary/0301552.pdf" target="_blank">Installation Instructions</a> | [23 empty] | 2.000 DW |  |  | 4.0000 IN | [89 empty] | 1.000 EA | 1.000 EA | [35 empty] | No | [42 empty] | https://www.lutron.com/TechnicalDocumentLibrary/NovaSpecSubmittal.pdf | [7 empty] | Shelf Stock | [13 empty] | <a href="https://www.lutron.com/TechnicalDocumentLibrary/368-4493_Page_2.pdf" target="_blank">Tech Drawing</a> | [25 empty] | 39122206 | [6 empty] | <a href="https://www.lutron.com/Service-Support/Technical/InstallationInstructions/Pages/Videos.aspx?syst=Dimmers+%26+Switches&prodn=Nova%c2%ae+dimmer+%26+switch+" target="_blank">Product Video Clip</a> | [6 empty] | <a href="https://www.lutron.com/TechnicalDocumentLibrary/369-119_Wallbox_Warranty.pdf" target="_blank">Warranty Information</a> |  |  |  |  | 0.800 L | [14 empty] | 0 | 0 | 0 | 0 | Lighting Fixtures | 2016-07-15 12:02 | 2024-07-20 11:04 | 0000-00-00 00:00:00 | 2024-07-20 11:04 | 0000-00-00 00:00:00 | [6 empty] | Ivory
1 | Lutron Electronics | NLV-1500-BE | 4460-1287 | 4460 | 1287 | Lutron Electronics | NLV-1500-BE.jpg | 27557674782 | NOVA 1500VA LOW VOLT BEIGE | Nova Dimmer, Magnetic Low-Voltage, Neon/Cold Cathode, Single-pole (large control), 120V/1500VA (1200W) in beige |  | 5.2 | 5.4 |  | NLV-1500-BE.jpg | http://grandbrass.xologic.com/vendors/4460/large/NLV-1500-BE.jpg | [47 empty] | 0 | 0 | 0 | [6 empty] | 0 | 1 | 1 | EA | 1 | Lighting Controls | [7 empty] | White | [19 empty] | Dimmers | [242 empty] | <a href="https://www.lutron.com/TechnicalDocumentLibrary/0301552.pdf" target="_blank">Installation Instructions</a> | [23 empty] | 2.000 DW |  |  | 4.0000 IN | [89 empty] | 1.000 EA | 1.000 EA | [35 empty] | No | [42 empty] | https://www.lutron.com/TechnicalDocumentLibrary/NovaSpecSubmittal.pdf | [7 empty] | Shelf Stock | [13 empty] | <a href="https://www.lutron.com/TechnicalDocumentLibrary/368-4493_Page_2.pdf" target="_blank">Tech Drawing</a> | [25 empty] | 39122206 | [6 empty] | <a href="https://www.lutron.com/Service-Support/Technical/InstallationInstructions/Pages/Videos.aspx?syst=Dimmers+%26+Switches&prodn=Nova%c2%ae+dimmer+%26+switch+" target="_blank">Product Video Clip</a> | [6 empty] | <a href="https://www.lutron.com/TechnicalDocumentLibrary/369-119_Wallbox_Warranty.pdf" target="_blank">Warranty Information</a> |  |  |  |  | 0.800 L | [14 empty] | 0 | 0 | 0 | 0 | Lighting Fixtures | 2016-07-15 12:02 | 2024-07-20 11:06 | 0000-00-00 00:00:00 | 2024-07-20 11:06 | 0000-00-00 00:00:00 | [6 empty] | Beige
1 | Lutron Electronics | NLV-1500-BL | 4460-1288 | 4460 | 1288 | Lutron Electronics | NLV-1500-BL.jpg | 27557674799 | NOVA 1500VA LOW VOLT BLACK | Nova Dimmer, Magnetic Low-Voltage, Neon/Cold Cathode, Single-pole (large control), 120V/1500VA (1200W) in black |  | 5.2 | 5.4 |  | NLV-1500-BL.jpg | http://grandbrass.xologic.com/vendors/4460/large/NLV-1500-BL.jpg | [47 empty] | 0 | 0 | 0 | [6 empty] | 0 | 1 | 1 | EA | 1 | Lighting Controls | [7 empty] | Black | [19 empty] | Dimmers | [242 empty] | <a href="https://www.lutron.com/TechnicalDocumentLibrary/0301552.pdf" target="_blank">Installation Instructions</a> | [23 empty] | 2.000 DW |  |  | 4.0000 IN | [89 empty] | 1.000 EA | 1.000 EA | [35 empty] | No | [42 empty] | https://www.lutron.com/TechnicalDocumentLibrary/NovaSpecSubmittal.pdf | [7 empty] | Shelf Stock | [13 empty] | <a href="https://www.lutron.com/TechnicalDocumentLibrary/368-4493_Page_2.pdf" target="_blank">Tech Drawing</a> | [25 empty] | 39122206 | [6 empty] | <a href="https://www.lutron.com/Service-Support/Technical/InstallationInstructions/Pages/Videos.aspx?syst=Dimmers+%26+Switches&prodn=Nova%c2%ae+dimmer+%26+switch+" target="_blank">Product Video Clip</a> | [6 empty] | <a href="https://www.lutron.com/TechnicalDocumentLibrary/369-119_Wallbox_Warranty.pdf" target="_blank">Warranty Information</a> |  |  |  |  | 0.800 L | [14 empty] | 0 | 0 | 0 | 0 | Lighting Fixtures | 2016-07-15 12:02 | 2024-07-20 11:05 | 0000-00-00 00:00:00 | 2024-07-20 11:05 | 0000-00-00 00:00:00 | [6 empty] | Black
1 | Lutron Electronics | NLV-1500-BR | 4460-1289 | 4460 | 1289 | Lutron Electronics | NLV-1500-BR.jpg | 27557674805 | NOVA 1500VA LOW VOLT BROWN | Nova Dimmer, Magnetic Low-Voltage, Neon/Cold Cathode, Single-pole (large control), 120V/1500VA (1200W) in brown |  | 5.2 | 5.4 |  | NLV-1500-BR.jpg | http://grandbrass.xologic.com/vendors/4460/large/NLV-1500-BR.jpg | [47 empty] | 0 | 0 | 0 | [6 empty] | 0 | 1 | 1 | EA | 1 | Lighting Controls | [7 empty] | Brown | [19 empty] | Dimmers | [242 empty] | <a href="https://www.lutron.com/TechnicalDocumentLibrary/0301552.pdf" target="_blank">Installation Instructions</a> | [23 empty] | 2.000 DW |  |  | 4.0000 IN | [89 empty] | 1.000 EA | 1.000 EA | [35 empty] | No | [42 empty] | https://www.lutron.com/TechnicalDocumentLibrary/NovaSpecSubmittal.pdf | [7 empty] | Shelf Stock | [13 empty] | <a href="https://www.lutron.com/TechnicalDocumentLibrary/368-4493_Page_2.pdf" target="_blank">Tech Drawing</a> | [25 empty] | 39122206 | [6 empty] | <a href="https://www.lutron.com/Service-Support/Technical/InstallationInstructions/Pages/Videos.aspx?syst=Dimmers+%26+Switches&prodn=Nova%c2%ae+dimmer+%26+switch+" target="_blank">Product Video Clip</a> | [6 empty] | <a href="https://www.lutron.com/TechnicalDocumentLibrary/369-119_Wallbox_Warranty.pdf" target="_blank">Warranty Information</a> |  |  |  |  | 0.800 L | [14 empty] | 0 | 0 | 0 | 0 | Lighting Fixtures | 2016-07-15 12:02 | 2024-07-20 11:05 | 0000-00-00 00:00:00 | 2024-07-20 11:05 | 0000-00-00 00:00:00 | [6 empty] | Brown
1 | Lutron Electronics | NLV-1500-GR | 4460-1290 | 4460 | 1290 | Lutron Electronics | NLV-1500-GR.jpg | 27557674812 | NOVA 1500W LOW VOLTAGE INC. GR | Nova Dimmer, Magnetic Low-Voltage, Neon/Cold Cathode, Single-pole (large control), 120V/1500VA (1200W) in gray |  | 5.2 | 5.4 |  | NLV-1500-GR.jpg | http://grandbrass.xologic.com/vendors/4460/large/NLV-1500-GR.jpg | [47 empty] | 0 | 0 | 0 | [6 empty] | 0 | 1 | 1 | EA | 1 | Lighting Controls | [7 empty] | Gray | [19 empty] | Dimmers | [242 empty] | <a href="https://www.lutron.com/TechnicalDocumentLibrary/0301552.pdf" target="_blank">Installation Instructions</a> | [23 empty] | 2.000 DW |  |  | 4.0000 IN | [89 empty] | 1.000 EA | 1.000 EA | [35 empty] | No | [42 empty] | https://www.lutron.com/TechnicalDocumentLibrary/NovaSpecSubmittal.pdf | [7 empty] | Shelf Stock | [13 empty] | <a href="https://www.lutron.com/TechnicalDocumentLibrary/368-4493_Page_2.pdf" target="_blank">Tech Drawing</a> | [25 empty] | 39122206 | [6 empty] | <a href="https://www.lutron.com/Service-Support/Technical/InstallationInstructions/Pages/Videos.aspx?syst=Dimmers+%26+Switches&prodn=Nova%c2%ae+dimmer+%26+switch+" target="_blank">Product Video Clip</a> | [6 empty] | <a href="https://www.lutron.com/TechnicalDocumentLibrary/369-119_Wallbox_Warranty.pdf" target="_blank">Warranty Information</a> |  |  |  |  | 0.800 L | [14 empty] | 0 | 0 | 0 | 0 | Lighting Fixtures | 2016-07-15 12:02 | 2024-07-20 11:06 | 0000-00-00 00:00:00 | 2024-07-20 11:06 | 0000-00-00 00:00:00 | [6 empty] | Gray
1 | Lutron Electronics | NLV-1500-IV | 4460-1291 | 4460 | 1291 | Lutron Electronics | NLV-1500-IV.jpg | 27557674829 | NOVA 1500VA LOW VOLT IV | Nova Dimmer, Magnetic Low-Voltage, Neon/Cold Cathode, Single-pole (large control), 120V/1500VA (1200W) in ivory |  | 5.2 | 5.4 |  | NLV-1500-IV.jpg | http://grandbrass.xologic.com/vendors/4460/large/NLV-1500-IV.jpg | [47 empty] | 0 | 0 | 0 | [6 empty] | 0 | 1 | 1 | EA | 1 | Lighting Controls | [7 empty] | White | [19 empty] | Dimmers | [242 empty] | <a href="https://www.lutron.com/TechnicalDocumentLibrary/0301552.pdf" target="_blank">Installation Instructions</a> | [23 empty] | 2.000 DW |  |  | 4.0000 IN | [89 empty] | 1.000 EA | 1.000 EA | [35 empty] | No | [42 empty] | https://www.lutron.com/TechnicalDocumentLibrary/NovaSpecSubmittal.pdf | [7 empty] | Shelf Stock | [13 empty] | <a href="https://www.lutron.com/TechnicalDocumentLibrary/368-4493_Page_2.pdf" target="_blank">Tech Drawing</a> | [25 empty] | 39122206 | [6 empty] | <a href="https://www.lutron.com/Service-Support/Technical/InstallationInstructions/Pages/Videos.aspx?syst=Dimmers+%26+Switches&prodn=Nova%c2%ae+dimmer+%26+switch+" target="_blank">Product Video Clip</a> | [6 empty] | <a href="https://www.lutron.com/TechnicalDocumentLibrary/369-119_Wallbox_Warranty.pdf" target="_blank">Warranty Information</a> |  |  |  |  | 0.800 L | [14 empty] | 0 | 0 | 0 | 0 | Lighting Fixtures | 2016-07-15 12:02 | 2024-07-20 11:07 | 0000-00-00 00:00:00 | 2024-07-20 11:07 | 0000-00-00 00:00:00 | [6 empty] | Ivory
1 | Lutron Electronics | NLV-600-BE | 4460-1302 | 4460 | 1302 | Lutron Electronics | NLV-600-BE.jpg | 27557675130 | NOVA 600VA LOW VOLTAGE BEIGE | Nova Dimmer, Magnetic Low-Voltage, Neon/Cold Cathode, Single-pole (small control), 120V/600VA (450W) in beige |  | 5.2 | 5.4 |  | NLV-600-BE.jpg | http://grandbrass.xologic.com/vendors/4460/large/NLV-600-BE.jpg | [47 empty] | 0 | 0 | 0 | [6 empty] | 0 | 1 | 1 | EA | 1 | Lighting Controls | [7 empty] | White | [19 empty] | Dimmers | [242 empty] | <a href="https://www.lutron.com/TechnicalDocumentLibrary/0301552.pdf" target="_blank">Installation Instructions</a> | [23 empty] | 2.000 DW |  |  | 4.0000 IN | [89 empty] | 1.000 EA | 1.000 EA | [35 empty] | No | [42 empty] | https://www.lutron.com/TechnicalDocumentLibrary/NovaSpecSubmittal.pdf | [7 empty] | Shelf Stock | [13 empty] | <a href="https://www.lutron.com/TechnicalDocumentLibrary/368-4493_Page_2.pdf" target="_blank">Tech Drawing</a> | [25 empty] | 39122206 | [6 empty] | <a href="https://www.lutron.com/Service-Support/Technical/InstallationInstructions/Pages/Videos.aspx?syst=Dimmers+%26+Switches&prodn=Nova%c2%ae+dimmer+%26+switch+" target="_blank">Product Video Clip</a> | [6 empty] | <a href="https://www.lutron.com/TechnicalDocumentLibrary/369-119_Wallbox_Warranty.pdf" target="_blank">Warranty Information</a> |  |  |  |  | 0.700 L | [14 empty] | 0 | 0 | 0 | 0 | Lighting Fixtures | 2016-07-15 12:03 | 2024-07-20 11:04 | 0000-00-00 00:00:00 | 2024-07-20 11:04 | 0000-00-00 00:00:00 | [6 empty] | Beige
1 | Lutron Electronics | NLV-600-BL | 4460-1303 | 4460 | 1303 | Lutron Electronics | NLV-600-BL.jpg | 27557675147 | NOVA 600VA LOW VOLTAGE BLACK | Nova Dimmer, Magnetic Low-Voltage, Neon/Cold Cathode, Single-pole (small control), 120V/600VA (450W) in black |  | 5.2 | 5.4 |  | NLV-600-BL.jpg | http://grandbrass.xologic.com/vendors/4460/large/NLV-600-BL.jpg | [47 empty] | 0 | 0 | 0 | [6 empty] | 0 | 1 | 1 | EA | 1 | Lighting Controls | [7 empty] | Black | [19 empty] | Dimmers | [242 empty] | <a href="https://www.lutron.com/TechnicalDocumentLibrary/0301552.pdf" target="_blank">Installation Instructions</a> | [23 empty] | 2.000 DW |  |  | 4.0000 IN | [89 empty] | 1.000 EA | 1.000 EA | [35 empty] | No | [42 empty] | https://www.lutron.com/TechnicalDocumentLibrary/NovaSpecSubmittal.pdf | [7 empty] | Shelf Stock | [13 empty] | <a href="https://www.lutron.com/TechnicalDocumentLibrary/368-4493_Page_2.pdf" target="_blank">Tech Drawing</a> | [25 empty] | 39122206 | [6 empty] | <a href="https://www.lutron.com/Service-Support/Technical/InstallationInstructions/Pages/Videos.aspx?syst=Dimmers+%26+Switches&prodn=Nova%c2%ae+dimmer+%26+switch+" target="_blank">Product Video Clip</a> | [6 empty] | <a href="https://www.lutron.com/TechnicalDocumentLibrary/369-119_Wallbox_Warranty.pdf" target="_blank">Warranty Information</a> |  |  |  |  | 0.700 L | [14 empty] | 0 | 0 | 0 | 0 | Lighting Fixtures | 2016-07-15 12:03 | 2024-07-20 11:04 | 0000-00-00 00:00:00 | 2024-07-20 11:04 | 0000-00-00 00:00:00 | [6 empty] | Black
1 | Lutron Electronics | NLV-600-BR | 4460-1304 | 4460 | 1304 | Lutron Electronics | NLV-600-BR.jpg | 27557675154 | NOVA 600VA LOW VOLTAGE BROWN | Nova Dimmer, Magnetic Low-Voltage, Neon/Cold Cathode, Single-pole (small control), 120V/600VA (450W) in brown |  | 5.2 | 5.4 |  | NLV-600-BR.jpg | http://grandbrass.xologic.com/vendors/4460/large/NLV-600-BR.jpg | [47 empty] | 0 | 0 | 0 | [6 empty] | 0 | 1 | 1 | EA | 1 | Lighting Controls | [7 empty] | Brown | [19 empty] | Dimmers | [242 empty] | <a href="https://www.lutron.com/TechnicalDocumentLibrary/0301552.pdf" target="_blank">Installation Instructions</a> | [23 empty] | 2.000 DW |  |  | 4.0000 IN | [89 empty] | 1.000 EA | 1.000 EA | [35 empty] | No | [42 empty] | https://www.lutron.com/TechnicalDocumentLibrary/NovaSpecSubmittal.pdf | [7 empty] | Shelf Stock | [13 empty] | <a href="https://www.lutron.com/TechnicalDocumentLibrary/368-4493_Page_2.pdf" target="_blank">Tech Drawing</a> | [25 empty] | 39122206 | [6 empty] | <a href="https://www.lutron.com/Service-Support/Technical/InstallationInstructions/Pages/Videos.aspx?syst=Dimmers+%26+Switches&prodn=Nova%c2%ae+dimmer+%26+switch+" target="_blank">Product Video Clip</a> | [6 empty] | <a href="https://www.lutron.com/TechnicalDocumentLibrary/369-119_Wallbox_Warranty.pdf" target="_blank">Warranty Information</a> |  |  |  |  | 0.700 L | [14 empty] | 0 | 0 | 0 | 0 | Lighting Fixtures | 2016-07-15 12:03 | 2024-07-20 11:04 | 0000-00-00 00:00:00 | 2024-07-20 11:04 | 0000-00-00 00:00:00 | [6 empty] | Brown
1 | Lutron Electronics | NLV-600-GR | 4460-1305 | 4460 | 1305 | Lutron Electronics | NLV-600-GR.jpg | 27557675161 | NOVA 600VA LOW VOLTAGE GREY | Nova Dimmer, Magnetic Low-Voltage, Neon/Cold Cathode, Single-pole (small control), 120V/600VA (450W) in gray |  | 5.2 | 5.4 |  | NLV-600-GR.jpg | http://grandbrass.xologic.com/vendors/4460/large/NLV-600-GR.jpg | [47 empty] | 0 | 0 | 0 | [6 empty] | 0 | 1 | 1 | EA | 1 | Lighting Controls | [7 empty] | Gray | [19 empty] | Dimmers | [242 empty] | <a href="https://www.lutron.com/TechnicalDocumentLibrary/0301552.pdf" target="_blank">Installation Instructions</a> | [23 empty] | 2.000 DW |  |  | 4.0000 IN | [89 empty] | 1.000 EA | 1.000 EA | [35 empty] | No | [42 empty] | https://www.lutron.com/TechnicalDocumentLibrary/NovaSpecSubmittal.pdf | [7 empty] | Shelf Stock | [13 empty] | <a href="https://www.lutron.com/TechnicalDocumentLibrary/368-4493_Page_2.pdf" target="_blank">Tech Drawing</a> | [25 empty] | 39122206 | [6 empty] | <a href="https://www.lutron.com/Service-Support/Technical/InstallationInstructions/Pages/Videos.aspx?syst=Dimmers+%26+Switches&prodn=Nova%c2%ae+dimmer+%26+switch+" target="_blank">Product Video Clip</a> | [6 empty] | <a href="https://www.lutron.com/TechnicalDocumentLibrary/369-119_Wallbox_Warranty.pdf" target="_blank">Warranty Information</a> |  |  |  |  | 0.700 L | [14 empty] | 0 | 0 | 0 | 0 | Lighting Fixtures | 2016-07-15 12:03 | 2024-07-20 11:06 | 0000-00-00 00:00:00 | 2024-07-20 11:06 | 0000-00-00 00:00:00 | [6 empty] | Gray
1 | Lutron Electronics | NLV-600-IV | 4460-1306 | 4460 | 1306 | Lutron Electronics | NLV-600-IV.jpg | 27557675178 | NOVA 600W LOW VOLTAGE IVORY | Nova Dimmer, Magnetic Low-Voltage, Neon/Cold Cathode, Single-pole (small control), 120V/600VA (450W) in ivory |  | 5.2 | 5.4 |  | NLV-600-IV.jpg | http://grandbrass.xologic.com/vendors/4460/large/NLV-600-IV.jpg | [47 empty] | 0 | 0 | 0 | [6 empty] | 0 | 1 | 1 | EA | 1 | Lighting Controls | [7 empty] | White | [19 empty] | Dimmers | [242 empty] | <a href="https://www.lutron.com/TechnicalDocumentLibrary/0301552.pdf" target="_blank">Installation Instructions</a> | [23 empty] | 10.000 DW |  |  | 4.0000 IN | [89 empty] | 1.000 EA | 1.000 EA | [35 empty] | No | [42 empty] | https://www.lutron.com/TechnicalDocumentLibrary/NovaSpecSubmittal.pdf | [7 empty] | Shelf Stock | [13 empty] | <a href="https://www.lutron.com/TechnicalDocumentLibrary/368-4493_Page_2.pdf" target="_blank">Tech Drawing</a> | [25 empty] | 39122206 | [6 empty] | <a href="https://www.lutron.com/Service-Support/Technical/InstallationInstructions/Pages/Videos.aspx?syst=Dimmers+%26+Switches&prodn=Nova%c2%ae+dimmer+%26+switch+" target="_blank">Product Video Clip</a> | [6 empty] | <a href="https://www.lutron.com/TechnicalDocumentLibrary/369-119_Wallbox_Warranty.pdf" target="_blank">Warranty Information</a> |  |  |  |  | 0.700 L | [14 empty] | 0 | 0 | 0 | 0 | Lighting Fixtures | 2016-07-15 12:03 | 2024-07-20 11:06 | 0000-00-00 00:00:00 | 2024-07-20 11:06 | 0000-00-00 00:00:00 | [6 empty] | Ivory
1 | Lutron Electronics | NT-1000-BR | 4460-1317 | 4460 | 1317 | Lutron Electronics | NT-1000-BR.jpg | 27557675451 | NOVA T INCAN DMR 1000W BROWN | Nova T Dimmer, Incandescent/Halogen, Single-pole (small control), 120V/1000W in brown |  | 4.1 | 5.3 |  | NT-1000-BR.jpg | http://grandbrass.xologic.com/vendors/4460/large/NT-1000-BR.jpg | [47 empty] | 0 | 0 | 0 | [6 empty] | 0 | 1 | 1 | EA | 1 | Lighting Controls | [7 empty] | Brown | [19 empty] | Dimmers | [242 empty] | <a href="https://www.lutron.com/TechnicalDocumentLibrary/0301030A.pdf" target="_blank">Installation Instructions</a> | [23 empty] | 2.000 DW |  |  | 3.1000 IN | [89 empty] | 1.000 EA | 1.000 EA | [35 empty] | No | [42 empty] | https://www.lutron.com/TechnicalDocumentLibrary/NovaTB.pdf | [7 empty] | Shelf Stock | [13 empty] | <a href="https://www.lutron.com/TechnicalDocumentLibrary/368-4493_Page_2.pdf" target="_blank">Tech Drawing</a> | [25 empty] | 39122206 | [13 empty] | <a href="https://www.lutron.com/TechnicalDocumentLibrary/369-119_Wallbox_Warranty.pdf" target="_blank">Warranty Information</a> |  |  |  |  | 0.350 L | [14 empty] | 0 | 0 | 0 | 0 | Lighting Fixtures | 2016-07-15 12:03 | 2024-07-20 11:06 | 0000-00-00 00:00:00 | 2024-07-20 11:06 | 0000-00-00 00:00:00 | [6 empty] | Brown
1 | Lutron Electronics | NT-1000-GR | 4460-1318 | 4460 | 1318 | Lutron Electronics | NT-1000-GR.jpg | 27557675475 | NOVA T INCAN 1000W DMR GRAY | Nova T Dimmer, Incandescent/Halogen, Single-pole (small control), 120V/1000W in gray |  | 4.1 | 5.3 |  | NT-1000-GR.jpg | http://grandbrass.xologic.com/vendors/4460/large/NT-1000-GR.jpg | [47 empty] | 0 | 0 | 0 | [6 empty] | 0 | 1 | 1 | EA | 1 | Lighting Controls | [7 empty] | Gray | [19 empty] | Dimmers | [242 empty] | <a href="https://www.lutron.com/TechnicalDocumentLibrary/0301030A.pdf" target="_blank">Installation Instructions</a> | [23 empty] | 2.000 DW |  |  | 3.1000 IN | [89 empty] | 1.000 EA | 1.000 EA | [35 empty] | No | [42 empty] | https://www.lutron.com/TechnicalDocumentLibrary/NovaTB.pdf | [7 empty] | Shelf Stock | [13 empty] | <a href="https://www.lutron.com/TechnicalDocumentLibrary/368-4493_Page_2.pdf" target="_blank">Tech Drawing</a> | [25 empty] | 39122206 | [13 empty] | <a href="https://www.lutron.com/TechnicalDocumentLibrary/369-119_Wallbox_Warranty.pdf" target="_blank">Warranty Information</a> |  |  |  |  | 0.350 L | [14 empty] | 0 | 0 | 0 | 0 | Lighting Fixtures | 2016-07-15 12:03 | 2024-07-20 11:04 | 0000-00-00 00:00:00 | 2024-07-20 11:04 | 0000-00-00 00:00:00 | [6 empty] | Gray
1 | Lutron Electronics | NT-1500-BE | 4460-1324 | 4460 | 1324 | Lutron Electronics | NT-1500-BE.jpg | 27557675734 | NOVA T INCAN DMR 1500W BIEGE | Nova T Dimmer, Incandescent/Halogen, Single-pole (large control), 120V/1500W in beige |  | 5.2 | 5.4 |  | NT-1500-BE.jpg | http://grandbrass.xologic.com/vendors/4460/large/NT-1500-BE.jpg | [47 empty] | 0 | 0 | 0 | [6 empty] | 0 | 1 | 1 | EA | 1 | Lighting Controls | [7 empty] | White | [16 empty] | Traditional |  |  | Dimmers | [242 empty] | <a href="https://www.lutron.com/TechnicalDocumentLibrary/0301030A.pdf" target="_blank">Installation Instructions</a> | [23 empty] | 2.000 DW |  |  | 4.0000 IN | [7 empty] | <a href="https://www.lutron.com/TechnicalDocumentLibrary/NovaT_Family.pdf" target="_blank">Line Drawing</a> | [81 empty] | 1.000 EA | 1.000 EA | [35 empty] | No | [42 empty] | https://www.lutron.com/TechnicalDocumentLibrary/NovaTB.pdf | [7 empty] | Shelf Stock | [13 empty] | <a href="https://www.lutron.com/TechnicalDocumentLibrary/368-4493_Page_2.pdf" target="_blank">Tech Drawing</a> | [25 empty] | 39122206 | [13 empty] | <a href="https://www.lutron.com/TechnicalDocumentLibrary/369-119_Wallbox_Warranty.pdf" target="_blank">Warranty Information</a> |  |  |  |  | 0.600 L | [14 empty] | 0 | 0 | 0 | 0 | Lighting Fixtures | 2016-07-15 12:03 | 2024-07-20 11:06 | 0000-00-00 00:00:00 | 2024-07-20 11:06 | 0000-00-00 00:00:00 | [6 empty] | Beige
1 | Lutron Electronics | NT-1500-BL | 4460-1325 | 4460 | 1325 | Lutron Electronics | NT-1500-BL.jpg | 27557675741 | NOVA T INCAN DMR 1500W BLACK | Nova T Dimmer, Incandescent/Halogen, Single-pole (large control), 120V/1500W in black |  | 5.2 | 5.4 |  | NT-1500-BL.jpg | http://grandbrass.xologic.com/vendors/4460/large/NT-1500-BL.jpg | [47 empty] | 0 | 0 | 0 | [6 empty] | 0 | 1 | 1 | EA | 1 | Lighting Controls | [7 empty] | Black | [16 empty] | Traditional |  |  | Dimmers | [242 empty] | <a href="https://www.lutron.com/TechnicalDocumentLibrary/0301030A.pdf" target="_blank">Installation Instructions</a> | [23 empty] | 2.000 DW |  |  | 4.0000 IN | [7 empty] | <a href="https://www.lutron.com/TechnicalDocumentLibrary/NovaT_Family.pdf" target="_blank">Line Drawing</a> | [81 empty] | 1.000 EA | 1.000 EA | [35 empty] | No | [42 empty] | https://www.lutron.com/TechnicalDocumentLibrary/NovaTB.pdf | [7 empty] | Shelf Stock | [13 empty] | <a href="https://www.lutron.com/TechnicalDocumentLibrary/368-4493_Page_2.pdf" target="_blank">Tech Drawing</a> | [25 empty] | 39122206 | [13 empty] | <a href="https://www.lutron.com/TechnicalDocumentLibrary/369-119_Wallbox_Warranty.pdf" target="_blank">Warranty Information</a> |  |  |  |  | 0.600 L | [14 empty] | 0 | 0 | 0 | 0 | Lighting Fixtures | 2016-07-15 12:03 | 2024-07-20 11:05 | 0000-00-00 00:00:00 | 2024-07-20 11:05 | 0000-00-00 00:00:00 | [6 empty] | Black
1 | Lutron Electronics | NT-1500-BR | 4460-1326 | 4460 | 1326 | Lutron Electronics | NT-1500-BR.jpg | 27557675758 | NOVA T INCAN DMR 1500W BROWN | Nova T Dimmer, Incandescent/Halogen, Single-pole (large control), 120V/1500W in brown |  | 5.2 | 5.4 |  | NT-1500-BR.jpg | http://grandbrass.xologic.com/vendors/4460/large/NT-1500-BR.jpg | [47 empty] | 0 | 0 | 0 | [6 empty] | 0 | 1 | 1 | EA | 1 | Lighting Controls | [7 empty] | Brown | [16 empty] | Traditional |  |  | Dimmers | [242 empty] | <a href="https://www.lutron.com/TechnicalDocumentLibrary/0301030A.pdf" target="_blank">Installation Instructions</a> | [23 empty] | 2.000 DW |  |  | 4.0000 IN | [7 empty] | <a href="https://www.lutron.com/TechnicalDocumentLibrary/NovaT_Family.pdf" target="_blank">Line Drawing</a> | [81 empty] | 1.000 EA | 1.000 EA | [35 empty] | No | [42 empty] | https://www.lutron.com/TechnicalDocumentLibrary/NovaTB.pdf | [7 empty] | Shelf Stock | [13 empty] | <a href="https://www.lutron.com/TechnicalDocumentLibrary/368-4493_Page_2.pdf" target="_blank">Tech Drawing</a> | [25 empty] | 39122206 | [13 empty] | <a href="https://www.lutron.com/TechnicalDocumentLibrary/369-119_Wallbox_Warranty.pdf" target="_blank">Warranty Information</a> |  |  |  |  | 0.600 L | [14 empty] | 0 | 0 | 0 | 0 | Lighting Fixtures | 2016-07-15 12:04 | 2024-07-20 11:07 | 0000-00-00 00:00:00 | 2024-07-20 11:07 | 0000-00-00 00:00:00 | [6 empty] | Brown
1 | Lutron Electronics | NT-1500-GR | 4460-1327 | 4460 | 1327 | Lutron Electronics | NT-1500-GR.jpg | 27557675789 | NOVA T INCAN DMR 1500W GRAY | Nova T Dimmer, Incandescent/Halogen, Single-pole (large control), 120V/1500W in gray |  | 5.2 | 5.4 |  | NT-1500-GR.jpg | http://grandbrass.xologic.com/vendors/4460/large/NT-1500-GR.jpg | [47 empty] | 0 | 0 | 0 | [6 empty] | 0 | 1 | 1 | EA | 1 | Lighting Controls | [7 empty] | Gray | [16 empty] | Traditional |  |  | Dimmers | [242 empty] | <a href="https://www.lutron.com/TechnicalDocumentLibrary/0301030A.pdf" target="_blank">Installation Instructions</a> | [23 empty] | 10.000 DW |  |  | 4.0000 IN | [7 empty] | <a href="https://www.lutron.com/TechnicalDocumentLibrary/NovaT_Family.pdf" target="_blank">Line Drawing</a> | [81 empty] | 1.000 EA | 1.000 EA | [35 empty] | No | [42 empty] | https://www.lutron.com/TechnicalDocumentLibrary/NovaTB.pdf | [7 empty] | Shelf Stock | [13 empty] | <a href="https://www.lutron.com/TechnicalDocumentLibrary/368-4493_Page_2.pdf" target="_blank">Tech Drawing</a> | [25 empty] | 39122206 | [13 empty] | <a href="https://www.lutron.com/TechnicalDocumentLibrary/369-119_Wallbox_Warranty.pdf" target="_blank">Warranty Information</a> |  |  |  |  | 0.600 L | [14 empty] | 0 | 0 | 0 | 0 | Lighting Fixtures | 2016-07-15 12:04 | 2024-07-20 11:05 | 0000-00-00 00:00:00 | 2024-07-20 11:05 | 0000-00-00 00:00:00 | [6 empty] | Gray
1 | Lutron Electronics | NT-1PS-BL | 4460-1333 | 4460 | 1333 | Lutron Electronics | NT-1PS-BL.jpg | 27557675987 | NOVA T SINGLE POLE SWITCH BL | Nova T Linear Slide Switch, Single-pole (small control), 120V/20A in black |  | 5.2 | 5.4 |  | NT-1PS-BL.jpg | http://grandbrass.xologic.com/vendors/4460/large/NT-1PS-BL.jpg | [47 empty] | 0 | 0 | 0 | [6 empty] | 0 | 1 | 1 | EA | 1 | Lighting Controls | [7 empty] | Black | [16 empty] | Traditional |  |  | Dimmers | [242 empty] | <a href="https://www.lutron.com/TechnicalDocumentLibrary/0301030A.pdf" target="_blank">Installation Instructions</a> | [23 empty] | 2.000 DW |  |  | 4.0000 IN | [7 empty] | <a href="https://www.lutron.com/TechnicalDocumentLibrary/NovaT_Family.pdf" target="_blank">Line Drawing</a> | [81 empty] | 1.000 EA | 1.000 EA | [35 empty] | No | [42 empty] | https://www.lutron.com/TechnicalDocumentLibrary/NovaTB.pdf | [7 empty] | Shelf Stock | [13 empty] | <a href="https://www.lutron.com/TechnicalDocumentLibrary/368-4493_Page_2.pdf" target="_blank">Tech Drawing</a> | [25 empty] | 39122212 | [13 empty] | <a href="https://www.lutron.com/TechnicalDocumentLibrary/369-119_Wallbox_Warranty.pdf" target="_blank">Warranty Information</a> |  |  |  |  | 0.400 L | [14 empty] | 0 | 0 | 0 | 0 | Lighting Fixtures | 2016-07-15 12:04 | 2024-07-20 11:05 | 0000-00-00 00:00:00 | 2024-07-20 11:05 | 0000-00-00 00:00:00 | [6 empty] | Black
1 | Lutron Electronics | NT-1PS-BR | 4460-1334 | 4460 | 1334 | Lutron Electronics | NT-1PS-BR.jpg | 27557675994 | NOVA T SINGLE POLE SWITCH BR | Nova T Linear Slide Switch, Single-pole (small control), 120V/20A in brown |  | 5.2 | 5.4 |  | NT-1PS-BR.jpg | http://grandbrass.xologic.com/vendors/4460/large/NT-1PS-BR.jpg | [47 empty] | 0 | 0 | 0 | [6 empty] | 0 | 1 | 1 | EA | 1 | Lighting Controls | [7 empty] | Brown | [16 empty] | Traditional |  |  | Dimmers | [242 empty] | <a href="https://www.lutron.com/TechnicalDocumentLibrary/0301030A.pdf" target="_blank">Installation Instructions</a> | [23 empty] | 2.000 DW |  |  | 4.0000 IN | [7 empty] | <a href="https://www.lutron.com/TechnicalDocumentLibrary/NovaT_Family.pdf" target="_blank">Line Drawing</a> | [81 empty] | 1.000 EA | 1.000 EA | [35 empty] | No | [42 empty] | https://www.lutron.com/TechnicalDocumentLibrary/NovaTB.pdf | [7 empty] | Shelf Stock | [13 empty] | <a href="https://www.lutron.com/TechnicalDocumentLibrary/368-4493_Page_2.pdf" target="_blank">Tech Drawing</a> | [25 empty] | 39122212 | [13 empty] | <a href="https://www.lutron.com/TechnicalDocumentLibrary/369-119_Wallbox_Warranty.pdf" target="_blank">Warranty Information</a> |  |  |  |  | 0.400 L | [14 empty] | 0 | 0 | 0 | 0 | Lighting Fixtures | 2016-07-15 12:04 | 2024-07-20 11:05 | 0000-00-00 00:00:00 | 2024-07-20 11:05 | 0000-00-00 00:00:00 | [6 empty] | Brown
1 | Lutron Electronics | NT-1PS-GR | 4460-1335 | 4460 | 1335 | Lutron Electronics | NT-1PS-GR.jpg | 27557676021 | NOVA T SINGLE POLE SWITCH GRAY | Nova T Linear Slide Switch, Single-pole (small control), 120V/20A in gray |  | 5.2 | 5.4 |  | NT-1PS-GR.jpg | http://grandbrass.xologic.com/vendors/4460/large/NT-1PS-GR.jpg | [47 empty] | 0 | 0 | 0 | [6 empty] | 0 | 1 | 1 | EA | 1 | Lighting Controls | [7 empty] | Gray | [16 empty] | Traditional |  |  | Dimmers | [242 empty] | <a href="https://www.lutron.com/TechnicalDocumentLibrary/0301030A.pdf" target="_blank">Installation Instructions</a> | [23 empty] | 2.000 DW |  |  | 4.0000 IN | [7 empty] | <a href="https://www.lutron.com/TechnicalDocumentLibrary/NovaT_Family.pdf" target="_blank">Line Drawing</a> | [81 empty] | 1.000 EA | 1.000 EA | [35 empty] | No | [42 empty] | https://www.lutron.com/TechnicalDocumentLibrary/NovaTB.pdf | [7 empty] | Shelf Stock | [13 empty] | <a href="https://www.lutron.com/TechnicalDocumentLibrary/368-4493_Page_2.pdf" target="_blank">Tech Drawing</a> | [25 empty] | 39122212 | [13 empty] | <a href="https://www.lutron.com/TechnicalDocumentLibrary/369-119_Wallbox_Warranty.pdf" target="_blank">Warranty Information</a> |  |  |  |  | 0.400 L | [14 empty] | 0 | 0 | 0 | 0 | Lighting Fixtures | 2016-07-15 12:04 | 2024-07-20 11:05 | 0000-00-00 00:00:00 | 2024-07-20 11:05 | 0000-00-00 00:00:00 | [6 empty] | Gray
1 | Lutron Electronics | NT-3PS-BE | 4460-1336 | 4460 | 1336 | Lutron Electronics | NT-3PS-BE.jpg | 27557676083 | NOVA T 3-WAY SWITCH BEIGE | Nova T Linear Slide Switch, 3-way (small control), 120V/20A in beige |  | 5.3 | 3.9 |  | NT-3PS-BE.jpg | http://grandbrass.xologic.com/vendors/4460/large/NT-3PS-BE.jpg | [47 empty] | 0 | 0 | 0 | [6 empty] | 0 | 1 | 1 | EA | 1 | Lighting Controls | [7 empty] | White | [19 empty] | Dimmers | [242 empty] | <a href="https://www.lutron.com/TechnicalDocumentLibrary/0301030A.pdf" target="_blank">Installation Instructions</a> | [23 empty] | 2.000 DW |  |  | 5.3000 IN | [89 empty] | 1.000 EA | 1.000 EA | [35 empty] | No | [42 empty] | https://www.lutron.com/TechnicalDocumentLibrary/NovaTB.pdf | [7 empty] | Shelf Stock | [13 empty] | <a href="https://www.lutron.com/TechnicalDocumentLibrary/368-4493_Page_5.pdf" target="_blank">Tech Drawing</a> | [25 empty] | 39122212 | [13 empty] | <a href="https://www.lutron.com/TechnicalDocumentLibrary/369-119_Wallbox_Warranty.pdf" target="_blank">Warranty Information</a> |  |  |  |  | 0.550 L | [14 empty] | 0 | 0 | 0 | 0 | Lighting Fixtures | 2016-07-15 12:04 | 2024-07-20 11:05 | 0000-00-00 00:00:00 | 2024-07-20 11:05 | 0000-00-00 00:00:00 | [6 empty] | Beige
1 | Lutron Electronics | NT-3PS-BL | 4460-1337 | 4460 | 1337 | Lutron Electronics | NT-3PS-BL.jpg | 27557676090 | NOVA T 3-WAY SWITCH BLACK | Nova T Linear Slide Switch, 3-way (small control), 120V/20A in black |  | 5.3 | 3.9 |  | NT-3PS-BL.jpg | http://grandbrass.xologic.com/vendors/4460/large/NT-3PS-BL.jpg | [47 empty] | 0 | 0 | 0 | [6 empty] | 0 | 1 | 1 | EA | 1 | Lighting Controls | [7 empty] | Black | [19 empty] | Dimmers | [242 empty] | <a href="https://www.lutron.com/TechnicalDocumentLibrary/0301030A.pdf" target="_blank">Installation Instructions</a> | [23 empty] | 2.000 DW |  |  | 5.3000 IN | [89 empty] | 1.000 EA | 1.000 EA | [35 empty] | No | [42 empty] | https://www.lutron.com/TechnicalDocumentLibrary/NovaTB.pdf | [7 empty] | Shelf Stock | [13 empty] | <a href="https://www.lutron.com/TechnicalDocumentLibrary/368-4493_Page_5.pdf" target="_blank">Tech Drawing</a> | [25 empty] | 39122212 | [13 empty] | <a href="https://www.lutron.com/TechnicalDocumentLibrary/369-119_Wallbox_Warranty.pdf" target="_blank">Warranty Information</a> |  |  |  |  | 0.550 L | [14 empty] | 0 | 0 | 0 | 0 | Lighting Fixtures | 2016-07-15 12:04 | 2024-07-20 11:05 | 0000-00-00 00:00:00 | 2024-07-20 11:05 | 0000-00-00 00:00:00 | [6 empty] | Black
1 | Lutron Electronics | NT-3PS-BR | 4460-1338 | 4460 | 1338 | Lutron Electronics | NT-3PS-BR.jpg | 27557676106 | NOVA T 3-WAY SWITCH BROWN | Nova T Linear Slide Switch, 3-way (small control), 120V/20A in brown |  | 5.3 | 3.9 |  | NT-3PS-BR.jpg | http://grandbrass.xologic.com/vendors/4460/large/NT-3PS-BR.jpg | [47 empty] | 0 | 0 | 0 | [6 empty] | 0 | 1 | 1 | EA | 1 | Lighting Controls | [7 empty] | Brown | [19 empty] | Dimmers | [242 empty] | <a href="https://www.lutron.com/TechnicalDocumentLibrary/0301030A.pdf" target="_blank">Installation Instructions</a> | [23 empty] | 2.000 DW |  |  | 5.3000 IN | [89 empty] | 1.000 EA | 1.000 EA | [35 empty] | No | [42 empty] | https://www.lutron.com/TechnicalDocumentLibrary/NovaTB.pdf | [7 empty] | Shelf Stock | [13 empty] | <a href="https://www.lutron.com/TechnicalDocumentLibrary/368-4493_Page_5.pdf" target="_blank">Tech Drawing</a> | [25 empty] | 39122212 | [13 empty] | <a href="https://www.lutron.com/TechnicalDocumentLibrary/369-119_Wallbox_Warranty.pdf" target="_blank">Warranty Information</a> |  |  |  |  | 0.550 L | [14 empty] | 0 | 0 | 0 | 0 | Lighting Fixtures | 2016-07-15 12:04 | 2024-07-20 11:03 | 0000-00-00 00:00:00 | 2024-07-20 11:03 | 0000-00-00 00:00:00 | [6 empty] | Brown
1 | Lutron Electronics | NT-3PS-GR | 4460-1339 | 4460 | 1339 | Lutron Electronics | NT-3PS-GR.jpg | 27557676137 | NOVA T 3-WAY SWITCH GRAY | Nova T Linear Slide Switch, 3-way (small control), 120V/20A in gray |  | 5.3 | 3.9 |  | NT-3PS-GR.jpg | http://grandbrass.xologic.com/vendors/4460/large/NT-3PS-GR.jpg | [47 empty] | 0 | 0 | 0 | [6 empty] | 0 | 1 | 1 | EA | 1 | Lighting Controls | [7 empty] | Gray | [19 empty] | Dimmers | [242 empty] | <a href="https://www.lutron.com/TechnicalDocumentLibrary/0301030A.pdf" target="_blank">Installation Instructions</a> | [23 empty] | 2.000 DW |  |  | 5.3000 IN | [89 empty] | 1.000 EA | 1.000 EA | [35 empty] | No | [42 empty] | https://www.lutron.com/TechnicalDocumentLibrary/NovaTB.pdf | [7 empty] | Shelf Stock | [13 empty] | <a href="https://www.lutron.com/TechnicalDocumentLibrary/368-4493_Page_5.pdf" target="_blank">Tech Drawing</a> | [25 empty] | 39122212 | [13 empty] | <a href="https://www.lutron.com/TechnicalDocumentLibrary/369-119_Wallbox_Warranty.pdf" target="_blank">Warranty Information</a> |  |  |  |  | 0.550 L | [14 empty] | 0 | 0 | 0 | 0 | Lighting Fixtures | 2016-07-15 12:04 | 2024-07-20 11:03 | 0000-00-00 00:00:00 | 2024-07-20 11:03 | 0000-00-00 00:00:00 | [6 empty] | Gray
1 | Lutron Electronics | NT-3PS-IV | 4460-1340 | 4460 | 1340 | Lutron Electronics | NT-3PS-IV.jpg | 27557676144 | NOVA T 3-WAY SWITCH IVORY | Nova T Linear Slide Switch, 3-way (small control), 120V/20A in ivory |  | 5.3 | 3.9 |  | NT-3PS-IV.jpg | http://grandbrass.xologic.com/vendors/4460/large/NT-3PS-IV.jpg | [47 empty] | 0 | 0 | 0 | [6 empty] | 0 | 1 | 1 | EA | 1 | Lighting Controls | [7 empty] | White | [19 empty] | Dimmers | [242 empty] | <a href="https://www.lutron.com/TechnicalDocumentLibrary/0301030A.pdf" target="_blank">Installation Instructions</a> | [23 empty] | 10.000 DW |  |  | 5.3000 IN | [89 empty] | 1.000 EA | 1.000 EA | [35 empty] | No | [42 empty] | https://www.lutron.com/TechnicalDocumentLibrary/NovaTB.pdf | [7 empty] | Shelf Stock | [13 empty] | <a href="https://www.lutron.com/TechnicalDocumentLibrary/368-4493_Page_5.pdf" target="_blank">Tech Drawing</a> | [25 empty] | 39122212 | [13 empty] | <a href="https://www.lutron.com/TechnicalDocumentLibrary/369-119_Wallbox_Warranty.pdf" target="_blank">Warranty Information</a> |  |  |  |  | 0.550 L | [14 empty] | 0 | 0 | 0 | 0 | Lighting Fixtures | 2016-07-15 12:04 | 2024-07-20 11:06 | 0000-00-00 00:00:00 | 2024-07-20 11:06 | 0000-00-00 00:00:00 | [6 empty] | Ivory
1 | Lutron Electronics | NT-4PS-BE | 4460-1341 | 4460 | 1341 | Lutron Electronics | NT-4PS-BE.jpg | 27557676168 | NOVA T 4-WAY SWITCH BEIGE | Nova T Linear Slide Switch, 4-way (small control), 120V/20A in beige |  | 5.2 | 5.4 |  | NT-4PS-BE.jpg | http://grandbrass.xologic.com/vendors/4460/large/NT-4PS-BE.jpg | [47 empty] | 0 | 0 | 0 | [6 empty] | 0 | 1 | 1 | EA | 1 | Lighting Controls | [7 empty] | White | [19 empty] | Dimmers | [242 empty] | <a href="https://www.lutron.com/TechnicalDocumentLibrary/0301030A.pdf" target="_blank">Installation Instructions</a> | [23 empty] | 2.000 DW |  |  | 4.0000 IN | [89 empty] | 1.000 EA | 1.000 EA | [35 empty] | No | [42 empty] | https://www.lutron.com/TechnicalDocumentLibrary/NovaTB.pdf | [7 empty] | Shelf Stock | [39 empty] | 39122212 | [13 empty] | <a href="https://www.lutron.com/TechnicalDocumentLibrary/369-119_Wallbox_Warranty.pdf" target="_blank">Warranty Information</a> |  |  |  |  | 0.450 L | [14 empty] | 0 | 0 | 0 | 0 | Lighting Fixtures | 2016-07-15 12:04 | 2024-07-20 11:04 | 0000-00-00 00:00:00 | 2024-07-20 11:04 | 0000-00-00 00:00:00 | [6 empty] | Beige
1 | Lutron Electronics | NT-4PS-BL | 4460-1342 | 4460 | 1342 | Lutron Electronics | NT-4PS-BL.jpg | 27557676175 | NOVA T 4-WAY SWITCH BLACK | Nova T Linear Slide Switch, 4-way (small control), 120V/20A in black |  | 5.2 | 5.4 |  | NT-4PS-BL.jpg | http://grandbrass.xologic.com/vendors/4460/large/NT-4PS-BL.jpg | [47 empty] | 0 | 0 | 0 | [6 empty] | 0 | 1 | 1 | EA | 1 | Lighting Controls | [7 empty] | Black | [19 empty] | Dimmers | [242 empty] | <a href="https://www.lutron.com/TechnicalDocumentLibrary/0301030A.pdf" target="_blank">Installation Instructions</a> | [23 empty] | 2.000 DW |  |  | 4.0000 IN | [89 empty] | 1.000 EA | 1.000 EA | [35 empty] | No | [42 empty] | https://www.lutron.com/TechnicalDocumentLibrary/NovaTB.pdf | [7 empty] | Shelf Stock | [39 empty] | 39122212 | [13 empty] | <a href="https://www.lutron.com/TechnicalDocumentLibrary/369-119_Wallbox_Warranty.pdf" target="_blank">Warranty Information</a> |  |  |  |  | 0.450 L | [14 empty] | 0 | 0 | 0 | 0 | Lighting Fixtures | 2016-07-15 12:04 | 2024-07-20 11:05 | 0000-00-00 00:00:00 | 2024-07-20 11:05 | 0000-00-00 00:00:00 | [6 empty] | Black
1 | Lutron Electronics | NT-4PS-BR | 4460-1343 | 4460 | 1343 | Lutron Electronics | NT-4PS-BR.jpg | 27557676182 | NOVA T 4-WAY SWITCH BROWN | Nova T Linear Slide Switch, 4-way (small control), 120V/20A in brown |  | 5.2 | 5.4 |  | NT-4PS-BR.jpg | http://grandbrass.xologic.com/vendors/4460/large/NT-4PS-BR.jpg | [47 empty] | 0 | 0 | 0 | [6 empty] | 0 | 1 | 1 | EA | 1 | Lighting Controls | [7 empty] | Brown | [19 empty] | Dimmers | [242 empty] | <a href="https://www.lutron.com/TechnicalDocumentLibrary/0301030A.pdf" target="_blank">Installation Instructions</a> | [23 empty] | 5.000 DW |  |  | 4.0000 IN | [89 empty] | 1.000 EA | 1.000 EA | [35 empty] | No | [42 empty] | https://www.lutron.com/TechnicalDocumentLibrary/NovaTB.pdf | [7 empty] | Shelf Stock | [39 empty] | 39122212 | [13 empty] | <a href="https://www.lutron.com/TechnicalDocumentLibrary/369-119_Wallbox_Warranty.pdf" target="_blank">Warranty Information</a> |  |  |  |  | 0.450 L | [14 empty] | 0 | 0 | 0 | 0 | Lighting Fixtures | 2016-07-15 12:04 | 2024-07-20 11:06 | 0000-00-00 00:00:00 | 2024-07-20 11:06 | 0000-00-00 00:00:00 | [6 empty] | Brown
1 | Lutron Electronics | NT-4PS-GR | 4460-1344 | 4460 | 1344 | Lutron Electronics | NT-4PS-GR.jpg | 27557676212 | NOVA T 4-WAY SWITCH GRAY | Nova T Linear Slide Switch, 4-way (small control), 120V/20A in gray |  | 5.2 | 5.4 |  | NT-4PS-GR.jpg | http://grandbrass.xologic.com/vendors/4460/large/NT-4PS-GR.jpg | [47 empty] | 0 | 0 | 0 | [6 empty] | 0 | 1 | 1 | EA | 1 | Lighting Controls | [7 empty] | Gray | [19 empty] | Dimmers | [242 empty] | <a href="https://www.lutron.com/TechnicalDocumentLibrary/0301030A.pdf" target="_blank">Installation Instructions</a> | [23 empty] | 2.000 DW |  |  | 4.0000 IN | [89 empty] | 1.000 EA | 1.000 EA | [35 empty] | No | [42 empty] | https://www.lutron.com/TechnicalDocumentLibrary/NovaTB.pdf | [7 empty] | Shelf Stock | [39 empty] | 39122212 | [13 empty] | <a href="https://www.lutron.com/TechnicalDocumentLibrary/369-119_Wallbox_Warranty.pdf" target="_blank">Warranty Information</a> |  |  |  |  | 0.450 L | [14 empty] | 0 | 0 | 0 | 0 | Lighting Fixtures | 2016-07-15 12:04 | 2024-07-20 11:05 | 0000-00-00 00:00:00 | 2024-07-20 11:05 | 0000-00-00 00:00:00 | [6 empty] | Gray
1 | Lutron Electronics | NT-4PS-IV | 4460-1345 | 4460 | 1345 | Lutron Electronics | NT-4PS-IV.jpg | 27557676229 | NOVA T 4WAY SWITCH IVORY | Nova T Linear Slide Switch, 4-way (small control), 120V/20A in ivory |  | 5.2 | 5.4 |  | NT-4PS-IV.jpg | http://grandbrass.xologic.com/vendors/4460/large/NT-4PS-IV.jpg | [47 empty] | 0 | 0 | 0 | [6 empty] | 0 | 1 | 1 | EA | 1 | Lighting Controls | [7 empty] | White | [19 empty] | Dimmers | [242 empty] | <a href="https://www.lutron.com/TechnicalDocumentLibrary/0301030A.pdf" target="_blank">Installation Instructions</a> | [23 empty] | 2.000 DW |  |  | 4.0000 IN | [89 empty] | 1.000 EA | 1.000 EA | [35 empty] | No | [42 empty] | https://www.lutron.com/TechnicalDocumentLibrary/NovaTB.pdf | [7 empty] | Shelf Stock | [39 empty] | 39122212 | [13 empty] | <a href="https://www.lutron.com/TechnicalDocumentLibrary/369-119_Wallbox_Warranty.pdf" target="_blank">Warranty Information</a> |  |  |  |  | 0.450 L | [14 empty] | 0 | 0 | 0 | 0 | Lighting Fixtures | 2016-07-15 12:04 | 2024-07-20 11:06 | 0000-00-00 00:00:00 | 2024-07-20 11:06 | 0000-00-00 00:00:00 | [6 empty] | Ivory
1 | Lutron Electronics | NT-600-BE | 4460-1346 | 4460 | 1346 | Lutron Electronics | NT-600-BE.jpg | 27557676236 | NOVA T INCAN DMR 600W BEIGE | Nova T Dimmer, Incandescent/Halogen, Single-pole (small control), 120V/600W in beige |  | 4.1 | 5.3 |  | NT-600-BE.jpg | http://grandbrass.xologic.com/vendors/4460/large/NT-600-BE.jpg | [47 empty] | 0 | 0 | 0 | [6 empty] | 0 | 1 | 1 | EA | 1 | Lighting Controls | [7 empty] | White | [16 empty] | Traditional |  |  | Dimmers | [242 empty] | <a href="https://www.lutron.com/TechnicalDocumentLibrary/0301030A.pdf" target="_blank">Installation Instructions</a> | [23 empty] | 10.000 DW |  |  | 3.1000 IN | [7 empty] | <a href="https://www.lutron.com/TechnicalDocumentLibrary/NovaT_Family.pdf" target="_blank">Line Drawing</a> | [81 empty] | 1.000 EA | 1.000 EA | [35 empty] | No | [42 empty] | https://www.lutron.com/TechnicalDocumentLibrary/NovaTB.pdf | [7 empty] | Shelf Stock | [13 empty] | <a href="https://www.lutron.com/TechnicalDocumentLibrary/368-4493_Page_2.pdf" target="_blank">Tech Drawing</a> | [25 empty] | 39122206 | [13 empty] | <a href="https://www.lutron.com/TechnicalDocumentLibrary/369-119_Wallbox_Warranty.pdf" target="_blank">Warranty Information</a> |  |  |  |  | 0.400 L | [14 empty] | 0 | 0 | 0 | 0 | Lighting Fixtures | 2016-07-15 12:04 | 2024-07-20 11:02 | 0000-00-00 00:00:00 | 2024-07-20 11:02 | 0000-00-00 00:00:00 | [6 empty] | Beige
1 | Lutron Electronics | NT-600-BL | 4460-1347 | 4460 | 1347 | Lutron Electronics | NT-600-BL.jpg | 27557676243 | NOVA T INCAN DMR 600W BLACK | Nova T Dimmer, Incandescent/Halogen, Single-pole (small control), 120V/600W in black |  | 4.1 | 5.3 |  | NT-600-BL.jpg | http://grandbrass.xologic.com/vendors/4460/large/NT-600-BL.jpg | [47 empty] | 0 | 0 | 0 | [6 empty] | 0 | 1 | 1 | EA | 1 | Lighting Controls | [7 empty] | Black | [16 empty] | Traditional |  |  | Dimmers | [242 empty] | <a href="https://www.lutron.com/TechnicalDocumentLibrary/0301030A.pdf" target="_blank">Installation Instructions</a> | [23 empty] | 10.000 DW |  |  | 3.1000 IN | [7 empty] | <a href="https://www.lutron.com/TechnicalDocumentLibrary/NovaT_Family.pdf" target="_blank">Line Drawing</a> | [81 empty] | 1.000 EA | 1.000 EA | [35 empty] | No | [42 empty] | https://www.lutron.com/TechnicalDocumentLibrary/NovaTB.pdf | [7 empty] | Shelf Stock | [13 empty] | <a href="https://www.lutron.com/TechnicalDocumentLibrary/368-4493_Page_2.pdf" target="_blank">Tech Drawing</a> | [25 empty] | 39122206 | [13 empty] | <a href="https://www.lutron.com/TechnicalDocumentLibrary/369-119_Wallbox_Warranty.pdf" target="_blank">Warranty Information</a> |  |  |  |  | 0.400 L | [14 empty] | 0 | 0 | 0 | 0 | Lighting Fixtures | 2016-07-15 12:04 | 2024-07-20 11:05 | 0000-00-00 00:00:00 | 2024-07-20 11:05 | 0000-00-00 00:00:00 | [6 empty] | Black
1 | Lutron Electronics | NT-600-BR | 4460-1348 | 4460 | 1348 | Lutron Electronics | NT-600-BR.jpg | 27557676250 | NOVA T INCAN DMR 600W BROWN | Nova T Dimmer, Incandescent/Halogen, Single-pole (small control), 120V/600W in brown |  | 4.1 | 5.3 |  | NT-600-BR.jpg | http://grandbrass.xologic.com/vendors/4460/large/NT-600-BR.jpg | [47 empty] | 0 | 0 | 0 | [6 empty] | 0 | 1 | 1 | EA | 1 | Lighting Controls | [7 empty] | Brown | [16 empty] | Traditional |  |  | Dimmers | [242 empty] | <a href="https://www.lutron.com/TechnicalDocumentLibrary/0301030A.pdf" target="_blank">Installation Instructions</a> | [23 empty] | 10.000 DW |  |  | 3.1000 IN | [7 empty] | <a href="https://www.lutron.com/TechnicalDocumentLibrary/NovaT_Family.pdf" target="_blank">Line Drawing</a> | [81 empty] | 1.000 EA | 1.000 EA | [35 empty] | No | [42 empty] | https://www.lutron.com/TechnicalDocumentLibrary/NovaTB.pdf | [7 empty] | Shelf Stock | [13 empty] | <a href="https://www.lutron.com/TechnicalDocumentLibrary/368-4493_Page_2.pdf" target="_blank">Tech Drawing</a> | [25 empty] | 39122206 | [13 empty] | <a href="https://www.lutron.com/TechnicalDocumentLibrary/369-119_Wallbox_Warranty.pdf" target="_blank">Warranty Information</a> |  |  |  |  | 0.400 L | [14 empty] | 0 | 0 | 0 | 0 | Lighting Fixtures | 2016-07-15 12:04 | 2024-07-20 11:05 | 0000-00-00 00:00:00 | 2024-07-20 11:05 | 0000-00-00 00:00:00 | [6 empty] | Brown
1 | Lutron Electronics | NT-600-GR | 4460-1349 | 4460 | 1349 | Lutron Electronics | NT-600-GR.jpg | 27557676281 | NOVA T INCAN DMR 600W GRAY | Nova T Dimmer, Incandescent/Halogen, Single-pole (small control), 120V/600W in gray |  | 4.1 | 5.3 |  | NT-600-GR.jpg | http://grandbrass.xologic.com/vendors/4460/large/NT-600-GR.jpg | [47 empty] | 0 | 0 | 0 | [6 empty] | 0 | 1 | 1 | EA | 1 | Lighting Controls | [7 empty] | Gray | [16 empty] | Traditional |  |  | Dimmers | [242 empty] | <a href="https://www.lutron.com/TechnicalDocumentLibrary/0301030A.pdf" target="_blank">Installation Instructions</a> | [23 empty] | 10.000 DW |  |  | 3.1000 IN | [7 empty] | <a href="https://www.lutron.com/TechnicalDocumentLibrary/NovaT_Family.pdf" target="_blank">Line Drawing</a> | [81 empty] | 1.000 EA | 1.000 EA | [35 empty] | No | [42 empty] | https://www.lutron.com/TechnicalDocumentLibrary/NovaTB.pdf | [7 empty] | Shelf Stock | [13 empty] | <a href="https://www.lutron.com/TechnicalDocumentLibrary/368-4493_Page_2.pdf" target="_blank">Tech Drawing</a> | [25 empty] | 39122206 | [13 empty] | <a href="https://www.lutron.com/TechnicalDocumentLibrary/369-119_Wallbox_Warranty.pdf" target="_blank">Warranty Information</a> |  |  |  |  | 0.400 L | [14 empty] | 0 | 0 | 0 | 0 | Lighting Fixtures | 2016-07-15 12:04 | 2024-07-20 11:05 | 0000-00-00 00:00:00 | 2024-07-20 11:05 | 0000-00-00 00:00:00 | [6 empty] | Gray
4 | Lutron Electronics | NT-CJ-WH | 4460-1355 | 4460 | 1355 | Lutron Electronics | NT-CJ-WH.jpg | 27557676557 | NOVA T CABLE TV JACK WHITE | F-style, 75-ohm coaxial cable, single port in white |  | 5.2 | 5.4 |  | NT-CJ-WH.jpg | http://grandbrass.xologic.com/vendors/4460/large/NT-CJ-WH.jpg | [47 empty] | 0 | 0 | 0 | [6 empty] | 0 | 1 | 1 | EA | 1 | Specialty Items |  |  | Lugs Plugs And Connectors |  | Plugs |  | Jack For Plug | White | [16 empty] | Traditional |  |  | Other Specialty Items | [242 empty] | <a href="https://www.lutron.com/TechnicalDocumentLibrary/sixportframe.pdf" target="_blank">Installation Instructions</a> | [23 empty] | 2.000 DW |  |  | 4.0000 IN | [7 empty] | <a href="https://www.lutron.com/TechnicalDocumentLibrary/NovaT_Accessories.pdf" target="_blank">Line Drawing</a> | [81 empty] | 1.000 EA | 1.000 EA | [35 empty] | No | [42 empty] | https://www.lutron.com/TechnicalDocumentLibrary/sixportframe.pdf | [7 empty] | Shelf Stock | [39 empty] | 39121463 | [13 empty] | <a href="https://www.lutron.com/TechnicalDocumentLibrary/369-119_Wallbox_Warranty.pdf" target="_blank">Warranty Information</a> |  |  |  |  | 0.300 L | [14 empty] | 0 | 0 | 0 | 0 | Electrical | 2016-07-15 12:04 | 2024-07-20 11:05 | 0000-00-00 00:00:00 | 2025-11-29 02:00 | 0000-00-00 00:00:00 | [6 empty] | White
4 | Lutron Electronics | NT-CJ-BE | 4460-1356 | 4460 | 1356 | Lutron Electronics | NT-CJ-BE.jpg | 27557676564 | NOVA T CABLE TV JACK BEIGE | F-style, 75-ohm coaxial cable, single port in beige |  | 5.2 | 5.4 |  | NT-CJ-BE.jpg | http://grandbrass.xologic.com/vendors/4460/large/NT-CJ-BE.jpg | [47 empty] | 0 | 0 | 0 | [6 empty] | 0 | 1 | 1 | EA | 1 | Specialty Items |  |  | Lugs Plugs And Connectors |  | Plugs |  | Jack For Plug | White | [16 empty] | Traditional |  |  | Other Specialty Items | [242 empty] | <a href="https://www.lutron.com/TechnicalDocumentLibrary/sixportframe.pdf" target="_blank">Installation Instructions</a> | [23 empty] | 2.000 DW |  |  | 4.0000 IN | [7 empty] | <a href="https://www.lutron.com/TechnicalDocumentLibrary/NovaT_Accessories.pdf" target="_blank">Line Drawing</a> | [81 empty] | 1.000 EA | 1.000 EA | [35 empty] | No | [42 empty] | https://www.lutron.com/TechnicalDocumentLibrary/sixportframe.pdf | [7 empty] | Shelf Stock | [39 empty] | 39121463 | [13 empty] | <a href="https://www.lutron.com/TechnicalDocumentLibrary/369-119_Wallbox_Warranty.pdf" target="_blank">Warranty Information</a> |  |  |  |  | 0.300 L | [14 empty] | 0 | 0 | 0 | 0 | Electrical | 2016-07-15 12:04 | 2024-07-20 11:04 | 0000-00-00 00:00:00 | 2025-11-29 02:00 | 0000-00-00 00:00:00 | [6 empty] | Beige
4 | Lutron Electronics | NT-CJ-BL | 4460-1357 | 4460 | 1357 | Lutron Electronics | NT-CJ-BL.jpg | 27557676571 | NOVA T CABLE TV JACK BLACK | F-style, 75-ohm coaxial cable, single port in black |  | 5.2 | 5.4 |  | NT-CJ-BL.jpg | http://grandbrass.xologic.com/vendors/4460/large/NT-CJ-BL.jpg | [47 empty] | 0 | 0 | 0 | [6 empty] | 0 | 1 | 1 | EA | 1 | Specialty Items |  |  | Lugs Plugs And Connectors |  | Plugs |  | Jack For Plug | Black | [16 empty] | Traditional |  |  | Other Specialty Items | [242 empty] | <a href="https://www.lutron.com/TechnicalDocumentLibrary/sixportframe.pdf" target="_blank">Installation Instructions</a> | [23 empty] | 10.000 DW |  |  | 4.0000 IN | [7 empty] | <a href="https://www.lutron.com/TechnicalDocumentLibrary/NovaT_Accessories.pdf" target="_blank">Line Drawing</a> | [81 empty] | 1.000 EA | 1.000 EA | [35 empty] | No | [42 empty] | https://www.lutron.com/TechnicalDocumentLibrary/sixportframe.pdf | [7 empty] | Shelf Stock | [39 empty] | 39121463 | [13 empty] | <a href="https://www.lutron.com/TechnicalDocumentLibrary/369-119_Wallbox_Warranty.pdf" target="_blank">Warranty Information</a> |  |  |  |  | 0.300 L | [14 empty] | 0 | 0 | 0 | 0 | Electrical | 2016-07-15 12:04 | 2024-07-20 11:05 | 0000-00-00 00:00:00 | 2025-11-29 02:00 | 0000-00-00 00:00:00 | [6 empty] | Black
4 | Lutron Electronics | NT-CJ-BR | 4460-1358 | 4460 | 1358 | Lutron Electronics | NT-CJ-BR.jpg | 27557676588 | NOVA T CABLE TV JACK BROWN | F-style, 75-ohm coaxial cable, single port in brown |  | 5.2 | 5.4 |  | NT-CJ-BR.jpg | http://grandbrass.xologic.com/vendors/4460/large/NT-CJ-BR.jpg | [47 empty] | 0 | 0 | 0 | [6 empty] | 0 | 1 | 1 | EA | 1 | Specialty Items |  |  | Lugs Plugs And Connectors |  | Plugs |  | Jack For Plug | Brown | [16 empty] | Traditional |  |  | Other Specialty Items | [242 empty] | <a href="https://www.lutron.com/TechnicalDocumentLibrary/sixportframe.pdf" target="_blank">Installation Instructions</a> | [23 empty] | 2.000 DW |  |  | 4.0000 IN | [7 empty] | <a href="https://www.lutron.com/TechnicalDocumentLibrary/NovaT_Accessories.pdf" target="_blank">Line Drawing</a> | [81 empty] | 1.000 EA | 1.000 EA | [35 empty] | No | [42 empty] | https://www.lutron.com/TechnicalDocumentLibrary/sixportframe.pdf | [7 empty] | Shelf Stock | [39 empty] | 39121463 | [13 empty] | <a href="https://www.lutron.com/TechnicalDocumentLibrary/369-119_Wallbox_Warranty.pdf" target="_blank">Warranty Information</a> |  |  |  |  | 0.300 L | [14 empty] | 0 | 0 | 0 | 0 | Electrical | 2016-07-15 12:04 | 2024-07-20 11:04 | 0000-00-00 00:00:00 | 2025-11-29 02:00 | 0000-00-00 00:00:00 | [6 empty] | Brown
4 | Lutron Electronics | NT-CJ-GR | 4460-1359 | 4460 | 1359 | Lutron Electronics | NT-CJ-GR.jpg | 27557676595 | NOVA T CABLE TV JACK GRAY | F-style, 75-ohm coaxial cable, single port in gray |  | 5.2 | 5.4 |  | NT-CJ-GR.jpg | http://grandbrass.xologic.com/vendors/4460/large/NT-CJ-GR.jpg | [47 empty] | 0 | 0 | 0 | [6 empty] | 0 | 1 | 1 | EA | 1 | Specialty Items |  |  | Lugs Plugs And Connectors |  | Plugs |  | Jack For Plug | Gray | [16 empty] | Traditional |  |  | Other Specialty Items | [242 empty] | <a href="https://www.lutron.com/TechnicalDocumentLibrary/sixportframe.pdf" target="_blank">Installation Instructions</a> | [23 empty] | 2.000 DW |  |  | 4.0000 IN | [7 empty] | <a href="https://www.lutron.com/TechnicalDocumentLibrary/NovaT_Accessories.pdf" target="_blank">Line Drawing</a> | [81 empty] | 1.000 EA | 1.000 EA | [35 empty] | No | [42 empty] | https://www.lutron.com/TechnicalDocumentLibrary/sixportframe.pdf | [7 empty] | Shelf Stock | [39 empty] | 39121463 | [13 empty] | <a href="https://www.lutron.com/TechnicalDocumentLibrary/369-119_Wallbox_Warranty.pdf" target="_blank">Warranty Information</a> |  |  |  |  | 0.300 L | [14 empty] | 0 | 0 | 0 | 0 | Electrical | 2016-07-15 12:05 | 2024-07-20 11:06 | 0000-00-00 00:00:00 | 2025-11-29 02:00 | 0000-00-00 00:00:00 | [6 empty] | Gray
4 | Lutron Electronics | NT-CJ-IV | 4460-1360 | 4460 | 1360 | Lutron Electronics | NT-CJ-IV.jpg | 27557676601 | NOVA T CABLE TV JACK IVORY | F-style, 75-ohm coaxial cable, single port in ivory |  | 5.2 | 5.4 |  | NT-CJ-IV.jpg | http://grandbrass.xologic.com/vendors/4460/large/NT-CJ-IV.jpg | [47 empty] | 0 | 0 | 0 | [6 empty] | 0 | 1 | 1 | EA | 1 | Specialty Items |  |  | Lugs Plugs And Connectors |  | Plugs |  | Jack For Plug | White | [16 empty] | Traditional |  |  | Other Specialty Items | [242 empty] | <a href="https://www.lutron.com/TechnicalDocumentLibrary/sixportframe.pdf" target="_blank">Installation Instructions</a> | [23 empty] | 2.000 DW |  |  | 4.0000 IN | [7 empty] | <a href="https://www.lutron.com/TechnicalDocumentLibrary/NovaT_Accessories.pdf" target="_blank">Line Drawing</a> | [81 empty] | 1.000 EA | 1.000 EA | [35 empty] | No | [42 empty] | https://www.lutron.com/TechnicalDocumentLibrary/sixportframe.pdf | [7 empty] | Shelf Stock | [39 empty] | 39121463 | [13 empty] | <a href="https://www.lutron.com/TechnicalDocumentLibrary/369-119_Wallbox_Warranty.pdf" target="_blank">Warranty Information</a> |  |  |  |  | 0.300 L | [14 empty] | 0 | 0 | 0 | 0 | Electrical | 2016-07-15 12:05 | 2024-07-20 11:05 | 0000-00-00 00:00:00 | 2025-11-29 02:00 | 0000-00-00 00:00:00 | [6 empty] | Ivory
4 | Lutron Electronics | NT-PJ-WH | 4460-1361 | 4460 | 1361 | Lutron Electronics | NT-PJ-WH.jpg | 27557676618 | NOVA T PHONE JACK WHITE | Nova T 8-conductor telephone jack, RJ11, single port in white |  | 5.2 | 5.4 |  | NT-PJ-WH.jpg | http://grandbrass.xologic.com/vendors/4460/large/NT-PJ-WH.jpg | [47 empty] | 0 | 0 | 0 | [6 empty] | 0 | 1 | 1 | EA | 1 | Specialty Items |  |  | Lugs Plugs And Connectors |  | Plugs |  | Jack For Plug | White | [16 empty] | Traditional |  |  | Other Specialty Items | [242 empty] | <a href="https://www.lutron.com/TechnicalDocumentLibrary/03040301A.pdf" target="_blank">Installation Instructions</a> | [23 empty] | 10.000 DW |  |  | 4.0000 IN | [7 empty] | <a href="https://www.lutron.com/TechnicalDocumentLibrary/NovaT_Accessories.pdf" target="_blank">Line Drawing</a> | [81 empty] | 1.000 EA | 1.000 EA | [35 empty] | No | [42 empty] | https://www.lutron.com/TechnicalDocumentLibrary/sixportframe.pdf | [7 empty] | Shelf Stock | [39 empty] | 39121463 | [13 empty] | <a href="https://www.lutron.com/TechnicalDocumentLibrary/369-119_Wallbox_Warranty.pdf" target="_blank">Warranty Information</a> |  |  |  |  | 0.300 L | [14 empty] | 0 | 0 | 0 | 0 | Electrical | 2016-07-15 12:05 | 2024-07-20 11:05 | 0000-00-00 00:00:00 | 2025-11-29 02:00 | 0000-00-00 00:00:00 | [6 empty] | White
4 | Lutron Electronics | NT-PJ-BE | 4460-1362 | 4460 | 1362 | Lutron Electronics | NT-PJ-BE.jpg | 27557676625 | NOVA T PHONE JACK BEIGE | Nova T 8-conductor telephone jack, RJ11, single port in beige |  | 5.2 | 5.4 |  | NT-PJ-BE.jpg | http://grandbrass.xologic.com/vendors/4460/large/NT-PJ-BE.jpg | [47 empty] | 0 | 0 | 0 | [6 empty] | 0 | 1 | 1 | EA | 1 | Specialty Items |  |  | Lugs Plugs And Connectors |  | Plugs |  | Jack For Plug | White | [16 empty] | Traditional |  |  | Other Specialty Items | [242 empty] | <a href="https://www.lutron.com/TechnicalDocumentLibrary/03040301A.pdf" target="_blank">Installation Instructions</a> | [23 empty] | 2.000 DW |  |  | 4.0000 IN | [7 empty] | <a href="https://www.lutron.com/TechnicalDocumentLibrary/NovaT_Accessories.pdf" target="_blank">Line Drawing</a> | [81 empty] | 1.000 EA | 1.000 EA | [35 empty] | No | [42 empty] | https://www.lutron.com/TechnicalDocumentLibrary/sixportframe.pdf | [7 empty] | Shelf Stock | [39 empty] | 39121463 | [13 empty] | <a href="https://www.lutron.com/TechnicalDocumentLibrary/369-119_Wallbox_Warranty.pdf" target="_blank">Warranty Information</a> |  |  |  |  | 0.300 L | [14 empty] | 0 | 0 | 0 | 0 | Electrical | 2016-07-15 12:05 | 2024-07-20 11:04 | 0000-00-00 00:00:00 | 2025-11-29 02:00 | 0000-00-00 00:00:00 | [6 empty] | Beige
4 | Lutron Electronics | NT-PJ-BL | 4460-1363 | 4460 | 1363 | Lutron Electronics | NT-PJ-BL.jpg | 27557676632 | NOVA T PHONE JACK BLACK | Nova T 8-conductor telephone jack, RJ11, single port in black |  | 5.2 | 5.4 |  | NT-PJ-BL.jpg | http://grandbrass.xologic.com/vendors/4460/large/NT-PJ-BL.jpg | [47 empty] | 0 | 0 | 0 | [6 empty] | 0 | 1 | 1 | EA | 1 | Specialty Items |  |  | Lugs Plugs And Connectors |  | Plugs |  | Jack For Plug | Black | [16 empty] | Traditional |  |  | Other Specialty Items | [242 empty] | <a href="https://www.lutron.com/TechnicalDocumentLibrary/03040301A.pdf" target="_blank">Installation Instructions</a> | [23 empty] | 10.000 DW |  |  | 4.0000 IN | [7 empty] | <a href="https://www.lutron.com/TechnicalDocumentLibrary/NovaT_Accessories.pdf" target="_blank">Line Drawing</a> | [81 empty] | 1.000 EA | 1.000 EA | [35 empty] | No | [42 empty] | https://www.lutron.com/TechnicalDocumentLibrary/sixportframe.pdf | [7 empty] | Shelf Stock | [39 empty] | 39121463 | [13 empty] | <a href="https://www.lutron.com/TechnicalDocumentLibrary/369-119_Wallbox_Warranty.pdf" target="_blank">Warranty Information</a> |  |  |  |  | 0.300 L | [14 empty] | 0 | 0 | 0 | 0 | Electrical | 2016-07-15 12:05 | 2024-07-20 11:06 | 0000-00-00 00:00:00 | 2025-11-29 02:00 | 0000-00-00 00:00:00 | [6 empty] | Black
4 | Lutron Electronics | NT-PJ-BR | 4460-1364 | 4460 | 1364 | Lutron Electronics | NT-PJ-BR.jpg | 27557676649 | NOVA T PHONE JACK BROWN | Nova T 8-conductor telephone jack, RJ11, single port in brown |  | 5.2 | 5.4 |  | NT-PJ-BR.jpg | http://grandbrass.xologic.com/vendors/4460/large/NT-PJ-BR.jpg | [47 empty] | 0 | 0 | 0 | [6 empty] | 0 | 1 | 1 | EA | 1 | Specialty Items |  |  | Lugs Plugs And Connectors |  | Plugs |  | Jack For Plug | Brown | [16 empty] | Traditional |  |  | Other Specialty Items | [242 empty] | <a href="https://www.lutron.com/TechnicalDocumentLibrary/03040301A.pdf" target="_blank">Installation Instructions</a> | [23 empty] | 2.000 DW |  |  | 4.0000 IN | [7 empty] | <a href="https://www.lutron.com/TechnicalDocumentLibrary/NovaT_Accessories.pdf" target="_blank">Line Drawing</a> | [81 empty] | 1.000 EA | 1.000 EA | [35 empty] | No | [42 empty] | https://www.lutron.com/TechnicalDocumentLibrary/sixportframe.pdf | [7 empty] | Shelf Stock | [39 empty] | 39121463 | [13 empty] | <a href="https://www.lutron.com/TechnicalDocumentLibrary/369-119_Wallbox_Warranty.pdf" target="_blank">Warranty Information</a> |  |  |  |  | 0.300 L | [14 empty] | 0 | 0 | 0 | 0 | Electrical | 2016-07-15 12:05 | 2024-07-20 11:05 | 0000-00-00 00:00:00 | 2025-11-29 02:00 | 0000-00-00 00:00:00 | [6 empty] | Brown
4 | Lutron Electronics | NT-PJ-GR | 4460-1365 | 4460 | 1365 | Lutron Electronics | NT-PJ-GR.jpg | 27557676656 | NOVA T PHONE JACK GRAY | Nova T 8-conductor telephone jack, RJ11, single port in gray |  | 5.2 | 5.4 |  | NT-PJ-GR.jpg | http://grandbrass.xologic.com/vendors/4460/large/NT-PJ-GR.jpg | [47 empty] | 0 | 0 | 0 | [6 empty] | 0 | 1 | 1 | EA | 1 | Specialty Items |  |  | Lugs Plugs And Connectors |  | Plugs |  | Jack For Plug | Gray | [16 empty] | Traditional |  |  | Other Specialty Items | [242 empty] | <a href="https://www.lutron.com/TechnicalDocumentLibrary/03040301A.pdf" target="_blank">Installation Instructions</a> | [23 empty] | 2.000 DW |  |  | 4.0000 IN | [7 empty] | <a href="https://www.lutron.com/TechnicalDocumentLibrary/NovaT_Accessories.pdf" target="_blank">Line Drawing</a> | [81 empty] | 1.000 EA | 1.000 EA | [35 empty] | No | [42 empty] | https://www.lutron.com/TechnicalDocumentLibrary/sixportframe.pdf | [7 empty] | Shelf Stock | [39 empty] | 39121463 | [13 empty] | <a href="https://www.lutron.com/TechnicalDocumentLibrary/369-119_Wallbox_Warranty.pdf" target="_blank">Warranty Information</a> |  |  |  |  | 0.300 L | [14 empty] | 0 | 0 | 0 | 0 | Electrical | 2016-07-15 12:05 | 2024-07-20 11:05 | 0000-00-00 00:00:00 | 2025-11-29 02:00 | 0000-00-00 00:00:00 | [6 empty] | Gray
4 | Lutron Electronics | NT-PJ-IV | 4460-1366 | 4460 | 1366 | Lutron Electronics | NT-PJ-IV.jpg | 27557676663 | NOVA T PHONE JACK IVORY | Nova T 8-conductor telephone jack, RJ11, single port in ivory |  | 5.2 | 5.4 |  | NT-PJ-IV.jpg | http://grandbrass.xologic.com/vendors/4460/large/NT-PJ-IV.jpg | [47 empty] | 0 | 0 | 0 | [6 empty] | 0 | 1 | 1 | EA | 1 | Specialty Items |  |  | Lugs Plugs And Connectors |  | Plugs |  | Jack For Plug | White | [16 empty] | Traditional |  |  | Other Specialty Items | [242 empty] | <a href="https://www.lutron.com/TechnicalDocumentLibrary/03040301A.pdf" target="_blank">Installation Instructions</a> | [23 empty] | 2.000 DW |  |  | 4.0000 IN | [7 empty] | <a href="https://www.lutron.com/TechnicalDocumentLibrary/NovaT_Accessories.pdf" target="_blank">Line Drawing</a> | [81 empty] | 1.000 EA | 1.000 EA | [35 empty] | No | [42 empty] | https://www.lutron.com/TechnicalDocumentLibrary/sixportframe.pdf | [7 empty] | Shelf Stock | [39 empty] | 39121463 | [13 empty] | <a href="https://www.lutron.com/TechnicalDocumentLibrary/369-119_Wallbox_Warranty.pdf" target="_blank">Warranty Information</a> |  |  |  |  | 0.300 L | [14 empty] | 0 | 0 | 0 | 0 | Electrical | 2016-07-15 12:05 | 2024-07-20 11:06 | 0000-00-00 00:00:00 | 2025-11-29 02:00 | 0000-00-00 00:00:00 | [6 empty] | Ivory
1 | Lutron Electronics | NTELV-300-BE | 4460-1367 | 4460 | 1367 | Lutron Electronics | NTELV-300-BE.jpg | 27557676878 | NOVA T 300W ELECTR LOW VOLT BE | Nova T Dimmer, Electronic Low-Voltage, Single-pole (small control), 120V/300W in beige |  | 4.1 | 5.3 |  | NTELV-300-BE.jpg | http://grandbrass.xologic.com/vendors/4460/large/NTELV-300-BE.jpg | [47 empty] | 0 | 0 | 0 | [6 empty] | 0 | 1 | 1 | EA | 1 | Lighting Controls | [7 empty] | White | [19 empty] | Dimmers | [242 empty] | <a href="https://www.lutron.com/TechnicalDocumentLibrary/0301030A.pdf" target="_blank">Installation Instructions</a> | [23 empty] | 2.000 DW |  |  | 3.1000 IN | [89 empty] | 1.000 EA | 1.000 EA | [35 empty] | No | [42 empty] | https://www.lutron.com/TechnicalDocumentLibrary/NovaTB.pdf | [7 empty] | Shelf Stock | [13 empty] | <a href="https://www.lutron.com/TechnicalDocumentLibrary/368-4493_Page_41.pdf" target="_blank">Tech Drawing</a> | [25 empty] | 39122206 | [13 empty] | <a href="https://www.lutron.com/TechnicalDocumentLibrary/369-119_Wallbox_Warranty.pdf" target="_blank">Warranty Information</a> |  |  |  |  | 0.550 L | [14 empty] | 0 | 0 | 0 | 0 | Lighting Fixtures | 2016-07-15 12:05 | 2024-07-20 11:04 | 0000-00-00 00:00:00 | 2024-07-20 11:04 | 0000-00-00 00:00:00 | [6 empty] | Beige
1 | Lutron Electronics | NTELV-300-BL | 4460-1368 | 4460 | 1368 | Lutron Electronics | NTELV-300-BL.jpg | 27557676885 | NOVA T 300W ELECTR LOW VOLT BL | Nova T Dimmer, Electronic Low-Voltage, Single-pole (small control), 120V/300W in black |  | 4.1 | 5.3 |  | NTELV-300-BL.jpg | http://grandbrass.xologic.com/vendors/4460/large/NTELV-300-BL.jpg | [47 empty] | 0 | 0 | 0 | [6 empty] | 0 | 1 | 1 | EA | 1 | Lighting Controls | [7 empty] | Black | [19 empty] | Dimmers | [242 empty] | <a href="https://www.lutron.com/TechnicalDocumentLibrary/0301030A.pdf" target="_blank">Installation Instructions</a> | [23 empty] | 2.000 DW |  |  | 3.1000 IN | [89 empty] | 1.000 EA | 1.000 EA | [35 empty] | No | [42 empty] | https://www.lutron.com/TechnicalDocumentLibrary/NovaTB.pdf | [7 empty] | Shelf Stock | [13 empty] | <a href="https://www.lutron.com/TechnicalDocumentLibrary/368-4493_Page_41.pdf" target="_blank">Tech Drawing</a> | [25 empty] | 39122206 | [13 empty] | <a href="https://www.lutron.com/TechnicalDocumentLibrary/369-119_Wallbox_Warranty.pdf" target="_blank">Warranty Information</a> |  |  |  |  | 0.550 L | [14 empty] | 0 | 0 | 0 | 0 | Lighting Fixtures | 2016-07-15 12:05 | 2024-07-20 11:06 | 0000-00-00 00:00:00 | 2024-07-20 11:06 | 0000-00-00 00:00:00 | [6 empty] | Black
1 | Lutron Electronics | NTELV-300-BR | 4460-1369 | 4460 | 1369 | Lutron Electronics | NTELV-300-BR.jpg | 27557676892 | NOVA T 300W ELECTR LOW VOLT BR | Nova T Dimmer, Electronic Low-Voltage, Single-pole (small control), 120V/300W in brown |  | 4.1 | 5.3 |  | NTELV-300-BR.jpg | http://grandbrass.xologic.com/vendors/4460/large/NTELV-300-BR.jpg | [47 empty] | 0 | 0 | 0 | [6 empty] | 0 | 1 | 1 | EA | 1 | Lighting Controls | [7 empty] | Brown | [19 empty] | Dimmers | [242 empty] | <a href="https://www.lutron.com/TechnicalDocumentLibrary/0301030A.pdf" target="_blank">Installation Instructions</a> | [23 empty] | 2.000 DW |  |  | 3.1000 IN | [89 empty] | 1.000 EA | 1.000 EA | [35 empty] | No | [42 empty] | https://www.lutron.com/TechnicalDocumentLibrary/NovaTB.pdf | [7 empty] | Shelf Stock | [13 empty] | <a href="https://www.lutron.com/TechnicalDocumentLibrary/368-4493_Page_41.pdf" target="_blank">Tech Drawing</a> | [25 empty] | 39122206 | [13 empty] | <a href="https://www.lutron.com/TechnicalDocumentLibrary/369-119_Wallbox_Warranty.pdf" target="_blank">Warranty Information</a> |  |  |  |  | 0.550 L | [14 empty] | 0 | 0 | 0 | 0 | Lighting Fixtures | 2016-07-15 12:05 | 2024-07-20 11:07 | 0000-00-00 00:00:00 | 2024-07-20 11:07 | 0000-00-00 00:00:00 | [6 empty] | Brown
1 | Lutron Electronics | NTELV-300-GR | 4460-1370 | 4460 | 1370 | Lutron Electronics | NTELV-300-GR.jpg | 27557676922 | NOVA T 300W ELECTR LOW VOLT GR | Nova T Dimmer, Electronic Low-Voltage, Single-pole (small control), 120V/300W in gray |  | 4.1 | 5.3 |  | NTELV-300-GR.jpg | http://grandbrass.xologic.com/vendors/4460/large/NTELV-300-GR.jpg | [47 empty] | 0 | 0 | 0 | [6 empty] | 0 | 1 | 1 | EA | 1 | Lighting Controls | [7 empty] | Gray | [19 empty] | Dimmers | [242 empty] | <a href="https://www.lutron.com/TechnicalDocumentLibrary/0301030A.pdf" target="_blank">Installation Instructions</a> | [23 empty] | 2.000 DW |  |  | 3.1000 IN | [89 empty] | 1.000 EA | 1.000 EA | [35 empty] | No | [42 empty] | https://www.lutron.com/TechnicalDocumentLibrary/NovaTB.pdf | [7 empty] | Shelf Stock | [13 empty] | <a href="https://www.lutron.com/TechnicalDocumentLibrary/368-4493_Page_41.pdf" target="_blank">Tech Drawing</a> | [25 empty] | 39122206 | [13 empty] | <a href="https://www.lutron.com/TechnicalDocumentLibrary/369-119_Wallbox_Warranty.pdf" target="_blank">Warranty Information</a> |  |  |  |  | 0.550 L | [14 empty] | 0 | 0 | 0 | 0 | Lighting Fixtures | 2016-07-15 12:05 | 2024-07-20 11:05 | 0000-00-00 00:00:00 | 2024-07-20 11:05 | 0000-00-00 00:00:00 | [6 empty] | Gray
1 | Lutron Electronics | NTELV-300-IV | 4460-1371 | 4460 | 1371 | Lutron Electronics | NTELV-300-IV.jpg | 27557676939 | NOVA T 300W ELECTR LOW VOLT IV | Nova T Dimmer, Electronic Low-Voltage, Single-pole (small control), 120V/300W in ivory |  | 4.1 | 5.3 |  | NTELV-300-IV.jpg | http://grandbrass.xologic.com/vendors/4460/large/NTELV-300-IV.jpg | [47 empty] | 0 | 0 | 0 | [6 empty] | 0 | 1 | 1 | EA | 1 | Lighting Controls | [7 empty] | White | [19 empty] | Dimmers | [242 empty] | <a href="https://www.lutron.com/TechnicalDocumentLibrary/0301030A.pdf" target="_blank">Installation Instructions</a> | [23 empty] | 2.000 DW |  |  | 3.1000 IN | [89 empty] | 1.000 EA | 1.000 EA | [35 empty] | No | [42 empty] | https://www.lutron.com/TechnicalDocumentLibrary/NovaTB.pdf | [7 empty] | Shelf Stock | [13 empty] | <a href="https://www.lutron.com/TechnicalDocumentLibrary/368-4493_Page_41.pdf" target="_blank">Tech Drawing</a> | [25 empty] | 39122206 | [13 empty] | <a href="https://www.lutron.com/TechnicalDocumentLibrary/369-119_Wallbox_Warranty.pdf" target="_blank">Warranty Information</a> |  |  |  |  | 0.550 L | [14 empty] | 0 | 0 | 0 | 0 | Lighting Fixtures | 2016-07-15 12:05 | 2024-07-20 11:06 | 0000-00-00 00:00:00 | 2024-07-20 11:06 | 0000-00-00 00:00:00 | [6 empty] | Ivory
4 | Lutron Electronics | NTFS-12E-BE | 4460-1372 | 4460 | 1372 | Lutron Electronics | NTFS-12E-BE.jpg | 27557677424 | NOVA T FAN SPEED CTRL 12A BE | Nova T Fully Variable Fan-Speed Control, Single-pole (large control), 120V/12A in beige |  | 5.2 | 5.4 |  | NTFS-12E-BE.jpg | http://grandbrass.xologic.com/vendors/4460/large/NTFS-12E-BE.jpg | [47 empty] | 0 | 0 | 0 | [6 empty] | 0 | 1 | 1 | EA | 1 | Fan Accessories |  |  | Control And Automation |  | Switches |  | Speed Switch | White | [19 empty] | Fan Wall Mount Controls | [242 empty] | <a href="https://www.lutron.com/TechnicalDocumentLibrary/0301030A.pdf" target="_blank">Installation Instructions</a> | [23 empty] | 10.000 DW |  |  | 4.0000 IN | [89 empty] | 1.000 EA | 1.000 EA | [35 empty] | No | [42 empty] | https://www.lutron.com/TechnicalDocumentLibrary/NovaTB.pdf | [7 empty] | Shelf Stock | [13 empty] | <a href="https://www.lutron.com/TechnicalDocumentLibrary/368-4493_Page_71.pdf" target="_blank">Tech Drawing</a> | [25 empty] | 39122240 | [13 empty] | <a href="https://www.lutron.com/TechnicalDocumentLibrary/369-119_Wallbox_Warranty.pdf" target="_blank">Warranty Information</a> |  |  |  |  | 0.650 L | [14 empty] | 0 | 0 | 0 | 0 | Electrical | 2016-07-15 12:05 | 2024-07-20 11:04 | 0000-00-00 00:00:00 | 2025-11-29 02:00 | 0000-00-00 00:00:00 | [6 empty] | Beige
4 | Lutron Electronics | NTFS-12E-BL | 4460-1373 | 4460 | 1373 | Lutron Electronics | NTFS-12E-BL.jpg | 27557677431 | NOVA T FAN SPEED CTRL 12A BL | Nova T Fully Variable Fan-Speed Control, Single-pole (large control), 120V/12A in black |  | 5.2 | 5.4 |  | NTFS-12E-BL.jpg | http://grandbrass.xologic.com/vendors/4460/large/NTFS-12E-BL.jpg | [47 empty] | 0 | 0 | 0 | [6 empty] | 0 | 1 | 1 | EA | 1 | Fan Accessories |  |  | Control And Automation |  | Switches |  | Speed Switch | Black | [19 empty] | Fan Wall Mount Controls | [242 empty] | <a href="https://www.lutron.com/TechnicalDocumentLibrary/0301030A.pdf" target="_blank">Installation Instructions</a> | [23 empty] | 2.000 DW |  |  | 4.0000 IN | [89 empty] | 1.000 EA | 1.000 EA | [35 empty] | No | [42 empty] | https://www.lutron.com/TechnicalDocumentLibrary/NovaTB.pdf | [7 empty] | Shelf Stock | [13 empty] | <a href="https://www.lutron.com/TechnicalDocumentLibrary/368-4493_Page_71.pdf" target="_blank">Tech Drawing</a> | [25 empty] | 39122240 | [13 empty] | <a href="https://www.lutron.com/TechnicalDocumentLibrary/369-119_Wallbox_Warranty.pdf" target="_blank">Warranty Information</a> |  |  |  |  | 0.650 L | [14 empty] | 0 | 0 | 0 | 0 | Electrical | 2016-07-15 12:05 | 2024-07-20 11:04 | 0000-00-00 00:00:00 | 2025-11-29 02:00 | 0000-00-00 00:00:00 | [6 empty] | Black
4 | Lutron Electronics | NTFS-12E-BR | 4460-1374 | 4460 | 1374 | Lutron Electronics | NTFS-12E-BR.jpg | 27557677448 | NOVA T FAN SPEED CTRL 12A BR | Nova T Fully Variable Fan-Speed Control, Single-pole (large control), 120V/12A in brown |  | 5.2 | 5.4 |  | NTFS-12E-BR.jpg | http://grandbrass.xologic.com/vendors/4460/large/NTFS-12E-BR.jpg | [47 empty] | 0 | 0 | 0 | [6 empty] | 0 | 1 | 1 | EA | 1 | Fan Accessories |  |  | Control And Automation |  | Switches |  | Speed Switch | Brown | [19 empty] | Fan Wall Mount Controls | [242 empty] | <a href="https://www.lutron.com/TechnicalDocumentLibrary/0301030A.pdf" target="_blank">Installation Instructions</a> | [23 empty] | 2.000 DW |  |  | 4.0000 IN | [89 empty] | 1.000 EA | 1.000 EA | [35 empty] | No | [42 empty] | https://www.lutron.com/TechnicalDocumentLibrary/NovaTB.pdf | [7 empty] | Shelf Stock | [13 empty] | <a href="https://www.lutron.com/TechnicalDocumentLibrary/368-4493_Page_71.pdf" target="_blank">Tech Drawing</a> | [25 empty] | 39122240 | [13 empty] | <a href="https://www.lutron.com/TechnicalDocumentLibrary/369-119_Wallbox_Warranty.pdf" target="_blank">Warranty Information</a> |  |  |  |  | 0.650 L | [14 empty] | 0 | 0 | 0 | 0 | Electrical | 2016-07-15 12:05 | 2024-07-20 11:05 | 0000-00-00 00:00:00 | 2025-11-29 02:00 | 0000-00-00 00:00:00 | [6 empty] | Brown
4 | Lutron Electronics | NTFS-12E-GR | 4460-1375 | 4460 | 1375 | Lutron Electronics | NTFS-12E-GR.jpg | 27557677479 | NOVA T FAN SPEED CTRL 12A GR | Nova T Fully Variable Fan-Speed Control, Single-pole (large control), 120V/12A in gray |  | 5.2 | 5.4 |  | NTFS-12E-GR.jpg | http://grandbrass.xologic.com/vendors/4460/large/NTFS-12E-GR.jpg | [47 empty] | 0 | 0 | 0 | [6 empty] | 0 | 1 | 1 | EA | 1 | Fan Accessories |  |  | Control And Automation |  | Switches |  | Speed Switch | Gray | [19 empty] | Fan Wall Mount Controls | [242 empty] | <a href="https://www.lutron.com/TechnicalDocumentLibrary/0301030A.pdf" target="_blank">Installation Instructions</a> | [23 empty] | 2.000 DW |  |  | 4.0000 IN | [89 empty] | 1.000 EA | 1.000 EA | [35 empty] | No | [42 empty] | https://www.lutron.com/TechnicalDocumentLibrary/NovaTB.pdf | [7 empty] | Shelf Stock | [13 empty] | <a href="https://www.lutron.com/TechnicalDocumentLibrary/368-4493_Page_71.pdf" target="_blank">Tech Drawing</a> | [25 empty] | 39122240 | [13 empty] | <a href="https://www.lutron.com/TechnicalDocumentLibrary/369-119_Wallbox_Warranty.pdf" target="_blank">Warranty Information</a> |  |  |  |  | 0.650 L | [14 empty] | 0 | 0 | 0 | 0 | Electrical | 2016-07-15 12:05 | 2024-07-20 11:04 | 0000-00-00 00:00:00 | 2025-11-29 02:00 | 0000-00-00 00:00:00 | [6 empty] | Gray
4 | Lutron Electronics | NTFS-12E-IV | 4460-1376 | 4460 | 1376 | Lutron Electronics | NTFS-12E-IV.jpg | 27557677486 | NOVA T FAN SPEED CTRL 12A IV | Nova T Fully Variable Fan-Speed Control, Single-pole (large control), 120V/12A in ivory |  | 5.2 | 5.4 |  | NTFS-12E-IV.jpg | http://grandbrass.xologic.com/vendors/4460/large/NTFS-12E-IV.jpg | [47 empty] | 0 | 0 | 0 | [6 empty] | 0 | 1 | 1 | EA | 1 | Fan Accessories |  |  | Control And Automation |  | Switches |  | Speed Switch | White | [19 empty] | Fan Wall Mount Controls | [242 empty] | <a href="https://www.lutron.com/TechnicalDocumentLibrary/0301030A.pdf" target="_blank">Installation Instructions</a> | [23 empty] | 2.000 DW |  |  | 4.0000 IN | [89 empty] | 1.000 EA | 1.000 EA | [35 empty] | No | [42 empty] | https://www.lutron.com/TechnicalDocumentLibrary/NovaTB.pdf | [7 empty] | Shelf Stock | [13 empty] | <a href="https://www.lutron.com/TechnicalDocumentLibrary/368-4493_Page_71.pdf" target="_blank">Tech Drawing</a> | [25 empty] | 39122240 | [13 empty] | <a href="https://www.lutron.com/TechnicalDocumentLibrary/369-119_Wallbox_Warranty.pdf" target="_blank">Warranty Information</a> |  |  |  |  | 0.650 L | [14 empty] | 0 | 0 | 0 | 0 | Electrical | 2016-07-15 12:05 | 2024-07-20 11:06 | 0000-00-00 00:00:00 | 2025-11-29 02:00 | 0000-00-00 00:00:00 | [6 empty] | Ivory
4 | Lutron Electronics | NTFS-6E-BE | 4460-1377 | 4460 | 1377 | Lutron Electronics | NTFS-6E-BE.jpg | 27557677493 | NOVA T FAN SPEED CTRL 6A BE | Nova T Fully Variable Fan-Speed Control, Single-pole (small control), 120V/6A in beige |  | 4.1 | 5.3 |  | NTFS-6E-BE.jpg | http://grandbrass.xologic.com/vendors/4460/large/NTFS-6E-BE.jpg | [47 empty] | 0 | 0 | 0 | [6 empty] | 0 | 1 | 1 | EA | 1 | Fan Accessories |  |  | Control And Automation |  | Switches |  | Speed Switch | White | [19 empty] | Fan Wall Mount Controls | [242 empty] | <a href="https://www.lutron.com/TechnicalDocumentLibrary/0301030A.pdf" target="_blank">Installation Instructions</a> | [23 empty] | 2.000 DW |  |  | 3.1000 IN | [89 empty] | 1.000 EA | 1.000 EA | [35 empty] | No | [42 empty] | https://www.lutron.com/TechnicalDocumentLibrary/NovaTB.pdf | [7 empty] | Shelf Stock | [13 empty] | <a href="https://www.lutron.com/TechnicalDocumentLibrary/368-4493_Page_71.pdf" target="_blank">Tech Drawing</a> | [25 empty] | 39122240 | [13 empty] | <a href="https://www.lutron.com/TechnicalDocumentLibrary/369-119_Wallbox_Warranty.pdf" target="_blank">Warranty Information</a> |  |  |  |  | 0.450 L | [14 empty] | 0 | 0 | 0 | 0 | Electrical | 2016-07-15 12:05 | 2024-07-20 11:05 | 0000-00-00 00:00:00 | 2025-11-29 02:00 | 0000-00-00 00:00:00 | [6 empty] | Beige
4 | Lutron Electronics | NTFS-6E-BL | 4460-1378 | 4460 | 1378 | Lutron Electronics | NTFS-6E-BL.jpg | 27557677509 | NOVA T FAN SPEED CTRL 6A BL | Nova T Fully Variable Fan-Speed Control, Single-pole (small control), 120V/6A in black |  | 4.1 | 5.3 |  | NTFS-6E-BL.jpg | http://grandbrass.xologic.com/vendors/4460/large/NTFS-6E-BL.jpg | [47 empty] | 0 | 0 | 0 | [6 empty] | 0 | 1 | 1 | EA | 1 | Fan Accessories |  |  | Control And Automation |  | Switches |  | Speed Switch | Black | [19 empty] | Fan Wall Mount Controls | [242 empty] | <a href="https://www.lutron.com/TechnicalDocumentLibrary/0301030A.pdf" target="_blank">Installation Instructions</a> | [23 empty] | 10.000 DW |  |  | 3.1000 IN | [89 empty] | 1.000 EA | 1.000 EA | [35 empty] | No | [42 empty] | https://www.lutron.com/TechnicalDocumentLibrary/NovaTB.pdf | [7 empty] | Shelf Stock | [13 empty] | <a href="https://www.lutron.com/TechnicalDocumentLibrary/368-4493_Page_71.pdf" target="_blank">Tech Drawing</a> | [25 empty] | 39122240 | [13 empty] | <a href="https://www.lutron.com/TechnicalDocumentLibrary/369-119_Wallbox_Warranty.pdf" target="_blank">Warranty Information</a> |  |  |  |  | 0.450 L | [14 empty] | 0 | 0 | 0 | 0 | Electrical | 2016-07-15 12:05 | 2024-07-20 11:06 | 0000-00-00 00:00:00 | 2025-11-29 02:00 | 0000-00-00 00:00:00 | [6 empty] | Black
4 | Lutron Electronics | NTFS-6E-BR | 4460-1379 | 4460 | 1379 | Lutron Electronics | NTFS-6E-BR.jpg | 27557677516 | NOVA T FAN SPEED CTRL 6A BR | Nova T Fully Variable Fan-Speed Control, Single-pole (small control), 120V/6A in brown |  | 4.1 | 5.3 |  | NTFS-6E-BR.jpg | http://grandbrass.xologic.com/vendors/4460/large/NTFS-6E-BR.jpg | [47 empty] | 0 | 0 | 0 | [6 empty] | 0 | 1 | 1 | EA | 1 | Fan Accessories |  |  | Control And Automation |  | Switches |  | Speed Switch | Brown | [19 empty] | Fan Wall Mount Controls | [242 empty] | <a href="https://www.lutron.com/TechnicalDocumentLibrary/0301030A.pdf" target="_blank">Installation Instructions</a> | [23 empty] | 2.000 DW |  |  | 3.1000 IN | [89 empty] | 1.000 EA | 1.000 EA | [35 empty] | No | [42 empty] | https://www.lutron.com/TechnicalDocumentLibrary/NovaTB.pdf | [7 empty] | Shelf Stock | [13 empty] | <a href="https://www.lutron.com/TechnicalDocumentLibrary/368-4493_Page_71.pdf" target="_blank">Tech Drawing</a> | [25 empty] | 39122240 | [13 empty] | <a href="https://www.lutron.com/TechnicalDocumentLibrary/369-119_Wallbox_Warranty.pdf" target="_blank">Warranty Information</a> |  |  |  |  | 0.450 L | [14 empty] | 0 | 0 | 0 | 0 | Electrical | 2016-07-15 12:05 | 2024-07-20 11:04 | 0000-00-00 00:00:00 | 2025-11-29 02:00 | 0000-00-00 00:00:00 | [6 empty] | Brown
4 | Lutron Electronics | NTFS-6E-GR | 4460-1380 | 4460 | 1380 | Lutron Electronics | NTFS-6E-GR.jpg | 27557677547 | NOVA T FAN SPEED CTRL 6A GR | Nova T Fully Variable Fan-Speed Control, Single-pole (small control), 120V/6A in gray |  | 4.1 | 5.3 |  | NTFS-6E-GR.jpg | http://grandbrass.xologic.com/vendors/4460/large/NTFS-6E-GR.jpg | [47 empty] | 0 | 0 | 0 | [6 empty] | 0 | 1 | 1 | EA | 1 | Fan Accessories |  |  | Control And Automation |  | Switches |  | Speed Switch | Gray | [19 empty] | Fan Wall Mount Controls | [242 empty] | <a href="https://www.lutron.com/TechnicalDocumentLibrary/0301030A.pdf" target="_blank">Installation Instructions</a> | [23 empty] | 2.000 DW |  |  | 3.1000 IN | [89 empty] | 1.000 EA | 1.000 EA | [35 empty] | No | [42 empty] | https://www.lutron.com/TechnicalDocumentLibrary/NovaTB.pdf | [7 empty] | Shelf Stock | [13 empty] | <a href="https://www.lutron.com/TechnicalDocumentLibrary/368-4493_Page_71.pdf" target="_blank">Tech Drawing</a> | [25 empty] | 39122240 | [13 empty] | <a href="https://www.lutron.com/TechnicalDocumentLibrary/369-119_Wallbox_Warranty.pdf" target="_blank">Warranty Information</a> |  |  |  |  | 0.450 L | [14 empty] | 0 | 0 | 0 | 0 | Electrical | 2016-07-15 12:05 | 2024-07-20 11:06 | 0000-00-00 00:00:00 | 2025-11-29 02:00 | 0000-00-00 00:00:00 | [6 empty] | Gray
4 | Lutron Electronics | NTFS-6E-IV | 4460-1381 | 4460 | 1381 | Lutron Electronics | NTFS-6E-IV.jpg | 27557677554 | NOVA T FAN SPEED CTRL 6A IV | Nova T Fully Variable Fan-Speed Control, Single-pole (small control), 120V/6A in ivory |  | 4.1 | 5.3 |  | NTFS-6E-IV.jpg | http://grandbrass.xologic.com/vendors/4460/large/NTFS-6E-IV.jpg | [47 empty] | 0 | 0 | 0 | [6 empty] | 0 | 1 | 1 | EA | 1 | Fan Accessories |  |  | Control And Automation |  | Switches |  | Speed Switch | White | [19 empty] | Fan Wall Mount Controls | [242 empty] | <a href="https://www.lutron.com/TechnicalDocumentLibrary/0301030A.pdf" target="_blank">Installation Instructions</a> | [23 empty] | 2.000 DW |  |  | 3.1000 IN | [89 empty] | 1.000 EA | 1.000 EA | [35 empty] | No | [42 empty] | https://www.lutron.com/TechnicalDocumentLibrary/NovaTB.pdf | [7 empty] | Shelf Stock | [13 empty] | <a href="https://www.lutron.com/TechnicalDocumentLibrary/368-4493_Page_71.pdf" target="_blank">Tech Drawing</a> | [25 empty] | 39122240 | [13 empty] | <a href="https://www.lutron.com/TechnicalDocumentLibrary/369-119_Wallbox_Warranty.pdf" target="_blank">Warranty Information</a> |  |  |  |  | 0.450 L | [14 empty] | 0 | 0 | 0 | 0 | Electrical | 2016-07-15 12:05 | 2024-07-20 11:04 | 0000-00-00 00:00:00 | 2025-11-29 02:00 | 0000-00-00 00:00:00 | [6 empty] | Ivory
1 | Lutron Electronics | NTLV-1000-BE | 4460-1382 | 4460 | 1382 | Lutron Electronics | NTLV-1000-BE.jpg | 27557677974 | NOVA T LOW VOLT 1000VA BE | Nova T Dimmer, Magnetic Low-Voltage, Single-pole (small control), preset, 120V/1000VA (800W) in beige |  | 4.1 | 5.3 |  | NTLV-1000-BE.jpg | http://grandbrass.xologic.com/vendors/4460/large/NTLV-1000-BE.jpg | [47 empty] | 0 | 0 | 0 | [6 empty] | 0 | 1 | 1 | EA | 1 | Lighting Controls | [7 empty] | White | [19 empty] | Dimmers | [242 empty] | <a href="https://www.lutron.com/TechnicalDocumentLibrary/0301030A.pdf" target="_blank">Installation Instructions</a> | [23 empty] | 2.000 DW |  |  | 3.1000 IN | [89 empty] | 1.000 EA | 1.000 EA | [35 empty] | No | [42 empty] | https://www.lutron.com/TechnicalDocumentLibrary/NovaTB.pdf | [7 empty] | Shelf Stock | [13 empty] | <a href="https://www.lutron.com/TechnicalDocumentLibrary/368-4493_Page_2.pdf" target="_blank">Tech Drawing</a> | [25 empty] | 39122206 | [13 empty] | <a href="https://www.lutron.com/TechnicalDocumentLibrary/369-119_Wallbox_Warranty.pdf" target="_blank">Warranty Information</a> |  |  |  |  | 0.600 L | [14 empty] | 0 | 0 | 0 | 0 | Lighting Fixtures | 2016-07-15 12:05 | 2024-07-20 11:06 | 0000-00-00 00:00:00 | 2024-07-20 11:06 | 0000-00-00 00:00:00 | [6 empty] | Beige
1 | Lutron Electronics | NTLV-1000-BL | 4460-1383 | 4460 | 1383 | Lutron Electronics | NTLV-1000-BL.jpg | 27557677981 | NOVA T LOW VOLT 1000VA BL | Nova T Dimmer, Magnetic Low-Voltage, Single-pole (small control), preset, 120V/1000VA (800W) in black |  | 4.1 | 5.3 |  | NTLV-1000-BL.jpg | http://grandbrass.xologic.com/vendors/4460/large/NTLV-1000-BL.jpg | [47 empty] | 0 | 0 | 0 | [6 empty] | 0 | 1 | 1 | EA | 1 | Lighting Controls | [7 empty] | Black | [19 empty] | Dimmers | [242 empty] | <a href="https://www.lutron.com/TechnicalDocumentLibrary/0301030A.pdf" target="_blank">Installation Instructions</a> | [23 empty] | 2.000 DW |  |  | 3.1000 IN | [89 empty] | 1.000 EA | 1.000 EA | [35 empty] | No | [42 empty] | https://www.lutron.com/TechnicalDocumentLibrary/NovaTB.pdf | [7 empty] | Shelf Stock | [13 empty] | <a href="https://www.lutron.com/TechnicalDocumentLibrary/368-4493_Page_2.pdf" target="_blank">Tech Drawing</a> | [25 empty] | 39122206 | [13 empty] | <a href="https://www.lutron.com/TechnicalDocumentLibrary/369-119_Wallbox_Warranty.pdf" target="_blank">Warranty Information</a> |  |  |  |  | 0.600 L | [14 empty] | 0 | 0 | 0 | 0 | Lighting Fixtures | 2016-07-15 12:05 | 2024-07-20 11:03 | 0000-00-00 00:00:00 | 2024-07-20 11:03 | 0000-00-00 00:00:00 | [6 empty] | Black
1 | Lutron Electronics | NTLV-1000-BR | 4460-1384 | 4460 | 1384 | Lutron Electronics | NTLV-1000-BR.jpg | 27557677998 | NOVA T LOW VOLT 1000VA BR | Nova T Dimmer, Magnetic Low-Voltage, Single-pole (small control), preset, 120V/1000VA (800W) in brown |  | 4.1 | 5.3 |  | NTLV-1000-BR.jpg | http://grandbrass.xologic.com/vendors/4460/large/NTLV-1000-BR.jpg | [47 empty] | 0 | 0 | 0 | [6 empty] | 0 | 1 | 1 | EA | 1 | Lighting Controls | [7 empty] | Brown | [19 empty] | Dimmers | [242 empty] | <a href="https://www.lutron.com/TechnicalDocumentLibrary/0301030A.pdf" target="_blank">Installation Instructions</a> | [23 empty] | 2.000 DW |  |  | 3.1000 IN | [89 empty] | 1.000 EA | 1.000 EA | [35 empty] | No | [42 empty] | https://www.lutron.com/TechnicalDocumentLibrary/NovaTB.pdf | [7 empty] | Shelf Stock | [13 empty] | <a href="https://www.lutron.com/TechnicalDocumentLibrary/368-4493_Page_2.pdf" target="_blank">Tech Drawing</a> | [25 empty] | 39122206 | [13 empty] | <a href="https://www.lutron.com/TechnicalDocumentLibrary/369-119_Wallbox_Warranty.pdf" target="_blank">Warranty Information</a> |  |  |  |  | 0.600 L | [14 empty] | 0 | 0 | 0 | 0 | Lighting Fixtures | 2016-07-15 12:05 | 2024-07-20 11:03 | 0000-00-00 00:00:00 | 2024-07-20 11:03 | 0000-00-00 00:00:00 | [6 empty] | Brown
1 | Lutron Electronics | NTLV-1000-GR | 4460-1385 | 4460 | 1385 | Lutron Electronics | NTLV-1000-GR.jpg | 27557678025 | NOVA T LOW VOLT 1000VA GR | Nova T Dimmer, Magnetic Low-Voltage, Single-pole (small control), preset, 120V/1000VA (800W) in gray |  | 4.1 | 5.3 |  | NTLV-1000-GR.jpg | http://grandbrass.xologic.com/vendors/4460/large/NTLV-1000-GR.jpg | [47 empty] | 0 | 0 | 0 | [6 empty] | 0 | 1 | 1 | EA | 1 | Lighting Controls | [7 empty] | Gray | [19 empty] | Dimmers | [242 empty] | <a href="https://www.lutron.com/TechnicalDocumentLibrary/0301030A.pdf" target="_blank">Installation Instructions</a> | [23 empty] | 2.000 DW |  |  | 3.1000 IN | [89 empty] | 1.000 EA | 1.000 EA | [35 empty] | No | [42 empty] | https://www.lutron.com/TechnicalDocumentLibrary/NovaTB.pdf | [7 empty] | Shelf Stock | [13 empty] | <a href="https://www.lutron.com/TechnicalDocumentLibrary/368-4493_Page_2.pdf" target="_blank">Tech Drawing</a> | [25 empty] | 39122206 | [13 empty] | <a href="https://www.lutron.com/TechnicalDocumentLibrary/369-119_Wallbox_Warranty.pdf" target="_blank">Warranty Information</a> |  |  |  |  | 0.600 L | [14 empty] | 0 | 0 | 0 | 0 | Lighting Fixtures | 2016-07-15 12:05 | 2024-07-20 11:06 | 0000-00-00 00:00:00 | 2024-07-20 11:06 | 0000-00-00 00:00:00 | [6 empty] | Gray
1 | Lutron Electronics | NTLV-1000-IV | 4460-1386 | 4460 | 1386 | Lutron Electronics | NTLV-1000-IV.jpg | 27557678032 | NOVA T LOW VOLT 1000VA IV | Nova T Dimmer, Magnetic Low-Voltage, Single-pole (small control), preset, 120V/1000VA (800W) in ivory |  | 4.1 | 5.3 |  | NTLV-1000-IV.jpg | http://grandbrass.xologic.com/vendors/4460/large/NTLV-1000-IV.jpg | [47 empty] | 0 | 0 | 0 | [6 empty] | 0 | 1 | 1 | EA | 1 | Lighting Controls | [7 empty] | White | [19 empty] | Dimmers | [242 empty] | <a href="https://www.lutron.com/TechnicalDocumentLibrary/0301030A.pdf" target="_blank">Installation Instructions</a> | [23 empty] | 2.000 DW |  |  | 3.1000 IN | [89 empty] | 1.000 EA | 1.000 EA | [35 empty] | No | [42 empty] | https://www.lutron.com/TechnicalDocumentLibrary/NovaTB.pdf | [7 empty] | Shelf Stock | [13 empty] | <a href="https://www.lutron.com/TechnicalDocumentLibrary/368-4493_Page_2.pdf" target="_blank">Tech Drawing</a> | [25 empty] | 39122206 | [13 empty] | <a href="https://www.lutron.com/TechnicalDocumentLibrary/369-119_Wallbox_Warranty.pdf" target="_blank">Warranty Information</a> |  |  |  |  | 0.600 L | [14 empty] | 0 | 0 | 0 | 0 | Lighting Fixtures | 2016-07-15 12:05 | 2024-07-20 11:03 | 0000-00-00 00:00:00 | 2024-07-20 11:03 | 0000-00-00 00:00:00 | [6 empty] | Ivory
1 | Lutron Electronics | NTLV-1500-BE | 4460-1392 | 4460 | 1392 | Lutron Electronics | NTLV-1500-BE.jpg | 27557678292 | NOVA T LOW VOLT 1500VA BE | Nova T Dimmer, Magnetic Low-Voltage, Single-pole (large control), 120V/1500VA (1200W) in beige |  | 5.2 | 5.4 |  | NTLV-1500-BE.jpg | http://grandbrass.xologic.com/vendors/4460/large/NTLV-1500-BE.jpg | [47 empty] | 0 | 0 | 0 | [6 empty] | 0 | 1 | 1 | EA | 1 | Lighting Controls | [7 empty] | White | [19 empty] | Dimmers | [242 empty] | <a href="https://www.lutron.com/TechnicalDocumentLibrary/0301030A.pdf" target="_blank">Installation Instructions</a> | [23 empty] | 2.000 DW |  |  | 4.0000 IN | [89 empty] | 1.000 EA | 1.000 EA | [35 empty] | No | [42 empty] | https://www.lutron.com/TechnicalDocumentLibrary/NovaTB.pdf | [7 empty] | Shelf Stock | [13 empty] | <a href="https://www.lutron.com/TechnicalDocumentLibrary/368-4493_Page_2.pdf" target="_blank">Tech Drawing</a> | [25 empty] | 39122206 | [13 empty] | <a href="https://www.lutron.com/TechnicalDocumentLibrary/369-119_Wallbox_Warranty.pdf" target="_blank">Warranty Information</a> |  |  |  |  | 0.600 L | [14 empty] | 0 | 0 | 0 | 0 | Lighting Fixtures | 2016-07-15 12:06 | 2024-07-20 11:05 | 0000-00-00 00:00:00 | 2024-07-20 11:05 | 0000-00-00 00:00:00 | [6 empty] | Beige
1 | Lutron Electronics | NTLV-1500-BL | 4460-1393 | 4460 | 1393 | Lutron Electronics | NTLV-1500-BL.jpg | 27557678308 | NOVA T LOW VOLT 1500VA BL | Nova T Dimmer, Magnetic Low-Voltage, Single-pole (large control), 120V/1500VA (1200W) in black |  | 5.2 | 5.4 |  | NTLV-1500-BL.jpg | http://grandbrass.xologic.com/vendors/4460/large/NTLV-1500-BL.jpg | [47 empty] | 0 | 0 | 0 | [6 empty] | 0 | 1 | 1 | EA | 1 | Lighting Controls | [7 empty] | Black | [19 empty] | Dimmers | [242 empty] | <a href="https://www.lutron.com/TechnicalDocumentLibrary/0301030A.pdf" target="_blank">Installation Instructions</a> | [23 empty] | 2.000 DW |  |  | 4.0000 IN | [89 empty] | 1.000 EA | 1.000 EA | [35 empty] | No | [42 empty] | https://www.lutron.com/TechnicalDocumentLibrary/NovaTB.pdf | [7 empty] | Shelf Stock | [13 empty] | <a href="https://www.lutron.com/TechnicalDocumentLibrary/368-4493_Page_2.pdf" target="_blank">Tech Drawing</a> | [25 empty] | 39122206 | [13 empty] | <a href="https://www.lutron.com/TechnicalDocumentLibrary/369-119_Wallbox_Warranty.pdf" target="_blank">Warranty Information</a> |  |  |  |  | 0.600 L | [14 empty] | 0 | 0 | 0 | 0 | Lighting Fixtures | 2016-07-15 12:06 | 2024-07-20 11:05 | 0000-00-00 00:00:00 | 2024-07-20 11:05 | 0000-00-00 00:00:00 | [6 empty] | Black
1 | Lutron Electronics | NTLV-1500-BR | 4460-1394 | 4460 | 1394 | Lutron Electronics | NTLV-1500-BR.jpg | 27557678315 | NOVA T LOW VOLT 1500VA BR | Nova T Dimmer, Magnetic Low-Voltage, Single-pole (large control), 120V/1500VA (1200W) in brown |  | 5.2 | 5.4 |  | NTLV-1500-BR.jpg | http://grandbrass.xologic.com/vendors/4460/large/NTLV-1500-BR.jpg | [47 empty] | 0 | 0 | 0 | [6 empty] | 0 | 1 | 1 | EA | 1 | Lighting Controls | [7 empty] | Brown | [19 empty] | Dimmers | [242 empty] | <a href="https://www.lutron.com/TechnicalDocumentLibrary/0301030A.pdf" target="_blank">Installation Instructions</a> | [23 empty] | 2.000 DW |  |  | 4.0000 IN | [89 empty] | 1.000 EA | 1.000 EA | [35 empty] | No | [42 empty] | https://www.lutron.com/TechnicalDocumentLibrary/NovaTB.pdf | [7 empty] | Shelf Stock | [13 empty] | <a href="https://www.lutron.com/TechnicalDocumentLibrary/368-4493_Page_2.pdf" target="_blank">Tech Drawing</a> | [25 empty] | 39122206 | [13 empty] | <a href="https://www.lutron.com/TechnicalDocumentLibrary/369-119_Wallbox_Warranty.pdf" target="_blank">Warranty Information</a> |  |  |  |  | 0.600 L | [14 empty] | 0 | 0 | 0 | 0 | Lighting Fixtures | 2016-07-15 12:06 | 2024-07-20 11:05 | 0000-00-00 00:00:00 | 2024-07-20 11:05 | 0000-00-00 00:00:00 | [6 empty] | Brown
1 | Lutron Electronics | NTLV-1500-GR | 4460-1395 | 4460 | 1395 | Lutron Electronics | NTLV-1500-GR.jpg | 27557678346 | NOVA T LOW VOLT 1500VA GR | Nova T Dimmer, Magnetic Low-Voltage, Single-pole (large control), 120V/1500VA (1200W) in gray |  | 5.2 | 5.4 |  | NTLV-1500-GR.jpg | http://grandbrass.xologic.com/vendors/4460/large/NTLV-1500-GR.jpg | [47 empty] | 0 | 0 | 0 | [6 empty] | 0 | 1 | 1 | EA | 1 | Lighting Controls | [7 empty] | Gray | [19 empty] | Dimmers | [242 empty] | <a href="https://www.lutron.com/TechnicalDocumentLibrary/0301030A.pdf" target="_blank">Installation Instructions</a> | [23 empty] | 2.000 DW |  |  | 4.0000 IN | [89 empty] | 1.000 EA | 1.000 EA | [35 empty] | No | [42 empty] | https://www.lutron.com/TechnicalDocumentLibrary/NovaTB.pdf | [7 empty] | Shelf Stock | [13 empty] | <a href="https://www.lutron.com/TechnicalDocumentLibrary/368-4493_Page_2.pdf" target="_blank">Tech Drawing</a> | [25 empty] | 39122206 | [13 empty] | <a href="https://www.lutron.com/TechnicalDocumentLibrary/369-119_Wallbox_Warranty.pdf" target="_blank">Warranty Information</a> |  |  |  |  | 0.600 L | [14 empty] | 0 | 0 | 0 | 0 | Lighting Fixtures | 2016-07-15 12:06 | 2024-07-20 11:04 | 0000-00-00 00:00:00 | 2024-07-20 11:04 | 0000-00-00 00:00:00 | [6 empty] | Gray
1 | Lutron Electronics | NTLV-1500-IV | 4460-1396 | 4460 | 1396 | Lutron Electronics | NTLV-1500-IV.jpg | 27557678353 | NOVA T LOW VOLT 1500VA IV | Nova T Dimmer, Magnetic Low-Voltage, Single-pole (large control), 120V/1500VA (1200W) in ivory |  | 5.2 | 5.4 |  | NTLV-1500-IV.jpg | http://grandbrass.xologic.com/vendors/4460/large/NTLV-1500-IV.jpg | [47 empty] | 0 | 0 | 0 | [6 empty] | 0 | 1 | 1 | EA | 1 | Lighting Controls | [7 empty] | White | [19 empty] | Dimmers | [242 empty] | <a href="https://www.lutron.com/TechnicalDocumentLibrary/0301030A.pdf" target="_blank">Installation Instructions</a> | [23 empty] | 2.000 DW |  |  | 4.0000 IN | [89 empty] | 1.000 EA | 1.000 EA | [35 empty] | No | [42 empty] | https://www.lutron.com/TechnicalDocumentLibrary/NovaTB.pdf | [7 empty] | Shelf Stock | [13 empty] | <a href="https://www.lutron.com/TechnicalDocumentLibrary/368-4493_Page_2.pdf" target="_blank">Tech Drawing</a> | [25 empty] | 39122206 | [13 empty] | <a href="https://www.lutron.com/TechnicalDocumentLibrary/369-119_Wallbox_Warranty.pdf" target="_blank">Warranty Information</a> |  |  |  |  | 0.600 L | [14 empty] | 0 | 0 | 0 | 0 | Lighting Fixtures | 2016-07-15 12:06 | 2024-07-20 11:06 | 0000-00-00 00:00:00 | 2024-07-20 11:06 | 0000-00-00 00:00:00 | [6 empty] | Ivory
1 | Lutron Electronics | NTLV-600-BE | 4460-1402 | 4460 | 1402 | Lutron Electronics | NTLV-600-BE.jpg | 27557678520 | NOVA T LOW VOLT 600VA BE | Nova T Dimmer, Magnetic Low-Voltage, Single-pole (small control), 120V/600VA (450W) in beige |  | 4.2 | 5.3 |  | NTLV-600-BE.jpg | http://grandbrass.xologic.com/vendors/4460/large/NTLV-600-BE.jpg | [47 empty] | 0 | 0 | 0 | [6 empty] | 0 | 1 | 1 | EA | 1 | Lighting Controls | [7 empty] | White | [19 empty] | Dimmers | [242 empty] | <a href="https://www.lutron.com/TechnicalDocumentLibrary/0301030A.pdf" target="_blank">Installation Instructions</a> | [23 empty] | 2.000 DW |  |  | 3.0000 IN | [89 empty] | 1.000 EA | 1.000 EA | [35 empty] | No | [42 empty] | https://www.lutron.com/TechnicalDocumentLibrary/NovaTB.pdf | [7 empty] | Shelf Stock | [13 empty] | <a href="https://www.lutron.com/TechnicalDocumentLibrary/368-4493_Page_2.pdf" target="_blank">Tech Drawing</a> | [25 empty] | 39122206 | [13 empty] | <a href="https://www.lutron.com/TechnicalDocumentLibrary/369-119_Wallbox_Warranty.pdf" target="_blank">Warranty Information</a> |  |  |  |  | 0.400 L | [14 empty] | 0 | 0 | 0 | 0 | Lighting Fixtures | 2016-07-15 12:06 | 2024-07-20 11:04 | 0000-00-00 00:00:00 | 2024-07-20 11:04 | 0000-00-00 00:00:00 | [6 empty] | Beige
1 | Lutron Electronics | NTLV-600-BL | 4460-1403 | 4460 | 1403 | Lutron Electronics | NTLV-600-BL.jpg | 27557678537 | NOVA T LOW VOLT 600VA BL | Nova T Dimmer, Magnetic Low-Voltage, Single-pole (small control), 120V/600VA (450W) in black |  | 4.2 | 5.3 |  | NTLV-600-BL.jpg | http://grandbrass.xologic.com/vendors/4460/large/NTLV-600-BL.jpg | [47 empty] | 0 | 0 | 0 | [6 empty] | 0 | 1 | 1 | EA | 1 | Lighting Controls | [7 empty] | Black | [19 empty] | Dimmers | [242 empty] | <a href="https://www.lutron.com/TechnicalDocumentLibrary/0301030A.pdf" target="_blank">Installation Instructions</a> | [23 empty] | 10.000 DW |  |  | 3.0000 IN | [89 empty] | 1.000 EA | 1.000 EA | [35 empty] | No | [42 empty] | https://www.lutron.com/TechnicalDocumentLibrary/NovaTB.pdf | [7 empty] | Shelf Stock | [13 empty] | <a href="https://www.lutron.com/TechnicalDocumentLibrary/368-4493_Page_2.pdf" target="_blank">Tech Drawing</a> | [25 empty] | 39122206 | [13 empty] | <a href="https://www.lutron.com/TechnicalDocumentLibrary/369-119_Wallbox_Warranty.pdf" target="_blank">Warranty Information</a> |  |  |  |  | 0.400 L | [14 empty] | 0 | 0 | 0 | 0 | Lighting Fixtures | 2016-07-15 12:06 | 2024-07-20 11:06 | 0000-00-00 00:00:00 | 2024-07-20 11:06 | 0000-00-00 00:00:00 | [6 empty] | Black
1 | Lutron Electronics | NTLV-600-BR | 4460-1404 | 4460 | 1404 | Lutron Electronics | NTLV-600-BR.jpg | 27557678544 | NOVA T LOW VOLT 600VA BR | Nova T Dimmer, Magnetic Low-Voltage, Single-pole (small control), 120V/600VA (450W) in brown |  | 4.2 | 5.3 |  | NTLV-600-BR.jpg | http://grandbrass.xologic.com/vendors/4460/large/NTLV-600-BR.jpg | [47 empty] | 0 | 0 | 0 | [6 empty] | 0 | 1 | 1 | EA | 1 | Lighting Controls | [7 empty] | Brown | [19 empty] | Dimmers | [242 empty] | <a href="https://www.lutron.com/TechnicalDocumentLibrary/0301030A.pdf" target="_blank">Installation Instructions</a> | [23 empty] | 2.000 DW |  |  | 3.0000 IN | [89 empty] | 1.000 EA | 1.000 EA | [35 empty] | No | [42 empty] | https://www.lutron.com/TechnicalDocumentLibrary/NovaTB.pdf | [7 empty] | Shelf Stock | [13 empty] | <a href="https://www.lutron.com/TechnicalDocumentLibrary/368-4493_Page_2.pdf" target="_blank">Tech Drawing</a> | [25 empty] | 39122206 | [13 empty] | <a href="https://www.lutron.com/TechnicalDocumentLibrary/369-119_Wallbox_Warranty.pdf" target="_blank">Warranty Information</a> |  |  |  |  | 0.400 L | [14 empty] | 0 | 0 | 0 | 0 | Lighting Fixtures | 2016-07-15 12:06 | 2024-07-20 11:05 | 0000-00-00 00:00:00 | 2024-07-20 11:05 | 0000-00-00 00:00:00 | [6 empty] | Brown
1 | Lutron Electronics | NTLV-600-GR | 4460-1405 | 4460 | 1405 | Lutron Electronics | NTLV-600-GR.jpg | 27557678575 | NOVA T LOW VOLT 600VA GR | Nova T Dimmer, Magnetic Low-Voltage, Single-pole (small control), 120V/600VA (450W) in gray |  | 4.2 | 5.3 |  | NTLV-600-GR.jpg | http://grandbrass.xologic.com/vendors/4460/large/NTLV-600-GR.jpg | [47 empty] | 0 | 0 | 0 | [6 empty] | 0 | 1 | 1 | EA | 1 | Lighting Controls | [7 empty] | Gray | [19 empty] | Dimmers | [242 empty] | <a href="https://www.lutron.com/TechnicalDocumentLibrary/0301030A.pdf" target="_blank">Installation Instructions</a> | [23 empty] | 2.000 DW |  |  | 3.0000 IN | [89 empty] | 1.000 EA | 1.000 EA | [35 empty] | No | [42 empty] | https://www.lutron.com/TechnicalDocumentLibrary/NovaTB.pdf | [7 empty] | Shelf Stock | [13 empty] | <a href="https://www.lutron.com/TechnicalDocumentLibrary/368-4493_Page_2.pdf" target="_blank">Tech Drawing</a> | [25 empty] | 39122206 | [13 empty] | <a href="https://www.lutron.com/TechnicalDocumentLibrary/369-119_Wallbox_Warranty.pdf" target="_blank">Warranty Information</a> |  |  |  |  | 0.400 L | [14 empty] | 0 | 0 | 0 | 0 | Lighting Fixtures | 2016-07-15 12:06 | 2024-07-20 11:02 | 0000-00-00 00:00:00 | 2024-07-20 11:02 | 0000-00-00 00:00:00 | [6 empty] | Gray
1 | Lutron Electronics | NTLV-600-IV | 4460-1406 | 4460 | 1406 | Lutron Electronics | NTLV-600-IV.jpg | 27557678582 | NOVA T LOW VOLT 600VA IV | Nova T Dimmer, Magnetic Low-Voltage, Single-pole (small control), 120V/600VA (450W) in ivory |  | 4.2 | 5.3 |  | NTLV-600-IV.jpg | http://grandbrass.xologic.com/vendors/4460/large/NTLV-600-IV.jpg | [47 empty] | 0 | 0 | 0 | [6 empty] | 0 | 1 | 1 | EA | 1 | Lighting Controls | [7 empty] | White | [19 empty] | Dimmers | [242 empty] | <a href="https://www.lutron.com/TechnicalDocumentLibrary/0301030A.pdf" target="_blank">Installation Instructions</a> | [23 empty] | 2.000 DW |  |  | 3.0000 IN | [89 empty] | 1.000 EA | 1.000 EA | [35 empty] | No | [42 empty] | https://www.lutron.com/TechnicalDocumentLibrary/NovaTB.pdf | [7 empty] | Shelf Stock | [13 empty] | <a href="https://www.lutron.com/TechnicalDocumentLibrary/368-4493_Page_2.pdf" target="_blank">Tech Drawing</a> | [25 empty] | 39122206 | [13 empty] | <a href="https://www.lutron.com/TechnicalDocumentLibrary/369-119_Wallbox_Warranty.pdf" target="_blank">Warranty Information</a> |  |  |  |  | 0.400 L | [14 empty] | 0 | 0 | 0 | 0 | Lighting Fixtures | 2016-07-15 12:06 | 2024-07-20 11:04 | 0000-00-00 00:00:00 | 2024-07-20 11:04 | 0000-00-00 00:00:00 | [6 empty] | Ivory
4 | Lutron Electronics | NTR-15-BE | 4460-1412 | 4460 | 1412 | Lutron Electronics | NTR-15-BE.jpg | 27557679053 | NOVA T RECEPTACLE BEIGE | Duplex 15 A receptacle, 125V/15A in beige |  | 4.2 | 5.3 |  | NTR-15-BE.jpg | http://grandbrass.xologic.com/vendors/4460/large/NTR-15-BE.jpg | [47 empty] | 0 | 0 | 0 | [6 empty] | 0 | 1 | 1 | EA | 1 | Lighting Controls |  |  | Electrical Distribution Equipment |  | Receptacles |  | Electrical Receptacles | White | [19 empty] | Other Lighting Controls | [242 empty] | <a href="https://www.lutron.com/TechnicalDocumentLibrary/0301636.pdf" target="_blank">Installation Instructions</a> | [23 empty] | 2.000 DW |  |  | 3.0000 IN | [7 empty] | <a href="https://www.lutron.com/TechnicalDocumentLibrary/NovaT_Accessories.pdf" target="_blank">Line Drawing</a> | [81 empty] | 1.000 EA | 1.000 EA | [35 empty] | No | [42 empty] | https://assets.lutron.com/a/documents/spec%20guide%20volume%201%20with%20addendums.pdf#page=78 | [7 empty] | Shelf Stock | [13 empty] | <a href="https://www.lutron.com/TechnicalDocumentLibrary/NovaTB.pdf" target="_blank">Tech Drawing</a> | [25 empty] | 39121406 | [13 empty] | <a href="https://www.lutron.com/TechnicalDocumentLibrary/369-119_Wallbox_Warranty.pdf" target="_blank">Warranty Information</a> |  |  |  |  | 0.350 L | [14 empty] | 0 | 0 | 0 | 0 | Electrical | 2016-07-15 12:06 | 2024-07-20 11:07 | 0000-00-00 00:00:00 | 2025-11-29 02:00 | 0000-00-00 00:00:00 | [6 empty] | Beige
4 | Lutron Electronics | NTR-15-BL | 4460-1413 | 4460 | 1413 | Lutron Electronics | NTR-15-BL.jpg | 27557679060 | NOVA T RECEPTACLE BLACK | Duplex 15 A receptacle, 125V/15A in black |  | 4.2 | 5.3 |  | NTR-15-BL.jpg | http://grandbrass.xologic.com/vendors/4460/large/NTR-15-BL.jpg | [47 empty] | 0 | 0 | 0 | [6 empty] | 0 | 1 | 1 | EA | 1 | Lighting Controls |  |  | Electrical Distribution Equipment |  | Receptacles |  | Electrical Receptacles | Black | [19 empty] | Other Lighting Controls | [242 empty] | <a href="https://www.lutron.com/TechnicalDocumentLibrary/0301636.pdf" target="_blank">Installation Instructions</a> | [23 empty] | 25.000 DW |  |  | 3.0000 IN | [7 empty] | <a href="https://www.lutron.com/TechnicalDocumentLibrary/NovaT_Accessories.pdf" target="_blank">Line Drawing</a> | [81 empty] | 1.000 EA | 1.000 EA | [35 empty] | No | [42 empty] | https://assets.lutron.com/a/documents/spec%20guide%20volume%201%20with%20addendums.pdf#page=78 | [7 empty] | Shelf Stock | [13 empty] | <a href="https://www.lutron.com/TechnicalDocumentLibrary/NovaTB.pdf" target="_blank">Tech Drawing</a> | [25 empty] | 39121406 | [13 empty] | <a href="https://www.lutron.com/TechnicalDocumentLibrary/369-119_Wallbox_Warranty.pdf" target="_blank">Warranty Information</a> |  |  |  |  | 0.350 L | [14 empty] | 0 | 0 | 0 | 0 | Electrical | 2016-07-15 12:06 | 2024-07-20 11:03 | 0000-00-00 00:00:00 | 2025-11-29 02:00 | 0000-00-00 00:00:00 | [6 empty] | Black
4 | Lutron Electronics | NTR-15-BR | 4460-1414 | 4460 | 1414 | Lutron Electronics | NTR-15-BR.jpg | 27557679077 | NOVA T RECEPTACLE BROWN | Duplex 15 A receptacle, 125V/15A in brown |  | 4.2 | 5.3 |  | NTR-15-BR.jpg | http://grandbrass.xologic.com/vendors/4460/large/NTR-15-BR.jpg | [47 empty] | 0 | 0 | 0 | [6 empty] | 0 | 1 | 1 | EA | 1 | Lighting Controls |  |  | Electrical Distribution Equipment |  | Receptacles |  | Electrical Receptacles | Brown | [19 empty] | Other Lighting Controls | [242 empty] | <a href="https://www.lutron.com/TechnicalDocumentLibrary/0301636.pdf" target="_blank">Installation Instructions</a> | [23 empty] | 10.000 DW |  |  | 3.0000 IN | [7 empty] | <a href="https://www.lutron.com/TechnicalDocumentLibrary/NovaT_Accessories.pdf" target="_blank">Line Drawing</a> | [81 empty] | 1.000 EA | 1.000 EA | [35 empty] | No | [42 empty] | https://assets.lutron.com/a/documents/spec%20guide%20volume%201%20with%20addendums.pdf#page=78 | [7 empty] | Shelf Stock | [13 empty] | <a href="https://www.lutron.com/TechnicalDocumentLibrary/NovaTB.pdf" target="_blank">Tech Drawing</a> | [25 empty] | 39121406 | [13 empty] | <a href="https://www.lutron.com/TechnicalDocumentLibrary/369-119_Wallbox_Warranty.pdf" target="_blank">Warranty Information</a> |  |  |  |  | 0.350 L | [14 empty] | 0 | 0 | 0 | 0 | Electrical | 2016-07-15 12:06 | 2024-07-20 11:07 | 0000-00-00 00:00:00 | 2025-11-29 02:00 | 0000-00-00 00:00:00 | [6 empty] | Brown
4 | Lutron Electronics | NTR-15-GR | 4460-1415 | 4460 | 1415 | Lutron Electronics | NTR-15-GR.jpg | 27557679107 | NOVA T RECEPTACLE GRAY | Duplex 15 A receptacle, 125V/15A in gray |  | 4.2 | 3 |  | NTR-15-GR.jpg | http://grandbrass.xologic.com/vendors/4460/large/NTR-15-GR.jpg | [47 empty] | 0 | 0 | 0 | [6 empty] | 0 | 1 | 1 | EA | 1 | Lighting Controls |  |  | Electrical Distribution Equipment |  | Receptacles |  | Electrical Receptacles | Gray | [19 empty] | Dimmers | [242 empty] | <a href="https://www.lutron.com/TechnicalDocumentLibrary/0301636.pdf" target="_blank">Installation Instructions</a> | [23 empty] | 2.000 DW |  |  | 5.4000 IN | [7 empty] | <a href="https://www.lutron.com/TechnicalDocumentLibrary/NovaT_Accessories.pdf" target="_blank">Line Drawing</a> | [81 empty] | 1.000 EA | 1.000 EA | [35 empty] | No | [42 empty] | https://assets.lutron.com/a/documents/spec%20guide%20volume%201%20with%20addendums.pdf#page=78 | [7 empty] | Shelf Stock | [13 empty] | <a href="https://www.lutron.com/TechnicalDocumentLibrary/NovaTB.pdf" target="_blank">Tech Drawing</a> | [25 empty] | 39121406 | [13 empty] | <a href="https://www.lutron.com/TechnicalDocumentLibrary/369-119_Wallbox_Warranty.pdf" target="_blank">Warranty Information</a> |  |  |  |  | 0.350 L | [14 empty] | 0 | 0 | 0 | 0 | Electrical | 2016-07-15 12:06 | 2024-07-20 11:03 | 0000-00-00 00:00:00 | 2025-11-29 02:00 | 0000-00-00 00:00:00 | [6 empty] | Gray
4 | Lutron Electronics | NTR-15-IV | 4460-1416 | 4460 | 1416 | Lutron Electronics | NTR-15-IV.jpg | 27557679114 | NOVA T RECEPTACLE IVORY | Duplex 15 A receptacle, 125V/15A in ivory |  | 4.2 | 5.3 |  | NTR-15-IV.jpg | http://grandbrass.xologic.com/vendors/4460/large/NTR-15-IV.jpg | [47 empty] | 0 | 0 | 0 | [6 empty] | 0 | 1 | 1 | EA | 1 | Lighting Controls |  |  | Electrical Distribution Equipment |  | Receptacles |  | Electrical Receptacles | White | [19 empty] | Other Lighting Controls | [242 empty] | <a href="https://www.lutron.com/TechnicalDocumentLibrary/0301636.pdf" target="_blank">Installation Instructions</a> | [23 empty] | 10.000 DW |  |  | 3.0000 IN | [7 empty] | <a href="https://www.lutron.com/TechnicalDocumentLibrary/NovaT_Accessories.pdf" target="_blank">Line Drawing</a> | [81 empty] | 1.000 EA | 1.000 EA | [35 empty] | No | [42 empty] | https://assets.lutron.com/a/documents/spec%20guide%20volume%201%20with%20addendums.pdf#page=78 | [7 empty] | Shelf Stock | [13 empty] | <a href="https://www.lutron.com/TechnicalDocumentLibrary/NovaTB.pdf" target="_blank">Tech Drawing</a> | [25 empty] | 39121406 | [13 empty] | <a href="https://www.lutron.com/TechnicalDocumentLibrary/369-119_Wallbox_Warranty.pdf" target="_blank">Warranty Information</a> |  |  |  |  | 0.350 L | [14 empty] | 0 | 0 | 0 | 0 | Electrical | 2016-07-15 12:06 | 2024-07-20 11:04 | 0000-00-00 00:00:00 | 2025-11-29 02:00 | 0000-00-00 00:00:00 | [6 empty] | Ivory
4 | Lutron Electronics | NTR-20-BE | 4460-1418 | 4460 | 1418 | Lutron Electronics | NTR-20-BE.jpg | 27557679138 | NOVA T RECEPTACLE 20AMP BEIGE | Duplex 20 A receptacle, 125V/20A in beige |  | 4.2 | 5.3 |  | NTR-20-BE.jpg | http://grandbrass.xologic.com/vendors/4460/large/NTR-20-BE.jpg | [47 empty] | 0 | 0 | 0 | [6 empty] | 0 | 1 | 1 | EA | 1 | Lighting Controls |  |  | Electrical Distribution Equipment |  | Receptacles |  | Electrical Receptacles | White | [19 empty] | Other Lighting Controls | [242 empty] | <a href="https://www.lutron.com/TechnicalDocumentLibrary/0301636.pdf" target="_blank">Installation Instructions</a> | [23 empty] | 2.000 DW |  |  | 3.0000 IN | [7 empty] | <a href="https://www.lutron.com/TechnicalDocumentLibrary/NovaT_Accessories.pdf" target="_blank">Line Drawing</a> | [81 empty] | 1.000 EA | 1.000 EA | [35 empty] | No | [42 empty] | https://assets.lutron.com/a/documents/spec%20guide%20volume%201%20with%20addendums.pdf#page=78 | [7 empty] | Shelf Stock | [13 empty] | <a href="https://www.lutron.com/TechnicalDocumentLibrary/NovaTB.pdf" target="_blank">Tech Drawing</a> | [25 empty] | 39121406 | [13 empty] | <a href="https://www.lutron.com/TechnicalDocumentLibrary/369-119_Wallbox_Warranty.pdf" target="_blank">Warranty Information</a> |  |  |  |  | 0.350 L | [14 empty] | 0 | 0 | 0 | 0 | Electrical | 2016-07-15 12:06 | 2024-07-20 11:06 | 0000-00-00 00:00:00 | 2025-11-29 02:00 | 0000-00-00 00:00:00 | [6 empty] | Beige
4 | Lutron Electronics | NTR-20-BL | 4460-1419 | 4460 | 1419 | Lutron Electronics | NTR-20-BL.jpg | 27557679145 | NOVA T RECEPTACLE 20AMP BLACK | Duplex 20 A receptacle, 125V/20A in black |  | 4.2 | 5.3 |  | NTR-20-BL.jpg | http://grandbrass.xologic.com/vendors/4460/large/NTR-20-BL.jpg | [47 empty] | 0 | 0 | 0 | [6 empty] | 0 | 1 | 1 | EA | 1 | Lighting Controls |  |  | Electrical Distribution Equipment |  | Receptacles |  | Electrical Receptacles | Black | [19 empty] | Other Lighting Controls | [242 empty] | <a href="https://www.lutron.com/TechnicalDocumentLibrary/0301636.pdf" target="_blank">Installation Instructions</a> | [23 empty] | 10.000 DW |  |  | 3.0000 IN | [7 empty] | <a href="https://www.lutron.com/TechnicalDocumentLibrary/NovaT_Accessories.pdf" target="_blank">Line Drawing</a> | [81 empty] | 1.000 EA | 1.000 EA | [35 empty] | No | [42 empty] | https://assets.lutron.com/a/documents/spec%20guide%20volume%201%20with%20addendums.pdf#page=78 | [7 empty] | Shelf Stock | [13 empty] | <a href="https://www.lutron.com/TechnicalDocumentLibrary/NovaTB.pdf" target="_blank">Tech Drawing</a> | [25 empty] | 39121406 | [13 empty] | <a href="https://www.lutron.com/TechnicalDocumentLibrary/369-119_Wallbox_Warranty.pdf" target="_blank">Warranty Information</a> |  |  |  |  | 0.350 L | [14 empty] | 0 | 0 | 0 | 0 | Electrical | 2016-07-15 12:06 | 2024-07-20 11:04 | 0000-00-00 00:00:00 | 2025-11-29 02:00 | 0000-00-00 00:00:00 | [6 empty] | Black
4 | Lutron Electronics | NTR-20-BR | 4460-1420 | 4460 | 1420 | Lutron Electronics | NTR-20-BR.jpg | 27557679152 | NOVA T RECEPTACLE 20AMP BROWN | Duplex 20 A receptacle, 125V/20A in brown |  | 4.2 | 5.3 |  | NTR-20-BR.jpg | http://grandbrass.xologic.com/vendors/4460/large/NTR-20-BR.jpg | [47 empty] | 0 | 0 | 0 | [6 empty] | 0 | 1 | 1 | EA | 1 | Lighting Controls |  |  | Electrical Distribution Equipment |  | Receptacles |  | Electrical Receptacles | Brown | [19 empty] | Other Lighting Controls | [242 empty] | <a href="https://www.lutron.com/TechnicalDocumentLibrary/0301636.pdf" target="_blank">Installation Instructions</a> | [23 empty] | 2.000 DW |  |  | 3.0000 IN | [7 empty] | <a href="https://www.lutron.com/TechnicalDocumentLibrary/NovaT_Accessories.pdf" target="_blank">Line Drawing</a> | [81 empty] | 1.000 EA | 1.000 EA | [35 empty] | No | [42 empty] | https://assets.lutron.com/a/documents/spec%20guide%20volume%201%20with%20addendums.pdf#page=78 | [7 empty] | Shelf Stock | [13 empty] | <a href="https://www.lutron.com/TechnicalDocumentLibrary/368-4493_Page_20.pdf" target="_blank">Tech Drawing</a> | [25 empty] | 39121406 | [13 empty] | <a href="https://www.lutron.com/TechnicalDocumentLibrary/369-119_Wallbox_Warranty.pdf" target="_blank">Warranty Information</a> |  |  |  |  | 0.350 L | [14 empty] | 0 | 0 | 0 | 0 | Electrical | 2016-07-15 12:06 | 2024-07-20 11:06 | 0000-00-00 00:00:00 | 2025-11-29 02:00 | 0000-00-00 00:00:00 | [6 empty] | Brown
4 | Lutron Electronics | NTR-20-GR | 4460-1421 | 4460 | 1421 | Lutron Electronics | NTR-20-GR.jpg | 27557679169 | NOVA T RECEPTACLE 20AMP GRAY | Duplex 20 A receptacle, 125V/20A in gray |  | 4.2 | 5.3 |  | NTR-20-GR.jpg | http://grandbrass.xologic.com/vendors/4460/large/NTR-20-GR.jpg | [47 empty] | 0 | 0 | 0 | [6 empty] | 0 | 1 | 1 | EA | 1 | Lighting Controls |  |  | Electrical Distribution Equipment |  | Receptacles |  | Electrical Receptacles | Gray | [19 empty] | Other Lighting Controls | [242 empty] | <a href="https://www.lutron.com/TechnicalDocumentLibrary/0301636.pdf" target="_blank">Installation Instructions</a> | [23 empty] | 2.000 DW |  |  | 3.0000 IN | [7 empty] | <a href="https://www.lutron.com/TechnicalDocumentLibrary/NovaT_Accessories.pdf" target="_blank">Line Drawing</a> | [81 empty] | 1.000 EA | 1.000 EA | [35 empty] | No | [42 empty] | https://assets.lutron.com/a/documents/spec%20guide%20volume%201%20with%20addendums.pdf#page=78 | [7 empty] | Shelf Stock | [13 empty] | <a href="https://www.lutron.com/TechnicalDocumentLibrary/368-4493_Page_20.pdf" target="_blank">Tech Drawing</a> | [25 empty] | 39121406 | [13 empty] | <a href="https://www.lutron.com/TechnicalDocumentLibrary/369-119_Wallbox_Warranty.pdf" target="_blank">Warranty Information</a> |  |  |  |  | 0.350 L | [14 empty] | 0 | 0 | 0 | 0 | Electrical | 2016-07-15 12:06 | 2024-07-20 11:03 | 0000-00-00 00:00:00 | 2025-11-29 02:00 | 0000-00-00 00:00:00 | [6 empty] | Gray
4 | Lutron Electronics | NTR-20-IV | 4460-1422 | 4460 | 1422 | Lutron Electronics | NTR-20-IV.jpg | 27557679176 | NOVA T RECEPTACLE 20AMP IVORY | Duplex 20 A receptacle, 125V/20A in ivory |  | 4.2 | 5.3 |  | NTR-20-IV.jpg | http://grandbrass.xologic.com/vendors/4460/large/NTR-20-IV.jpg | [47 empty] | 0 | 0 | 0 | [6 empty] | 0 | 1 | 1 | EA | 1 | Lighting Controls |  |  | Electrical Distribution Equipment |  | Receptacles |  | Electrical Receptacles | White | [19 empty] | Other Lighting Controls | [242 empty] | <a href="https://www.lutron.com/TechnicalDocumentLibrary/0301636.pdf" target="_blank">Installation Instructions</a> | [23 empty] | 2.000 DW |  |  | 3.0000 IN | [7 empty] | <a href="https://www.lutron.com/TechnicalDocumentLibrary/NovaT_Accessories.pdf" target="_blank">Line Drawing</a> | [81 empty] | 1.000 EA | 1.000 EA | [35 empty] | No | [42 empty] | https://assets.lutron.com/a/documents/spec%20guide%20volume%201%20with%20addendums.pdf#page=78 | [7 empty] | Shelf Stock | [13 empty] | <a href="https://www.lutron.com/TechnicalDocumentLibrary/368-4493_Page_20.pdf" target="_blank">Tech Drawing</a> | [25 empty] | 39121406 | [13 empty] | <a href="https://www.lutron.com/TechnicalDocumentLibrary/369-119_Wallbox_Warranty.pdf" target="_blank">Warranty Information</a> |  |  |  |  | 0.350 L | [14 empty] | 0 | 0 | 0 | 0 | Electrical | 2016-07-15 12:06 | 2024-07-20 11:02 | 0000-00-00 00:00:00 | 2025-11-29 02:00 | 0000-00-00 00:00:00 | [6 empty] | Ivory
1 | Lutron Electronics | NTRCS-1-WH | 4460-1423 | 4460 | 1423 | Lutron Electronics | NTRCS-1-WH.jpg | 27557679183 | NOVA T REMOTE CTRL WH | Nova T Accessory, Remote Controls, Remote control station in white |  | 5.3 | 3.9 |  | NTRCS-1-WH.jpg | http://grandbrass.xologic.com/vendors/4460/large/NTRCS-1-WH.jpg | [47 empty] | 0 | 0 | 0 | [6 empty] | 0 | 1 | 1 | EA | 1 | Lighting Controls | [7 empty] | White | [19 empty] | Other Lighting Controls | [242 empty] | <a href="https://www.lutron.com/TechnicalDocumentLibrary/030452B.pdf" target="_blank">Installation Instructions</a> | [23 empty] | 15.000 DW |  |  | 5.3000 IN | [89 empty] | 1.000 EA | 1.000 EA | [35 empty] | No | [42 empty] | https://www.lutron.com/TechnicalDocumentLibrary/NovaTB.pdf | [7 empty] | Shelf Stock | [39 empty] | 52161525 | [13 empty] | <a href="https://www.lutron.com/TechnicalDocumentLibrary/369-119_Wallbox_Warranty.pdf" target="_blank">Warranty Information</a> |  |  |  |  | 0.250 L | [14 empty] | 0 | 0 | 0 | 0 | Lighting Fixtures | 2016-07-15 12:07 | 2024-07-20 11:06 | 0000-00-00 00:00:00 | 2024-07-20 11:06 | 0000-00-00 00:00:00 | [6 empty] | White
1 | Lutron Electronics | NTRCS-1-BE | 4460-1424 | 4460 | 1424 | Lutron Electronics | NTRCS-1-BE.jpg | 27557679190 | NOVA T REMOTE CTRL STATION BE | Nova T Accessory, Remote Controls, Remote control station in beige |  | 5.3 | 3.9 |  | NTRCS-1-BE.jpg | http://grandbrass.xologic.com/vendors/4460/large/NTRCS-1-BE.jpg | [47 empty] | 0 | 0 | 0 | [6 empty] | 0 | 1 | 1 | EA | 1 | Lighting Controls | [7 empty] | White | [19 empty] | Other Lighting Controls | [242 empty] | <a href="https://www.lutron.com/TechnicalDocumentLibrary/030452B.pdf" target="_blank">Installation Instructions</a> | [23 empty] | 10.000 DW |  |  | 5.3000 IN | [89 empty] | 1.000 EA | 1.000 EA | [35 empty] | No | [42 empty] | https://www.lutron.com/TechnicalDocumentLibrary/NovaTB.pdf | [7 empty] | Shelf Stock | [39 empty] | 52161525 | [13 empty] | <a href="https://www.lutron.com/TechnicalDocumentLibrary/369-119_Wallbox_Warranty.pdf" target="_blank">Warranty Information</a> |  |  |  |  | 0.250 L | [14 empty] | 0 | 0 | 0 | 0 | Lighting Fixtures | 2016-07-15 12:07 | 2024-07-20 11:05 | 0000-00-00 00:00:00 | 2024-07-20 11:05 | 0000-00-00 00:00:00 | [6 empty] | Beige
1 | Lutron Electronics | NTRCS-1-BL | 4460-1425 | 4460 | 1425 | Lutron Electronics | NTRCS-1-BL.jpg | 27557679206 | NOVA T REMOTE CTRL STATION BL | Nova T Accessory, Remote Controls, Remote control station in black |  | 5.3 | 3.9 |  | NTRCS-1-BL.jpg | http://grandbrass.xologic.com/vendors/4460/large/NTRCS-1-BL.jpg | [47 empty] | 0 | 0 | 0 | [6 empty] | 0 | 1 | 1 | EA | 1 | Lighting Controls | [7 empty] | Black | [19 empty] | Other Lighting Controls | [242 empty] | <a href="https://www.lutron.com/TechnicalDocumentLibrary/030452B.pdf" target="_blank">Installation Instructions</a> | [23 empty] | 10.000 DW |  |  | 5.3000 IN | [89 empty] | 1.000 EA | 1.000 EA | [35 empty] | No | [42 empty] | https://www.lutron.com/TechnicalDocumentLibrary/NovaTB.pdf | [7 empty] | Shelf Stock | [39 empty] | 52161525 | [13 empty] | <a href="https://www.lutron.com/TechnicalDocumentLibrary/369-119_Wallbox_Warranty.pdf" target="_blank">Warranty Information</a> |  |  |  |  | 0.250 L | [14 empty] | 0 | 0 | 0 | 0 | Lighting Fixtures | 2016-07-15 12:07 | 2024-07-20 11:03 | 0000-00-00 00:00:00 | 2024-07-20 11:03 | 0000-00-00 00:00:00 | [6 empty] | Black
1 | Lutron Electronics | NTRCS-1-BR | 4460-1426 | 4460 | 1426 | Lutron Electronics | NTRCS-1-BR.jpg | 27557679213 | NOVA T REMOTE CTRL STATION BR | Nova T Accessory, Remote Controls, Remote control station in brown |  | 5.3 | 3.9 |  | NTRCS-1-BR.jpg | http://grandbrass.xologic.com/vendors/4460/large/NTRCS-1-BR.jpg | [47 empty] | 0 | 0 | 0 | [6 empty] | 0 | 1 | 1 | EA | 1 | Lighting Controls | [7 empty] | Brown | [19 empty] | Other Lighting Controls | [242 empty] | <a href="https://www.lutron.com/TechnicalDocumentLibrary/030452B.pdf" target="_blank">Installation Instructions</a> | [23 empty] | 2.000 DW |  |  | 5.3000 IN | [89 empty] | 1.000 EA | 1.000 EA | [35 empty] | No | [42 empty] | https://www.lutron.com/TechnicalDocumentLibrary/NovaTB.pdf | [7 empty] | Shelf Stock | [39 empty] | 52161525 | [13 empty] | <a href="https://www.lutron.com/TechnicalDocumentLibrary/369-119_Wallbox_Warranty.pdf" target="_blank">Warranty Information</a> |  |  |  |  | 0.250 L | [14 empty] | 0 | 0 | 0 | 0 | Lighting Fixtures | 2016-07-15 12:07 | 2024-07-20 11:05 | 0000-00-00 00:00:00 | 2024-07-20 11:05 | 0000-00-00 00:00:00 | [6 empty] | Brown
1 | Lutron Electronics | NTRCS-1-GR | 4460-1427 | 4460 | 1427 | Lutron Electronics | NTRCS-1-GR.jpg | 27557679237 | NOVA T REMOTE CTRL STATION GR | Nova T Accessory, Remote Controls, Remote control station in gray |  | 5.3 | 3.9 |  | NTRCS-1-GR.jpg | http://grandbrass.xologic.com/vendors/4460/large/NTRCS-1-GR.jpg | [47 empty] | 0 | 0 | 0 | [6 empty] | 0 | 1 | 1 | EA | 1 | Lighting Controls | [7 empty] | Gray | [19 empty] | Other Lighting Controls | [242 empty] | <a href="https://www.lutron.com/TechnicalDocumentLibrary/030452B.pdf" target="_blank">Installation Instructions</a> | [23 empty] | 10.000 DW |  |  | 5.3000 IN | [89 empty] | 1.000 EA | 1.000 EA | [35 empty] | No | [42 empty] | https://www.lutron.com/TechnicalDocumentLibrary/NovaTB.pdf | [7 empty] | Shelf Stock | [39 empty] | 52161525 | [13 empty] | <a href="https://www.lutron.com/TechnicalDocumentLibrary/369-119_Wallbox_Warranty.pdf" target="_blank">Warranty Information</a> |  |  |  |  | 0.250 L | [14 empty] | 0 | 0 | 0 | 0 | Lighting Fixtures | 2016-07-15 12:07 | 2024-07-20 11:04 | 0000-00-00 00:00:00 | 2024-07-20 11:04 | 0000-00-00 00:00:00 | [6 empty] | Gray
1 | Lutron Electronics | NTRCS-1-IV | 4460-1428 | 4460 | 1428 | Lutron Electronics | NTRCS-1-IV.jpg | 27557679244 | NOVA T REMOTE CTRL STATION IV | Nova T Accessory, Remote Controls, Remote control station in ivory |  | 5.3 | 3.9 |  | NTRCS-1-IV.jpg | http://grandbrass.xologic.com/vendors/4460/large/NTRCS-1-IV.jpg | [47 empty] | 0 | 0 | 0 | [6 empty] | 0 | 1 | 1 | EA | 1 | Lighting Controls | [7 empty] | White | [19 empty] | Other Lighting Controls | [242 empty] | <a href="https://www.lutron.com/TechnicalDocumentLibrary/030452B.pdf" target="_blank">Installation Instructions</a> | [23 empty] | 2.000 DW |  |  | 5.3000 IN | [89 empty] | 1.000 EA | 1.000 EA | [35 empty] | No | [42 empty] | https://www.lutron.com/TechnicalDocumentLibrary/NovaTB.pdf | [7 empty] | Shelf Stock | [39 empty] | 52161525 | [13 empty] | <a href="https://www.lutron.com/TechnicalDocumentLibrary/369-119_Wallbox_Warranty.pdf" target="_blank">Warranty Information</a> |  |  |  |  | 0.250 L | [14 empty] | 0 | 0 | 0 | 0 | Lighting Fixtures | 2016-07-15 12:07 | 2024-07-20 11:06 | 0000-00-00 00:00:00 | 2024-07-20 11:06 | 0000-00-00 00:00:00 | [6 empty] | Ivory
1 | Lutron Electronics | S-10PNL-BL | 4460-1432 | 4460 | 1432 | Lutron Electronics | S-10PNL-BL.jpg | 27557680509 | SKYLARK 1000W PRESET W/NIGHT LIGHT BLACK | Skylark Dimmer with On/Off Switch and Locator Light, Incandescent/Halogen, Single-pole, preset, 120V/1000W in black |  | 2.3 | 4.5 |  | S-10PNL-BL.jpg | http://grandbrass.xologic.com/vendors/4460/large/S-10PNL-BL.jpg | [47 empty] | 0 | 0 | 0 | [6 empty] | 0 | 1 | 1 | EA | 1 | Lighting Controls | [7 empty] | Black | [16 empty] | Traditional |  |  | Dimmers | [242 empty] | <a href="https://www.lutron.com/TechnicalDocumentLibrary/0301689.pdf" target="_blank">Installation Instructions</a> | [23 empty] | 10.000 DW |  |  | 2.3000 IN | [89 empty] | 1.000 EA | 1.000 EA | [35 empty] | No | [42 empty] | https://www.lutron.com/technicaldocumentlibrary/spec%20guide%20volume%201%20with%20addendums.pdf#page=20 | [7 empty] | Shelf Stock | [13 empty] | <a href="https://www.lutron.com/TechnicalDocumentLibrary/368-4493_Page_2.pdf" target="_blank">Tech Drawing</a> | [25 empty] | 39122206 | [13 empty] | <a href="https://www.lutron.com/TechnicalDocumentLibrary/369-119_Wallbox_Warranty.pdf" target="_blank">Warranty Information</a> |  |  |  |  | 0.270 L | [14 empty] | 0 | 0 | 0 | 0 | Lighting Fixtures | 2016-07-15 12:07 | 2024-07-20 11:06 | 0000-00-00 00:00:00 | 2024-07-20 11:06 | 0000-00-00 00:00:00 | [6 empty] | Black
1 | Lutron Electronics | S-10PNL-BR | 4460-1433 | 4460 | 1433 | Lutron Electronics | S-10PNL-BR.jpg | 27557680516 | SKYLARK 1000W PRESET W/NIGHT LIGHT BROWN | Skylark Dimmer with On/Off Switch and Locator Light, Incandescent/Halogen, Single-pole, preset, 120V/1000W in brown |  | 2.3 | 4.5 |  | S-10PNL-BR.jpg | http://grandbrass.xologic.com/vendors/4460/large/S-10PNL-BR.jpg | [47 empty] | 0 | 0 | 0 | [6 empty] | 0 | 1 | 1 | EA | 1 | Lighting Controls | [7 empty] | Brown | [16 empty] | Traditional |  |  | Dimmers | [242 empty] | <a href="https://www.lutron.com/TechnicalDocumentLibrary/0301689.pdf" target="_blank">Installation Instructions</a> | [23 empty] | 2.000 DW |  |  | 2.3000 IN | [89 empty] | 1.000 EA | 1.000 EA | [35 empty] | No | [42 empty] | https://www.lutron.com/technicaldocumentlibrary/spec%20guide%20volume%201%20with%20addendums.pdf#page=20 | [7 empty] | Shelf Stock | [13 empty] | <a href="https://www.lutron.com/TechnicalDocumentLibrary/368-4493_Page_2.pdf" target="_blank">Tech Drawing</a> | [25 empty] | 39122206 | [13 empty] | <a href="https://www.lutron.com/TechnicalDocumentLibrary/369-119_Wallbox_Warranty.pdf" target="_blank">Warranty Information</a> |  |  |  |  | 0.270 L | [14 empty] | 0 | 0 | 0 | 0 | Lighting Fixtures | 2016-07-15 12:07 | 2024-07-20 11:02 | 0000-00-00 00:00:00 | 2024-07-20 11:02 | 0000-00-00 00:00:00 | [6 empty] | Brown
1 | Lutron Electronics | S-10PNL-GR | 4460-1434 | 4460 | 1434 | Lutron Electronics | S-10PNL-GR.jpg | 27557680523 | SKYLARK 1000W PRESET W/NIGHT LIGHT GRAY | Skylark Dimmer with On/Off Switch and Locator Light, Incandescent/Halogen, Single-pole, preset, 120V/1000W in gray |  | 2.3 | 4.5 |  | S-10PNL-GR.jpg | http://grandbrass.xologic.com/vendors/4460/large/S-10PNL-GR.jpg | [47 empty] | 0 | 0 | 0 | [6 empty] | 0 | 1 | 1 | EA | 1 | Lighting Controls | [7 empty] | Gray | [16 empty] | Traditional |  |  | Dimmers | [242 empty] | <a href="https://www.lutron.com/TechnicalDocumentLibrary/0301689.pdf" target="_blank">Installation Instructions</a> | [23 empty] | 2.000 DW |  |  | 2.3000 IN | [89 empty] | 1.000 EA | 1.000 EA | [35 empty] | No | [42 empty] | https://www.lutron.com/technicaldocumentlibrary/spec%20guide%20volume%201%20with%20addendums.pdf#page=20 | [7 empty] | Shelf Stock | [13 empty] | <a href="https://www.lutron.com/TechnicalDocumentLibrary/368-4493_Page_2.pdf" target="_blank">Tech Drawing</a> | [25 empty] | 39122206 | [13 empty] | <a href="https://www.lutron.com/TechnicalDocumentLibrary/369-119_Wallbox_Warranty.pdf" target="_blank">Warranty Information</a> |  |  |  |  | 0.270 L | [14 empty] | 0 | 0 | 0 | 0 | Lighting Fixtures | 2016-07-15 12:07 | 2024-07-20 11:06 | 0000-00-00 00:00:00 | 2024-07-20 11:06 | 0000-00-00 00:00:00 | [6 empty] | Gray
1 | Lutron Electronics | S2-LF-BL | 4460-1442 | 4460 | 1442 | Lutron Electronics | S2-LF-BL.jpg | 27557680660 | SKYLARK DUAL FAN/LIGHT BLACK | Skylark Fan/Light Control, Single-pole, fully variable fan control and dimmer, 120V/300W light, 2.5A fan in black |  | 2.3 | 4.5 |  | S2-LF-BL.jpg | http://grandbrass.xologic.com/vendors/4460/large/S2-LF-BL.jpg | [47 empty] | 0 | 0 | 0 | [6 empty] | 0 | 1 | 1 | EA | 1 | Lighting Controls | [7 empty] | Black | [16 empty] | Traditional |  |  | Lightswitches | [242 empty] | <a href="https://www.lutron.com/TechnicalDocumentLibrary/0301992.pdf" target="_blank">Installation Instructions</a> | [23 empty] | 2.000 DW |  |  | 2.3000 IN | [89 empty] | 1.000 EA | 1.000 EA | [35 empty] | No | [42 empty] | https://www.lutron.com/technicaldocumentlibrary/spec%20guide%20volume%201%20with%20addendums.pdf#page=20 | [7 empty] | Shelf Stock | [13 empty] | <a href="https://www.lutron.com/TechnicalDocumentLibrary/368-4493_Page_30.pdf" target="_blank">Tech Drawing</a> | [25 empty] | 39122232 | [13 empty] | <a href="https://www.lutron.com/TechnicalDocumentLibrary/369-119_Wallbox_Warranty.pdf" target="_blank">Warranty Information</a> |  |  |  |  | 0.350 L | [14 empty] | 0 | 0 | 0 | 0 | Lighting Fixtures | 2016-07-15 12:07 | 2024-07-20 11:05 | 0000-00-00 00:00:00 | 2024-07-20 11:05 | 0000-00-00 00:00:00 | [6 empty] | Black
1 | Lutron Electronics | S2-LF-GR | 4460-1443 | 4460 | 1443 | Lutron Electronics | S2-LF-GR.jpg | 27557680677 | SKYLARK DUAL FAN/LIGHT GRAY | Skylark Fan/Light Control, Single-pole, fully variable fan control and dimmer, 120V/300W light, 2.5A fan in gray |  | 2.3 | 4.5 |  | S2-LF-GR.jpg | http://grandbrass.xologic.com/vendors/4460/large/S2-LF-GR.jpg | [47 empty] | 0 | 0 | 0 | [6 empty] | 0 | 1 | 1 | EA | 1 | Lighting Controls | [7 empty] | Gray | [16 empty] | Traditional |  |  | Lightswitches | [242 empty] | <a href="https://www.lutron.com/TechnicalDocumentLibrary/0301992.pdf" target="_blank">Installation Instructions</a> | [23 empty] | 2.000 DW |  |  | 2.3000 IN | [89 empty] | 1.000 EA | 1.000 EA | [35 empty] | No | [42 empty] | https://www.lutron.com/technicaldocumentlibrary/spec%20guide%20volume%201%20with%20addendums.pdf#page=20 | [7 empty] | Shelf Stock | [13 empty] | <a href="https://www.lutron.com/TechnicalDocumentLibrary/368-4493_Page_30.pdf" target="_blank">Tech Drawing</a> | [25 empty] | 39122232 | [13 empty] | <a href="https://www.lutron.com/TechnicalDocumentLibrary/369-119_Wallbox_Warranty.pdf" target="_blank">Warranty Information</a> |  |  |  |  | 0.350 L | [14 empty] | 0 | 0 | 0 | 0 | Lighting Fixtures | 2016-07-15 12:07 | 2024-07-20 11:06 | 0000-00-00 00:00:00 | 2024-07-20 11:06 | 0000-00-00 00:00:00 | [6 empty] | Gray
1 | Lutron Electronics | SELV-300P-BL | 4460-1444 | 4460 | 1444 | Lutron Electronics | SELV-300P-BL.jpg | 27557680684 | SKYLARK 300W PRESET ELECTR LOW VOLT BL | Skylark Dimmer with On/Off Switch, Electronic Low-Voltage, Single-pole, preset, 120V/300W in black |  | 2.3 | 4.5 |  | SELV-300P-BL.jpg | http://grandbrass.xologic.com/vendors/4460/large/SELV-300P-BL.jpg | [47 empty] | 0 | 0 | 0 | [6 empty] | 0 | 1 | 1 | EA | 1 | Lighting Controls | [7 empty] | Black | [16 empty] | Traditional |  |  | Dimmers | [242 empty] | <a href="https://www.lutron.com/TechnicalDocumentLibrary/0301295.pdf" target="_blank">Installation Instructions</a> | [23 empty] | 10.000 DW |  |  | 2.3000 IN | [89 empty] | 1.000 EA | 1.000 EA | [35 empty] | No | [42 empty] | https://www.lutron.com/technicaldocumentlibrary/spec%20guide%20volume%201%20with%20addendums.pdf#page=20 | [7 empty] | Shelf Stock | [13 empty] | <a href="https://www.lutron.com/TechnicalDocumentLibrary/368-4493_Page_41.pdf" target="_blank">Tech Drawing</a> | [25 empty] | 39122206 | [13 empty] | <a href="https://www.lutron.com/TechnicalDocumentLibrary/369-119_Wallbox_Warranty.pdf" target="_blank">Warranty Information</a> |  |  |  |  | 0.250 L | [14 empty] | 0 | 0 | 0 | 0 | Lighting Fixtures | 2016-07-15 12:07 | 2024-07-20 11:05 | 0000-00-00 00:00:00 | 2024-07-20 11:05 | 0000-00-00 00:00:00 | [6 empty] | Black
1 | Lutron Electronics | SELV-300P-BR | 4460-1445 | 4460 | 1445 | Lutron Electronics | SELV-300P-BR.jpg | 27557680691 | SKYLARK 300W PRESET ELECTR LOW VOLT BR | Skylark Dimmer with On/Off Switch, Electronic Low-Voltage, Single-pole, preset, 120V/300W in brown |  | 2.3 | 4.5 |  | SELV-300P-BR.jpg | http://grandbrass.xologic.com/vendors/4460/large/SELV-300P-BR.jpg | [47 empty] | 0 | 0 | 0 | [6 empty] | 0 | 1 | 1 | EA | 1 | Lighting Controls | [7 empty] | Brown | [16 empty] | Traditional |  |  | Dimmers | [242 empty] | <a href="https://www.lutron.com/TechnicalDocumentLibrary/0301295.pdf" target="_blank">Installation Instructions</a> | [23 empty] | 10.000 DW |  |  | 2.3000 IN | [89 empty] | 1.000 EA | 1.000 EA | [35 empty] | No | [42 empty] | https://www.lutron.com/technicaldocumentlibrary/spec%20guide%20volume%201%20with%20addendums.pdf#page=20 | [7 empty] | Shelf Stock | [13 empty] | <a href="https://www.lutron.com/TechnicalDocumentLibrary/368-4493_Page_41.pdf" target="_blank">Tech Drawing</a> | [25 empty] | 39122206 | [13 empty] | <a href="https://www.lutron.com/TechnicalDocumentLibrary/369-119_Wallbox_Warranty.pdf" target="_blank">Warranty Information</a> |  |  |  |  | 0.250 L | [14 empty] | 0 | 0 | 0 | 0 | Lighting Fixtures | 2016-07-15 12:07 | 2024-07-20 11:07 | 0000-00-00 00:00:00 | 2024-07-20 11:07 | 0000-00-00 00:00:00 | [6 empty] | Brown
1 | Lutron Electronics | SELV-300P-GR | 4460-1446 | 4460 | 1446 | Lutron Electronics | SELV-300P-GR.jpg | 27557680707 | SKYLARK 300W PRESET ELECTR LOW VOLT GRAY | Skylark Dimmer with On/Off Switch, Electronic Low-Voltage, Single-pole, preset, 120V/300W in gray |  | 2.3 | 4.5 |  | SELV-300P-GR.jpg | http://grandbrass.xologic.com/vendors/4460/large/SELV-300P-GR.jpg | [47 empty] | 0 | 0 | 0 | [6 empty] | 0 | 1 | 1 | EA | 1 | Lighting Controls | [7 empty] | Gray | [16 empty] | Traditional |  |  | Dimmers | [242 empty] | <a href="https://www.lutron.com/TechnicalDocumentLibrary/0301295.pdf" target="_blank">Installation Instructions</a> | [23 empty] | 10.000 DW |  |  | 2.3000 IN | [89 empty] | 1.000 EA | 1.000 EA | [35 empty] | No | [42 empty] | https://www.lutron.com/technicaldocumentlibrary/spec%20guide%20volume%201%20with%20addendums.pdf#page=20 | [7 empty] | Shelf Stock | [13 empty] | <a href="https://www.lutron.com/TechnicalDocumentLibrary/368-4493_Page_41.pdf" target="_blank">Tech Drawing</a> | [25 empty] | 39122206 | [13 empty] | <a href="https://www.lutron.com/TechnicalDocumentLibrary/369-119_Wallbox_Warranty.pdf" target="_blank">Warranty Information</a> |  |  |  |  | 0.250 L | [14 empty] | 0 | 0 | 0 | 0 | Lighting Fixtures | 2016-07-15 12:07 | 2024-07-20 11:06 | 0000-00-00 00:00:00 | 2024-07-20 11:06 | 0000-00-00 00:00:00 | [6 empty] | Gray
1 | Lutron Electronics | SELV-303P-BL | 4460-1447 | 4460 | 1447 | Lutron Electronics | SELV-303P-BL.jpg | 27557680714 | SKYLARK 300W 3WY PRESET ELV BL | Skylark Dimmer with On/Off Switch, Electronic Low-Voltage, 3-way, preset, 120V/300W in black |  | 2.3 | 4.5 |  | SELV-303P-BL.jpg | http://grandbrass.xologic.com/vendors/4460/large/SELV-303P-BL.jpg | [47 empty] | 0 | 0 | 0 | [6 empty] | 0 | 1 | 1 | EA | 1 | Lighting Controls | [7 empty] | Black | [16 empty] | Traditional |  |  | Dimmers | [242 empty] | <a href="https://www.lutron.com/TechnicalDocumentLibrary/0301295.pdf" target="_blank">Installation Instructions</a> | [23 empty] | 2.000 DW |  |  | 2.3000 IN | [89 empty] | 1.000 EA | 1.000 EA | [35 empty] | No | [42 empty] | https://www.lutron.com/technicaldocumentlibrary/spec%20guide%20volume%201%20with%20addendums.pdf#page=20 | [7 empty] | Shelf Stock | [13 empty] | <a href="https://www.lutron.com/TechnicalDocumentLibrary/368-4493_Page_39.pdf" target="_blank">Tech Drawing</a> | [25 empty] | 39122206 | [13 empty] | <a href="https://www.lutron.com/TechnicalDocumentLibrary/369-119_Wallbox_Warranty.pdf" target="_blank">Warranty Information</a> |  |  |  |  | 0.250 L | [14 empty] | 0 | 0 | 0 | 0 | Lighting Fixtures | 2016-07-15 12:07 | 2024-07-20 11:05 | 0000-00-00 00:00:00 | 2024-07-20 11:05 | 0000-00-00 00:00:00 | [6 empty] | Black
1 | Lutron Electronics | SELV-303P-BR | 4460-1448 | 4460 | 1448 | Lutron Electronics | SELV-303P-BR.jpg | 27557680721 | SKYLARK 300W 3WY PRESET ELV BR | Skylark Dimmer with On/Off Switch, Electronic Low-Voltage, 3-way, preset, 120V/300W in brown |  | 2.3 | 4.5 |  | SELV-303P-BR.jpg | http://grandbrass.xologic.com/vendors/4460/large/SELV-303P-BR.jpg | [47 empty] | 0 | 0 | 0 | [6 empty] | 0 | 1 | 1 | EA | 1 | Lighting Controls | [7 empty] | Brown | [16 empty] | Traditional |  |  | Dimmers | [242 empty] | <a href="https://www.lutron.com/TechnicalDocumentLibrary/0301295.pdf" target="_blank">Installation Instructions</a> | [23 empty] | 2.000 DW |  |  | 2.3000 IN | [89 empty] | 1.000 EA | 1.000 EA | [35 empty] | No | [42 empty] | https://www.lutron.com/technicaldocumentlibrary/spec%20guide%20volume%201%20with%20addendums.pdf#page=20 | [7 empty] | Shelf Stock | [13 empty] | <a href="https://www.lutron.com/TechnicalDocumentLibrary/368-4493_Page_39.pdf" target="_blank">Tech Drawing</a> | [25 empty] | 39122206 | [13 empty] | <a href="https://www.lutron.com/TechnicalDocumentLibrary/369-119_Wallbox_Warranty.pdf" target="_blank">Warranty Information</a> |  |  |  |  | 0.250 L | [14 empty] | 0 | 0 | 0 | 0 | Lighting Fixtures | 2016-07-15 12:07 | 2024-07-20 11:07 | 0000-00-00 00:00:00 | 2024-07-20 11:07 | 0000-00-00 00:00:00 | [6 empty] | Brown
1 | Lutron Electronics | SELV-303P-GR | 4460-1449 | 4460 | 1449 | Lutron Electronics | SELV-303P-GR.jpg | 27557680738 | SKYLARK 300W 3WY PRESET ELV GR | Skylark Dimmer with On/Off Switch, Electronic Low-Voltage, 3-way, preset, 120V/300W in gray |  | 2.3 | 4.5 |  | SELV-303P-GR.jpg | http://grandbrass.xologic.com/vendors/4460/large/SELV-303P-GR.jpg | [47 empty] | 0 | 0 | 0 | [6 empty] | 0 | 1 | 1 | EA | 1 | Lighting Controls | [7 empty] | Gray | [16 empty] | Traditional |  |  | Dimmers | [242 empty] | <a href="https://www.lutron.com/TechnicalDocumentLibrary/0301295.pdf" target="_blank">Installation Instructions</a> | [23 empty] | 10.000 DW |  |  | 2.3000 IN | [89 empty] | 1.000 EA | 1.000 EA | [35 empty] | No | [42 empty] | https://www.lutron.com/technicaldocumentlibrary/spec%20guide%20volume%201%20with%20addendums.pdf#page=20 | [7 empty] | Shelf Stock | [13 empty] | <a href="https://www.lutron.com/TechnicalDocumentLibrary/368-4493_Page_39.pdf" target="_blank">Tech Drawing</a> | [25 empty] | 39122206 | [13 empty] | <a href="https://www.lutron.com/TechnicalDocumentLibrary/369-119_Wallbox_Warranty.pdf" target="_blank">Warranty Information</a> |  |  |  |  | 0.250 L | [14 empty] | 0 | 0 | 0 | 0 | Lighting Fixtures | 2016-07-15 12:07 | 2024-07-20 11:05 | 0000-00-00 00:00:00 | 2024-07-20 11:05 | 0000-00-00 00:00:00 | [6 empty] | Gray
1 | Lutron Electronics | SF-103P-BL | 4460-1450 | 4460 | 1450 | Lutron Electronics | SF-103P-BL.jpg | 27557680745 | SKYLARK FLUOR 120V 1-10LP 3WY BLACK | Skylark Dimmer with On/Off Switch, Fluorescent or LED Dimming with 3-Wire Ballasts and Drivers, 3-way, preset, 120V/8A in black |  | 2.3 | 4.5 |  | SF-103P-BL.jpg | http://grandbrass.xologic.com/vendors/4460/large/SF-103P-BL.jpg | [47 empty] | 0 | 0 | 0 | [6 empty] | 0 | 1 | 1 | EA | 1 | Lighting Controls | [7 empty] | Black | [16 empty] | Traditional |  |  | Dimmers | [242 empty] | <a href="https://www.lutron.com/TechnicalDocumentLibrary/032047c.pdf" target="_blank">Installation Instructions</a> | [23 empty] | 2.000 DW |  |  | 2.3000 IN | [89 empty] | 1.000 EA | 1.000 EA | [35 empty] | No | [42 empty] | https://www.lutron.com/technicaldocumentlibrary/spec%20guide%20volume%201%20with%20addendums.pdf#page=20 | [7 empty] | Shelf Stock | [13 empty] | <a href="https://www.lutron.com/TechnicalDocumentLibrary/368-4493_Page_37.pdf" target="_blank">Tech Drawing</a> | [25 empty] | 39122206 | [13 empty] | <a href="https://www.lutron.com/TechnicalDocumentLibrary/369-119_Wallbox_Warranty.pdf" target="_blank">Warranty Information</a> |  |  |  |  | 0.320 L | [14 empty] | 0 | 0 | 0 | 0 | Lighting Fixtures | 2016-07-15 12:07 | 2024-07-20 11:05 | 0000-00-00 00:00:00 | 2024-07-20 11:05 | 0000-00-00 00:00:00 | [6 empty] | Black
1 | Lutron Electronics | SF-103P-BR | 4460-1451 | 4460 | 1451 | Lutron Electronics | SF-103P-BR.jpg | 27557680752 | SKYLARK FLUOR 120V 1-10LP 3WY BROWN | Skylark Dimmer with On/Off Switch, Fluorescent or LED Dimming with 3-Wire Ballasts and Drivers, 3-way, preset, 120V/8A in brown |  | 2.3 | 4.5 |  | SF-103P-BR.jpg | http://grandbrass.xologic.com/vendors/4460/large/SF-103P-BR.jpg | [47 empty] | 0 | 0 | 0 | [6 empty] | 0 | 1 | 1 | EA | 1 | Lighting Controls | [7 empty] | Brown | [16 empty] | Traditional |  |  | Dimmers | [242 empty] | <a href="https://www.lutron.com/TechnicalDocumentLibrary/032047c.pdf" target="_blank">Installation Instructions</a> | [23 empty] | 2.000 DW |  |  | 2.3000 IN | [89 empty] | 1.000 EA | 1.000 EA | [35 empty] | No | [42 empty] | https://www.lutron.com/technicaldocumentlibrary/spec%20guide%20volume%201%20with%20addendums.pdf#page=20 | [7 empty] | Shelf Stock | [13 empty] | <a href="https://www.lutron.com/TechnicalDocumentLibrary/368-4493_Page_37.pdf" target="_blank">Tech Drawing</a> | [25 empty] | 39122206 | [13 empty] | <a href="https://www.lutron.com/TechnicalDocumentLibrary/369-119_Wallbox_Warranty.pdf" target="_blank">Warranty Information</a> |  |  |  |  | 0.320 L | [14 empty] | 0 | 0 | 0 | 0 | Lighting Fixtures | 2016-07-15 12:07 | 2024-07-20 11:05 | 0000-00-00 00:00:00 | 2024-07-20 11:05 | 0000-00-00 00:00:00 | [6 empty] | Brown
1 | Lutron Electronics | SF-103P-GR | 4460-1452 | 4460 | 1452 | Lutron Electronics | SF-103P-GR.jpg | 27557680769 | SKYLARK FLUOR 120V 1-10LP 3WY GRAY | Skylark Dimmer with On/Off Switch, Fluorescent or LED Dimming with 3-Wire Ballasts and Drivers, 3-way, preset, 120V/8A in gray |  | 2.3 | 4.5 |  | SF-103P-GR.jpg | http://grandbrass.xologic.com/vendors/4460/large/SF-103P-GR.jpg | [47 empty] | 0 | 0 | 0 | [6 empty] | 0 | 1 | 1 | EA | 1 | Lighting Controls | [7 empty] | Gray | [16 empty] | Traditional |  |  | Dimmers | [242 empty] | <a href="https://www.lutron.com/TechnicalDocumentLibrary/032047c.pdf" target="_blank">Installation Instructions</a> | [23 empty] | 2.000 DW |  |  | 2.3000 IN | [89 empty] | 1.000 EA | 1.000 EA | [35 empty] | No | [42 empty] | https://www.lutron.com/technicaldocumentlibrary/spec%20guide%20volume%201%20with%20addendums.pdf#page=20 | [7 empty] | Shelf Stock | [13 empty] | <a href="https://www.lutron.com/TechnicalDocumentLibrary/368-4493_Page_37.pdf" target="_blank">Tech Drawing</a> | [25 empty] | 39122206 | [13 empty] | <a href="https://www.lutron.com/TechnicalDocumentLibrary/369-119_Wallbox_Warranty.pdf" target="_blank">Warranty Information</a> |  |  |  |  | 0.320 L | [14 empty] | 0 | 0 | 0 | 0 | Lighting Fixtures | 2016-07-15 12:07 | 2024-07-20 11:05 | 0000-00-00 00:00:00 | 2024-07-20 11:05 | 0000-00-00 00:00:00 | [6 empty] | Gray
1 | Lutron Electronics | SF-12P-277-3-BL | 4460-1453 | 4460 | 1453 | Lutron Electronics | SF-12P-277-3-BL.jpg | 27557680844 | SKYLARK FLUOR 277V 1-12LP 3WY BLACK | Skylark Dimmer with On/Off Switch, Fluorescent or LED Dimming with 3-Wire Ballasts and Drivers, 3-way, 277V/6A in black |  | 2.3 | 4.5 |  | SF-12P-277-3-BL.jpg | http://grandbrass.xologic.com/vendors/4460/large/SF-12P-277-3-BL.jpg | [47 empty] | 0 | 0 | 0 | [6 empty] | 0 | 1 | 1 | EA | 1 | Lighting Controls | [7 empty] | Black | [16 empty] | Traditional |  |  | Dimmers | [242 empty] | <a href="https://www.lutron.com/TechnicalDocumentLibrary/032345.pdf" target="_blank">Installation Instructions</a> | [23 empty] | 10.000 DW |  |  | 2.3000 IN | [89 empty] | 1.000 EA | 1.000 EA | [35 empty] | No | [42 empty] | https://www.lutron.com/technicaldocumentlibrary/spec%20guide%20volume%201%20with%20addendums.pdf#page=20 | [7 empty] | Shelf Stock | [13 empty] | <a href="https://www.lutron.com/TechnicalDocumentLibrary/368-4493_Page_37.pdf" target="_blank">Tech Drawing</a> | [25 empty] | 39122206 | [13 empty] | <a href="https://www.lutron.com/TechnicalDocumentLibrary/369-119_Wallbox_Warranty.pdf" target="_blank">Warranty Information</a> |  |  |  |  | 0.300 L | [14 empty] | 0 | 0 | 0 | 0 | Lighting Fixtures | 2016-07-15 12:07 | 2024-07-20 11:05 | 0000-00-00 00:00:00 | 2024-07-20 11:05 | 0000-00-00 00:00:00 | [6 empty] | Black
1 | Lutron Electronics | SF-12P-277-3-BR | 4460-1454 | 4460 | 1454 | Lutron Electronics | SF-12P-277-3-BR.jpg | 27557680851 | SKYLARK FLUOR 277V 1-12LP 3WY BROWN | Skylark Dimmer with On/Off Switch, Fluorescent or LED Dimming with 3-Wire Ballasts and Drivers, 3-way, 277V/6A in brown |  | 2.3 | 4.5 |  | SF-12P-277-3-BR.jpg | http://grandbrass.xologic.com/vendors/4460/large/SF-12P-277-3-BR.jpg | [47 empty] | 0 | 0 | 0 | [6 empty] | 0 | 1 | 1 | EA | 1 | Lighting Controls | [7 empty] | Brown | [16 empty] | Traditional |  |  | Dimmers | [242 empty] | <a href="https://www.lutron.com/TechnicalDocumentLibrary/032345.pdf" target="_blank">Installation Instructions</a> | [23 empty] | 5.000 DW |  |  | 2.3000 IN | [89 empty] | 1.000 EA | 1.000 EA | [35 empty] | No | [42 empty] | https://www.lutron.com/technicaldocumentlibrary/spec%20guide%20volume%201%20with%20addendums.pdf#page=20 | [7 empty] | Shelf Stock | [13 empty] | <a href="https://www.lutron.com/TechnicalDocumentLibrary/368-4493_Page_37.pdf" target="_blank">Tech Drawing</a> | [25 empty] | 39122206 | [13 empty] | <a href="https://www.lutron.com/TechnicalDocumentLibrary/369-119_Wallbox_Warranty.pdf" target="_blank">Warranty Information</a> |  |  |  |  | 0.300 L | [14 empty] | 0 | 0 | 0 | 0 | Lighting Fixtures | 2016-07-15 12:07 | 2024-07-20 11:06 | 0000-00-00 00:00:00 | 2024-07-20 11:06 | 0000-00-00 00:00:00 | [6 empty] | Brown
1 | Lutron Electronics | SF-12P-277-3-GR | 4460-1455 | 4460 | 1455 | Lutron Electronics | SF-12P-277-3-GR.jpg | 27557680868 | SKYLARK FLUOR 277V 1-12LP 3WY GRAY | Skylark Dimmer with On/Off Switch, Fluorescent or LED Dimming with 3-Wire Ballasts and Drivers, 3-way, 277V/6A in gray |  | 2.3 | 4.5 |  | SF-12P-277-3-GR.jpg | http://grandbrass.xologic.com/vendors/4460/large/SF-12P-277-3-GR.jpg | [47 empty] | 0 | 0 | 0 | [6 empty] | 0 | 1 | 1 | EA | 1 | Lighting Controls | [7 empty] | Gray | [16 empty] | Traditional |  |  | Dimmers | [242 empty] | <a href="https://www.lutron.com/TechnicalDocumentLibrary/032345.pdf" target="_blank">Installation Instructions</a> | [23 empty] | 2.000 DW |  |  | 2.3000 IN | [89 empty] | 1.000 EA | 1.000 EA | [35 empty] | No | [42 empty] | https://www.lutron.com/technicaldocumentlibrary/spec%20guide%20volume%201%20with%20addendums.pdf#page=20 | [7 empty] | Shelf Stock | [13 empty] | <a href="https://www.lutron.com/TechnicalDocumentLibrary/368-4493_Page_37.pdf" target="_blank">Tech Drawing</a> | [25 empty] | 39122206 | [13 empty] | <a href="https://www.lutron.com/TechnicalDocumentLibrary/369-119_Wallbox_Warranty.pdf" target="_blank">Warranty Information</a> |  |  |  |  | 0.300 L | [14 empty] | 0 | 0 | 0 | 0 | Lighting Fixtures | 2016-07-15 12:07 | 2024-07-20 11:05 | 0000-00-00 00:00:00 | 2024-07-20 11:05 | 0000-00-00 00:00:00 | [6 empty] | Gray
1 | Lutron Electronics | SF-12P-277-3-IV | 4460-1456 | 4460 | 1456 | Lutron Electronics | SF-12P-277-3-IV.jpg | 27557680875 | SKYLARK FLUOR 277V 1-12LP 3WY IVORY | Skylark Dimmer with On/Off Switch, Fluorescent or LED Dimming with 3-Wire Ballasts and Drivers, 3-way, 277V/6A in ivory |  | 2.3 | 4.5 |  | SF-12P-277-3-IV.jpg | http://grandbrass.xologic.com/vendors/4460/large/SF-12P-277-3-IV.jpg | [47 empty] | 0 | 0 | 0 | [6 empty] | 0 | 1 | 1 | EA | 1 | Lighting Controls | [7 empty] | White | [16 empty] | Traditional |  |  | Dimmers | [242 empty] | <a href="https://www.lutron.com/TechnicalDocumentLibrary/032345.pdf" target="_blank">Installation Instructions</a> | [23 empty] | 2.000 DW |  |  | 2.3000 IN | [89 empty] | 1.000 EA | 1.000 EA | [35 empty] | No | [42 empty] | https://www.lutron.com/technicaldocumentlibrary/spec%20guide%20volume%201%20with%20addendums.pdf#page=20 | [7 empty] | Shelf Stock | [13 empty] | <a href="https://www.lutron.com/TechnicalDocumentLibrary/368-4493_Page_37.pdf" target="_blank">Tech Drawing</a> | [25 empty] | 39122206 | [13 empty] | <a href="https://www.lutron.com/TechnicalDocumentLibrary/369-119_Wallbox_Warranty.pdf" target="_blank">Warranty Information</a> |  |  |  |  | 0.300 L | [14 empty] | 0 | 0 | 0 | 0 | Lighting Fixtures | 2016-07-15 12:08 | 2024-07-20 11:04 | 0000-00-00 00:00:00 | 2024-07-20 11:04 | 0000-00-00 00:00:00 | [6 empty] | Ivory
4 | Lutron Electronics | SFS-5E-BL | 4460-1457 | 4460 | 1457 | Lutron Electronics | Ecom_SFS-5E-BL_WithWallPlate.jpeg?w=1500 | 27557680899 | SKYLARK 120V 5A FAN SPD BLACK | Skylark Fan-Speed Control, Single-pole, slide-to-off, fully variable fan control, 120V/5A in black |  | 2.3 | 4.5 | [50 empty] | 0 | 0 | 0 | [6 empty] | 0 | 1 | 1 | EA | 1 |  |  |  | Control And Automation |  | Switches |  | Speed Switch | Black | [16 empty] | Traditional | [245 empty] | <a href="https://www.lutron.com/TechnicalDocumentLibrary/033203.pdf" target="_blank">Installation Instructions</a> | [23 empty] | 10.000 DW |  |  | 2.3000 IN | [89 empty] | 1.000 EA | 1.000 EA | [35 empty] | No | [42 empty] | https://www.lutron.com/technicaldocumentlibrary/spec%20guide%20volume%201%20with%20addendums.pdf#page=20 | [7 empty] | Shelf Stock | [13 empty] | <a href="https://www.lutron.com/TechnicalDocumentLibrary/368-4493_Page_31.pdf" target="_blank">Tech Drawing</a> | [25 empty] | 39122240 | [13 empty] | <a href="https://www.lutron.com/TechnicalDocumentLibrary/369-119_Wallbox_Warranty.pdf" target="_blank">Warranty Information</a> |  |  |  |  | 0.250 L | [14 empty] | 0 | 0 | 0 | 0 | Electrical | 2016-07-15 12:08 | 2024-07-20 11:05 | 0000-00-00 00:00:00 | 2024-07-20 11:05 | 0000-00-00 00:00:00 | [6 empty] | Black
4 | Lutron Electronics | SFS-5E-BR | 4460-1458 | 4460 | 1458 | Lutron Electronics | Ecom_SFS-5E-BR_WithWallPlate.jpeg?w=1500 | 27557680905 | SKYLARK 120V 5A FAN SPD BROWN | Skylark Fan-Speed Control, Single-pole, slide-to-off, fully variable fan control, 120V/5A in brown |  | 2.3 | 4.5 | [50 empty] | 0 | 0 | 0 | [6 empty] | 0 | 1 | 1 | EA | 1 |  |  |  | Control And Automation |  | Switches |  | Speed Switch | Brown | [16 empty] | Traditional | [245 empty] | <a href="https://www.lutron.com/TechnicalDocumentLibrary/033203.pdf" target="_blank">Installation Instructions</a> | [23 empty] | 2.000 DW |  |  | 2.3000 IN | [89 empty] | 1.000 EA | 1.000 EA | [35 empty] | No | [42 empty] | https://www.lutron.com/technicaldocumentlibrary/spec%20guide%20volume%201%20with%20addendums.pdf#page=20 | [7 empty] | Shelf Stock | [13 empty] | <a href="https://www.lutron.com/TechnicalDocumentLibrary/368-4493_Page_31.pdf" target="_blank">Tech Drawing</a> | [25 empty] | 39122240 | [13 empty] | <a href="https://www.lutron.com/TechnicalDocumentLibrary/369-119_Wallbox_Warranty.pdf" target="_blank">Warranty Information</a> |  |  |  |  | 0.250 L | [14 empty] | 0 | 0 | 0 | 0 | Electrical | 2016-07-15 12:08 | 2024-07-20 11:05 | 0000-00-00 00:00:00 | 2024-07-20 11:05 | 0000-00-00 00:00:00 | [6 empty] | Brown
4 | Lutron Electronics | SFS-5E-GR | 4460-1459 | 4460 | 1459 | Lutron Electronics | Ecom_SFS-5E-GR_WithWallPlate.jpeg?w=1500 | 27557680912 | SKYLARK 120V 5A FAN SPD GRAY | Skylark Fan-Speed Control, Single-pole, slide-to-off, fully variable fan control, 120V/5A in gray |  | 2.3 | 4.5 | [50 empty] | 0 | 0 | 0 | [6 empty] | 0 | 1 | 1 | EA | 1 |  |  |  | Control And Automation |  | Switches |  | Speed Switch | Gray | [16 empty] | Traditional | [245 empty] | <a href="https://www.lutron.com/TechnicalDocumentLibrary/033203.pdf" target="_blank">Installation Instructions</a> | [23 empty] | 2.000 DW |  |  | 2.3000 IN | [89 empty] | 1.000 EA | 1.000 EA | [35 empty] | No | [42 empty] | https://www.lutron.com/technicaldocumentlibrary/spec%20guide%20volume%201%20with%20addendums.pdf#page=20 | [7 empty] | Shelf Stock | [13 empty] | <a href="https://www.lutron.com/TechnicalDocumentLibrary/368-4493_Page_31.pdf" target="_blank">Tech Drawing</a> | [25 empty] | 39122240 | [13 empty] | <a href="https://www.lutron.com/TechnicalDocumentLibrary/369-119_Wallbox_Warranty.pdf" target="_blank">Warranty Information</a> |  |  |  |  | 0.250 L | [14 empty] | 0 | 0 | 0 | 0 | Electrical | 2016-07-15 12:08 | 2024-07-20 11:05 | 0000-00-00 00:00:00 | 2024-07-20 11:05 | 0000-00-00 00:00:00 | [6 empty] | Gray
1 | Lutron Electronics | AY-10P-BR | 4460-1460 | 4460 | 1460 | Lutron Electronics | AY-10P-BR.jpg | 27557681100 | ARIADNI 1000W PRESET BROWN | Ariadni Dimmer, Incandescent/Halogen, Single-pole, preset, 120V/1000W in brown |  | 2.3 | 4.5 |  | AY-10P-BR.jpg | http://grandbrass.xologic.com/vendors/4460/large/AY-10P-BR.jpg | [47 empty] | 0 | 0 | 0 | [6 empty] | 0 | 1 | 1 | EA | 1 | Lighting Controls | [7 empty] | Brown | [16 empty] | Traditional |  |  | Dimmers | [242 empty] | <a href="https://www.lutron.com/TechnicalDocumentLibrary/0301689.pdf" target="_blank">Installation Instructions</a> | [23 empty] | 10.000 DW |  |  | 2.4000 IN | [89 empty] | 1.000 EA | 1.000 EA | [35 empty] | No | [42 empty] | https://assets.lutron.com/a/documents/spec%20guide%20volume%201%20with%20addendums.pdf#page=50 | [7 empty] | Shelf Stock | [13 empty] | <a href="https://www.lutron.com/TechnicalDocumentLibrary/368-4493_Page_2.pdf" target="_blank">Tech Drawing</a> | [25 empty] | 39122206 | [6 empty] | <a href="https://www.lutron.com/Education-Training/Tools/Pages/InstallDimmer.aspx?syst=Dimmers+%26+Switches&prodn=Ariadni%c2%ae+%2f+Toggler%c2%ae+dimmer" target="_blank">Product Video Clip</a> | [6 empty] | <a href="https://www.lutron.com/TechnicalDocumentLibrary/369-119_Wallbox_Warranty.pdf" target="_blank">Warranty Information</a> |  |  |  |  | 0.250 L | [14 empty] | 0 | 0 | 0 | 0 | Lighting Fixtures | 2016-07-15 12:08 | 2024-07-20 11:06 | 0000-00-00 00:00:00 | 2024-07-20 11:06 | 0000-00-00 00:00:00 | [6 empty] | Brown
1 | Lutron Electronics | AY-10PNL-BR | 4460-1461 | 4460 | 1461 | Lutron Electronics | AY-10PNL-BR.jpg | 27557681452 | ARIADNI 1000W PRESET BROWN W/NLITE | Ariadni Dimmer with Locator Light, Incandescent/Halogen, Single-pole, preset, 120V/1000W in brown |  | 2.3 | 4.5 |  | AY-10PNL-BR.jpg | http://grandbrass.xologic.com/vendors/4460/large/AY-10PNL-BR.jpg | [47 empty] | 0 | 0 | 0 | [6 empty] | 0 | 1 | 1 | EA | 1 | Lighting Controls | [7 empty] | Brown | [16 empty] | Traditional |  |  | Dimmers | [242 empty] | <a href="https://www.lutron.com/TechnicalDocumentLibrary/0301689.pdf" target="_blank">Installation Instructions</a> | [23 empty] | 10.000 DW |  |  | 2.3000 IN | [89 empty] | 1.000 EA | 1.000 EA | [35 empty] | No | [42 empty] | https://assets.lutron.com/a/documents/spec%20guide%20volume%201%20with%20addendums.pdf#page=50 | [7 empty] | Shelf Stock | [13 empty] | <a href="https://www.lutron.com/TechnicalDocumentLibrary/368-4493_Page_2.pdf" target="_blank">Tech Drawing</a> | [25 empty] | 39122206 | [6 empty] | <a href="https://www.lutron.com/Education-Training/Tools/Pages/InstallDimmer.aspx?syst=Dimmers+%26+Switches&prodn=Ariadni%c2%ae+%2f+Toggler%c2%ae+dimmer" target="_blank">Product Video Clip</a> | [6 empty] | <a href="https://www.lutron.com/TechnicalDocumentLibrary/369-119_Wallbox_Warranty.pdf" target="_blank">Warranty Information</a> |  |  |  |  | 0.250 L | [14 empty] | 0 | 0 | 0 | 0 | Lighting Fixtures | 2016-07-15 12:08 | 2024-07-20 11:04 | 0000-00-00 00:00:00 | 2024-07-20 11:04 | 0000-00-00 00:00:00 | [6 empty] | Brown
4 | Lutron Electronics | SFSQ-F-BL | 4460-1463 | 4460 | 1463 | Lutron Electronics | SFSQ-F-BL.jpeg?w=1500 | 27557682626 | SKYLARK QUIET FAN SPEED BLACK | Skylark Fan-Speed Control, Single-pole, quiet 3-speed, 120V/1.5A in black |  | 2.3 | 4.5 | [50 empty] | 0 | 0 | 0 | [6 empty] | 0 | 1 | 1 | EA | 1 |  |  |  | Control And Automation |  | Switches |  | Speed Switch | Black | [16 empty] | Traditional | [245 empty] | <a href="https://www.lutron.com/TechnicalDocumentLibrary/033206.pdf" target="_blank">Installation Instructions</a> | [23 empty] | 30.000 DW |  |  | 2.3000 IN | [89 empty] | 1.000 EA | 1.000 EA | [35 empty] | No | [42 empty] | https://www.lutron.com/technicaldocumentlibrary/spec%20guide%20volume%201%20with%20addendums.pdf#page=20 | [7 empty] | Shelf Stock | [13 empty] | <a href="https://www.lutron.com/TechnicalDocumentLibrary/368-4493_Page_2.pdf" target="_blank">Tech Drawing</a> | [25 empty] | 39122240 | [13 empty] | <a href="https://www.lutron.com/TechnicalDocumentLibrary/369-119_Wallbox_Warranty.pdf" target="_blank">Warranty Information</a> |  |  |  |  | 0.220 L | [14 empty] | 0 | 0 | 0 | 0 | Electrical | 2016-07-15 12:08 | 2024-07-20 11:06 | 0000-00-00 00:00:00 | 2024-07-20 11:06 | 0000-00-00 00:00:00 | [6 empty] | Black
4 | Lutron Electronics | SFSQ-F-BR | 4460-1464 | 4460 | 1464 | Lutron Electronics | SFSQ-F-BR.jpeg?w=1500 | 27557682633 | SKYLARK QUIET FAN SPEED BROWN | Skylark Fan-Speed Control, Single-pole, quiet 3-speed, 120V/1.5A in brown |  | 2.3 | 4.5 | [50 empty] | 0 | 0 | 0 | [6 empty] | 0 | 1 | 1 | EA | 1 |  |  |  | Control And Automation |  | Switches |  | Speed Switch | Brown | [16 empty] | Traditional | [245 empty] | <a href="https://www.lutron.com/TechnicalDocumentLibrary/033206.pdf" target="_blank">Installation Instructions</a> | [23 empty] | 30.000 DW |  |  | 2.3000 IN | [89 empty] | 1.000 EA | 1.000 EA | [35 empty] | No | [42 empty] | https://www.lutron.com/technicaldocumentlibrary/spec%20guide%20volume%201%20with%20addendums.pdf#page=20 | [7 empty] | Shelf Stock | [13 empty] | <a href="https://www.lutron.com/TechnicalDocumentLibrary/368-4493_Page_2.pdf" target="_blank">Tech Drawing</a> | [25 empty] | 39122240 | [13 empty] | <a href="https://www.lutron.com/TechnicalDocumentLibrary/369-119_Wallbox_Warranty.pdf" target="_blank">Warranty Information</a> |  |  |  |  | 0.220 L | [14 empty] | 0 | 0 | 0 | 0 | Electrical | 2016-07-15 12:08 | 2024-07-20 11:07 | 0000-00-00 00:00:00 | 2024-07-20 11:07 | 0000-00-00 00:00:00 | [6 empty] | Brown
4 | Lutron Electronics | SFSQ-F-GR | 4460-1465 | 4460 | 1465 | Lutron Electronics | SFSQ-F-GR.jpeg?w=1500 | 27557682640 | SKYLARK QUIET FAN SPEED GRAY | Skylark Fan-Speed Control, Single-pole, quiet 3-speed, 120V/1.5A in gray |  | 2.3 | 4.5 | [50 empty] | 0 | 0 | 0 | [6 empty] | 0 | 1 | 1 | EA | 1 |  |  |  | Control And Automation |  | Switches |  | Speed Switch | Gray | [16 empty] | Traditional | [245 empty] | <a href="https://www.lutron.com/TechnicalDocumentLibrary/033206.pdf" target="_blank">Installation Instructions</a> | [23 empty] | 30.000 DW |  |  | 2.3000 IN | [89 empty] | 1.000 EA | 1.000 EA | [35 empty] | No | [42 empty] | https://www.lutron.com/technicaldocumentlibrary/spec%20guide%20volume%201%20with%20addendums.pdf#page=20 | [7 empty] | Shelf Stock | [13 empty] | <a href="https://www.lutron.com/TechnicalDocumentLibrary/368-4493_Page_2.pdf" target="_blank">Tech Drawing</a> | [25 empty] | 39122240 | [13 empty] | <a href="https://www.lutron.com/TechnicalDocumentLibrary/369-119_Wallbox_Warranty.pdf" target="_blank">Warranty Information</a> |  |  |  |  | 0.220 L | [14 empty] | 0 | 0 | 0 | 0 | Electrical | 2016-07-15 12:08 | 2024-07-20 11:08 | 0000-00-00 00:00:00 | 2024-07-20 11:08 | 0000-00-00 00:00:00 | [6 empty] | Gray
1 | Lutron Electronics | SFSQ-LF-BL | 4460-1466 | 4460 | 1466 | Lutron Electronics | Ecom_SFSQ-LF-BL_withwallplate.jpeg?w=1500 | 27557682657 | SKYLARK QUIET LIGHT/FAN SPD BL | Skylark Fan-Speed Control, Single-pole, quiet 3-speed, 120V/360W light, 1.5A fan in black |  | 2.3 | 4.5 | [50 empty] | 0 | 0 | 0 | [6 empty] | 0 | 1 | 1 | EA | 1 | Lighting Controls | [7 empty] | Black | [16 empty] | Traditional |  |  | Lightswitches | [242 empty] | <a href="https://www.lutron.com/TechnicalDocumentLibrary/033203.pdf" target="_blank">Installation Instructions</a> | [23 empty] | 10.000 DW |  |  | 2.3000 IN | [89 empty] | 1.000 EA | 1.000 EA | [35 empty] | No | [42 empty] | https://www.lutron.com/technicaldocumentlibrary/spec%20guide%20volume%201%20with%20addendums.pdf#page=20 | [7 empty] | Shelf Stock | [13 empty] | <a href="https://www.lutron.com/TechnicalDocumentLibrary/368-4493_Page_31.pdf" target="_blank">Tech Drawing</a> | [25 empty] | 39122232 | [6 empty] | <a href="https://www.lutron.com/Education-Training/Tools/Pages/InstallDimmer.aspx?syst=Dimmers+%26+Switches&prodn=Skylark%c2%ae+dimmer" target="_blank">Product Video Clip</a> | [6 empty] | <a href="https://www.lutron.com/TechnicalDocumentLibrary/369-119_Wallbox_Warranty.pdf" target="_blank">Warranty Information</a> |  |  |  |  | 0.250 L | [14 empty] | 0 | 0 | 0 | 0 | Lighting Fixtures | 2016-07-15 12:08 | 2024-07-20 11:04 | 0000-00-00 00:00:00 | 2024-07-20 11:04 | 0000-00-00 00:00:00 | [6 empty] | Black
1 | Lutron Electronics | SFSQ-LF-BR | 4460-1467 | 4460 | 1467 | Lutron Electronics | Ecom_SFSQ-LF-BR_withwallplate.jpeg?w=1500 | 27557682664 | SKYLARK QUIET LIGHT/FAN SPD BR | Skylark Fan-Speed Control, Single-pole, quiet 3-speed, 120V/360W light, 1.5A fan in brown |  | 2.3 | 4.5 | [50 empty] | 0 | 0 | 0 | [6 empty] | 0 | 1 | 1 | EA | 1 | Lighting Controls | [7 empty] | Brown | [16 empty] | Traditional |  |  | Lightswitches | [242 empty] | <a href="https://www.lutron.com/TechnicalDocumentLibrary/033203.pdf" target="_blank">Installation Instructions</a> | [23 empty] | 10.000 DW |  |  | 2.3000 IN | [89 empty] | 1.000 EA | 1.000 EA | [35 empty] | No | [42 empty] | https://www.lutron.com/technicaldocumentlibrary/spec%20guide%20volume%201%20with%20addendums.pdf#page=20 | [7 empty] | Shelf Stock | [13 empty] | <a href="https://www.lutron.com/TechnicalDocumentLibrary/368-4493_Page_31.pdf" target="_blank">Tech Drawing</a> | [25 empty] | 39122232 | [6 empty] | <a href="https://www.lutron.com/Education-Training/Tools/Pages/InstallDimmer.aspx?syst=Dimmers+%26+Switches&prodn=Skylark%c2%ae+dimmer" target="_blank">Product Video Clip</a> | [6 empty] | <a href="https://www.lutron.com/TechnicalDocumentLibrary/369-119_Wallbox_Warranty.pdf" target="_blank">Warranty Information</a> |  |  |  |  | 0.250 L | [14 empty] | 0 | 0 | 0 | 0 | Lighting Fixtures | 2016-07-15 12:08 | 2024-07-20 11:06 | 0000-00-00 00:00:00 | 2024-07-20 11:06 | 0000-00-00 00:00:00 | [6 empty] | Brown
1 | Lutron Electronics | SFSQ-LF-GR | 4460-1468 | 4460 | 1468 | Lutron Electronics | Ecom_SFSQ-LF-GR_withwallplate.jpeg?w=1500 | 27557682671 | SKYLARK QUIET LIGHT/FAN SPD GR | Skylark Fan-Speed Control, Single-pole, quiet 3-speed, 120V/360W light, 1.5A fan in gray |  | 2.3 | 4.5 | [50 empty] | 0 | 0 | 0 | [6 empty] | 0 | 1 | 1 | EA | 1 | Lighting Controls | [7 empty] | Gray | [16 empty] | Traditional |  |  | Lightswitches | [242 empty] | <a href="https://www.lutron.com/TechnicalDocumentLibrary/033203.pdf" target="_blank">Installation Instructions</a> | [23 empty] | 10.000 DW |  |  | 2.3000 IN | [89 empty] | 1.000 EA | 1.000 EA | [35 empty] | No | [42 empty] | https://www.lutron.com/technicaldocumentlibrary/spec%20guide%20volume%201%20with%20addendums.pdf#page=20 | [7 empty] | Shelf Stock | [13 empty] | <a href="https://www.lutron.com/TechnicalDocumentLibrary/368-4493_Page_31.pdf" target="_blank">Tech Drawing</a> | [25 empty] | 39122232 | [6 empty] | <a href="https://www.lutron.com/Education-Training/Tools/Pages/InstallDimmer.aspx?syst=Dimmers+%26+Switches&prodn=Skylark%c2%ae+dimmer" target="_blank">Product Video Clip</a> | [6 empty] | <a href="https://www.lutron.com/TechnicalDocumentLibrary/369-119_Wallbox_Warranty.pdf" target="_blank">Warranty Information</a> |  |  |  |  | 0.250 L | [14 empty] | 0 | 0 | 0 | 0 | Lighting Fixtures | 2016-07-15 12:08 | 2024-07-20 11:07 | 0000-00-00 00:00:00 | 2024-07-20 11:07 | 0000-00-00 00:00:00 | [6 empty] | Gray
1 | Lutron Electronics | NTF-10-WH | 4460-1469 | 4460 | 1469 | Lutron Electronics | NTF-10-WH.jpg | 27557682855 | NOVA T FLUOR CTRL 1-10LP WHITE | Nova T Dimmer, Fluorescent or LED Dimming with 3-Wire Ballasts and Drivers, Single-pole (small control), 120V/16A in white |  | 4.1 | 5.3 |  | NTF-10-WH.jpg | http://grandbrass.xologic.com/vendors/4460/large/NTF-10-WH.jpg | [47 empty] | 0 | 0 | 0 | [6 empty] | 0 | 1 | 1 | EA | 1 | Lighting Controls | [7 empty] | White | [19 empty] | Dimmers | [242 empty] | <a href="https://www.lutron.com/TechnicalDocumentLibrary/0301030A.pdf" target="_blank">Installation Instructions</a> | [23 empty] | 10.000 DW |  |  | 3.1000 IN | [7 empty] | <a href="https://www.lutron.com/TechnicalDocumentLibrary/NovaT_Family.pdf" target="_blank">Line Drawing</a> | [81 empty] | 1.000 EA | 1.000 EA | [35 empty] | No | [42 empty] | https://www.lutron.com/TechnicalDocumentLibrary/NovaTB.pdf | [7 empty] | Shelf Stock | [13 empty] | <a href="https://www.lutron.com/TechnicalDocumentLibrary/368-4493_Page_40.pdf" target="_blank">Tech Drawing</a> | [25 empty] | 39122206 | [13 empty] | <a href="https://www.lutron.com/TechnicalDocumentLibrary/369-119_Wallbox_Warranty.pdf" target="_blank">Warranty Information</a> |  |  |  |  | 0.550 L | [14 empty] | 0 | 0 | 0 | 0 | Lighting Fixtures | 2016-07-15 12:08 | 2024-07-20 11:03 | 0000-00-00 00:00:00 | 2024-07-20 11:03 | 0000-00-00 00:00:00 | [6 empty] | White
1 | Lutron Electronics | NTF-10-BE | 4460-1470 | 4460 | 1470 | Lutron Electronics | NTF-10-BE.jpg | 27557682862 | NOVA T FLUOR CTRL 1-10LP BEIGE | Nova T Dimmer, Fluorescent or LED Dimming with 3-Wire Ballasts and Drivers, Single-pole (small control), 120V/16A in beige |  | 4.1 | 5.3 |  | NTF-10-BE.jpg | http://grandbrass.xologic.com/vendors/4460/large/NTF-10-BE.jpg | [47 empty] | 0 | 0 | 0 | [6 empty] | 0 | 1 | 1 | EA | 1 | Lighting Controls | [7 empty] | White | [19 empty] | Dimmers | [242 empty] | <a href="https://www.lutron.com/TechnicalDocumentLibrary/0301030A.pdf" target="_blank">Installation Instructions</a> | [23 empty] | 2.000 DW |  |  | 3.1000 IN | [7 empty] | <a href="https://www.lutron.com/TechnicalDocumentLibrary/NovaT_Family.pdf" target="_blank">Line Drawing</a> | [81 empty] | 1.000 EA | 1.000 EA | [35 empty] | No | [42 empty] | https://www.lutron.com/TechnicalDocumentLibrary/NovaTB.pdf | [7 empty] | Shelf Stock | [13 empty] | <a href="https://www.lutron.com/TechnicalDocumentLibrary/368-4493_Page_40.pdf" target="_blank">Tech Drawing</a> | [25 empty] | 39122206 | [13 empty] | <a href="https://www.lutron.com/TechnicalDocumentLibrary/369-119_Wallbox_Warranty.pdf" target="_blank">Warranty Information</a> |  |  |  |  | 0.550 L | [14 empty] | 0 | 0 | 0 | 0 | Lighting Fixtures | 2016-07-15 12:08 | 2024-07-20 11:03 | 0000-00-00 00:00:00 | 2024-07-20 11:03 | 0000-00-00 00:00:00 | [6 empty] | Beige
1 | Lutron Electronics | NTF-10-BR | 4460-1471 | 4460 | 1471 | Lutron Electronics | NTF-10-BR.jpg | 27557682879 | NOVA T FLUOR CTRL 1-10LP BROWN | Nova T Dimmer, Fluorescent or LED Dimming with 3-Wire Ballasts and Drivers, Single-pole (small control), 120V/16A in brown |  | 4.1 | 5.3 |  | NTF-10-BR.jpg | http://grandbrass.xologic.com/vendors/4460/large/NTF-10-BR.jpg | [47 empty] | 0 | 0 | 0 | [6 empty] | 0 | 1 | 1 | EA | 1 | Lighting Controls | [7 empty] | Brown | [19 empty] | Dimmers | [242 empty] | <a href="https://www.lutron.com/TechnicalDocumentLibrary/0301030A.pdf" target="_blank">Installation Instructions</a> | [23 empty] | 2.000 DW |  |  | 3.1000 IN | [7 empty] | <a href="https://www.lutron.com/TechnicalDocumentLibrary/NovaT_Family.pdf" target="_blank">Line Drawing</a> | [81 empty] | 1.000 EA | 1.000 EA | [35 empty] | No | [42 empty] | https://www.lutron.com/TechnicalDocumentLibrary/NovaTB.pdf | [7 empty] | Shelf Stock | [13 empty] | <a href="https://www.lutron.com/TechnicalDocumentLibrary/368-4493_Page_40.pdf" target="_blank">Tech Drawing</a> | [25 empty] | 39122206 | [13 empty] | <a href="https://www.lutron.com/TechnicalDocumentLibrary/369-119_Wallbox_Warranty.pdf" target="_blank">Warranty Information</a> |  |  |  |  | 0.550 L | [14 empty] | 0 | 0 | 0 | 0 | Lighting Fixtures | 2016-07-15 12:08 | 2024-07-20 11:09 | 0000-00-00 00:00:00 | 2024-07-20 11:09 | 0000-00-00 00:00:00 | [6 empty] | Brown
1 | Lutron Electronics | NTF-10-BL | 4460-1472 | 4460 | 1472 | Lutron Electronics | NTF-10-BL.jpg | 27557682886 | NOVA T FLUOR CTRL 1-10LP BLACK | Nova T Dimmer, Fluorescent or LED Dimming with 3-Wire Ballasts and Drivers, Single-pole (small control), 120V/16A in black |  | 4.1 | 5.3 |  | NTF-10-BL.jpg | http://grandbrass.xologic.com/vendors/4460/large/NTF-10-BL.jpg | [47 empty] | 0 | 0 | 0 | [6 empty] | 0 | 1 | 1 | EA | 1 | Lighting Controls | [7 empty] | Black | [19 empty] | Dimmers | [242 empty] | <a href="https://www.lutron.com/TechnicalDocumentLibrary/0301030A.pdf" target="_blank">Installation Instructions</a> | [23 empty] | 2.000 DW |  |  | 3.1000 IN | [7 empty] | <a href="https://www.lutron.com/TechnicalDocumentLibrary/NovaT_Family.pdf" target="_blank">Line Drawing</a> | [81 empty] | 1.000 EA | 1.000 EA | [35 empty] | No | [42 empty] | https://www.lutron.com/TechnicalDocumentLibrary/NovaTB.pdf | [7 empty] | Shelf Stock | [13 empty] | <a href="https://www.lutron.com/TechnicalDocumentLibrary/368-4493_Page_40.pdf" target="_blank">Tech Drawing</a> | [25 empty] | 39122206 | [13 empty] | <a href="https://www.lutron.com/TechnicalDocumentLibrary/369-119_Wallbox_Warranty.pdf" target="_blank">Warranty Information</a> |  |  |  |  | 0.550 L | [14 empty] | 0 | 0 | 0 | 0 | Lighting Fixtures | 2016-07-15 12:08 | 2024-07-20 11:04 | 0000-00-00 00:00:00 | 2024-07-20 11:04 | 0000-00-00 00:00:00 | [6 empty] | Black
1 | Lutron Electronics | NTF-10-GR | 4460-1473 | 4460 | 1473 | Lutron Electronics | NTF-10-GR.jpg | 27557682893 | NOVA T FLUOR CTRL 1-10LP GRAY | Nova T Dimmer, Fluorescent or LED Dimming with 3-Wire Ballasts and Drivers, Single-pole (small control), 120V/16A in gray |  | 4.1 | 5.3 |  | NTF-10-GR.jpg | http://grandbrass.xologic.com/vendors/4460/large/NTF-10-GR.jpg | [47 empty] | 0 | 0 | 0 | [6 empty] | 0 | 1 | 1 | EA | 1 | Lighting Controls | [7 empty] | Gray | [19 empty] | Dimmers | [242 empty] | <a href="https://www.lutron.com/TechnicalDocumentLibrary/0301030A.pdf" target="_blank">Installation Instructions</a> | [23 empty] | 2.000 DW |  |  | 3.1000 IN | [7 empty] | <a href="https://www.lutron.com/TechnicalDocumentLibrary/NovaT_Family.pdf" target="_blank">Line Drawing</a> | [81 empty] | 1.000 EA | 1.000 EA | [35 empty] | No | [42 empty] | https://www.lutron.com/TechnicalDocumentLibrary/NovaTB.pdf | [7 empty] | Shelf Stock | [13 empty] | <a href="https://www.lutron.com/TechnicalDocumentLibrary/368-4493_Page_40.pdf" target="_blank">Tech Drawing</a> | [25 empty] | 39122206 | [13 empty] | <a href="https://www.lutron.com/TechnicalDocumentLibrary/369-119_Wallbox_Warranty.pdf" target="_blank">Warranty Information</a> |  |  |  |  | 0.550 L | [14 empty] | 0 | 0 | 0 | 0 | Lighting Fixtures | 2016-07-15 12:08 | 2024-07-20 11:11 | 0000-00-00 00:00:00 | 2024-07-20 11:11 | 0000-00-00 00:00:00 | [6 empty] | Gray
1 | Lutron Electronics | NTF-10-IV | 4460-1474 | 4460 | 1474 | Lutron Electronics | NTF-10-IV.jpg | 27557682909 | NOVA T FLUOR CTRL 1-10LP IVORY | Nova T Dimmer, Fluorescent or LED Dimming with 3-Wire Ballasts and Drivers, Single-pole (small control), 120V/16A in ivory |  | 4.1 | 5.3 |  | NTF-10-IV.jpg | http://grandbrass.xologic.com/vendors/4460/large/NTF-10-IV.jpg | [47 empty] | 0 | 0 | 0 | [6 empty] | 0 | 1 | 1 | EA | 1 | Lighting Controls | [7 empty] | White | [19 empty] | Dimmers | [242 empty] | <a href="https://www.lutron.com/TechnicalDocumentLibrary/0301030A.pdf" target="_blank">Installation Instructions</a> | [23 empty] | 2.000 DW |  |  | 3.1000 IN | [7 empty] | <a href="https://www.lutron.com/TechnicalDocumentLibrary/NovaT_Family.pdf" target="_blank">Line Drawing</a> | [81 empty] | 1.000 EA | 1.000 EA | [35 empty] | No | [42 empty] | https://www.lutron.com/TechnicalDocumentLibrary/NovaTB.pdf | [7 empty] | Shelf Stock | [13 empty] | <a href="https://www.lutron.com/TechnicalDocumentLibrary/368-4493_Page_40.pdf" target="_blank">Tech Drawing</a> | [25 empty] | 39122206 | [13 empty] | <a href="https://www.lutron.com/TechnicalDocumentLibrary/369-119_Wallbox_Warranty.pdf" target="_blank">Warranty Information</a> |  |  |  |  | 0.550 L | [14 empty] | 0 | 0 | 0 | 0 | Lighting Fixtures | 2016-07-15 12:08 | 2024-07-20 11:05 | 0000-00-00 00:00:00 | 2024-07-20 11:05 | 0000-00-00 00:00:00 | [6 empty] | Ivory
1 | Lutron Electronics | AY-103P-BR | 4460-1475 | 4460 | 1475 | Lutron Electronics | AY-103P-BR.jpg | 27557683302 | ARIADNI 1000W PRESET 3WY BROWN | Ariadni Dimmer, Incandescent/Halogen, 3-way, preset, 120V/1000W in brown |  | 2.3 | 4.5 |  | AY-103P-BR.jpg | http://grandbrass.xologic.com/vendors/4460/large/AY-103P-BR.jpg | [47 empty] | 0 | 0 | 0 | [6 empty] | 0 | 1 | 1 | EA | 1 | Lighting Controls | [7 empty] | Brown | [16 empty] | Traditional |  |  | Dimmers | [242 empty] | <a href="https://www.lutron.com/TechnicalDocumentLibrary/0301689.pdf" target="_blank">Installation Instructions</a> | [23 empty] | 2.000 DW |  |  | 2.3000 IN | [89 empty] | 1.000 EA | 1.000 EA | [35 empty] | No | [42 empty] | https://assets.lutron.com/a/documents/spec%20guide%20volume%201%20with%20addendums.pdf#page=50 | [7 empty] | Shelf Stock | [13 empty] | <a href="https://www.lutron.com/TechnicalDocumentLibrary/368-4493_Page_5.pdf" target="_blank">Tech Drawing</a> | [25 empty] | 39122206 | [6 empty] | <a href="https://www.lutron.com/Education-Training/Tools/Pages/InstallDimmer.aspx?syst=Dimmers+%26+Switches&prodn=Ariadni%c2%ae+%2f+Toggler%c2%ae+dimmer" target="_blank">Product Video Clip</a> | [6 empty] | <a href="https://www.lutron.com/TechnicalDocumentLibrary/369-119_Wallbox_Warranty.pdf" target="_blank">Warranty Information</a> |  |  |  |  | 0.150 L | [14 empty] | 0 | 0 | 0 | 0 | Lighting Fixtures | 2016-07-15 12:08 | 2024-07-20 11:06 | 0000-00-00 00:00:00 | 2024-07-20 11:06 | 0000-00-00 00:00:00 | [6 empty] | Brown
1 | Lutron Electronics | S-103PH-WH | 4460-1477 | 4460 | 1477 | Lutron Electronics | S-103PH-WH.jpg | 27557684378 | SKYLARK 1000W 3WY WH CLAMSHELL | Skylark Dimmer with On/Off Switch, Incandescent/Halogen, 3-way, preset, 120V/1000W, clamshell packaging in white |  | 4.1 | 6.1 |  | S-103PH-WH.jpg | http://grandbrass.xologic.com/vendors/4460/large/S-103PH-WH.jpg | [47 empty] | 0 | 0 | 0 | [6 empty] | 0 | 1 | 1 | EA | 1 | Lighting Controls | [7 empty] | White | [16 empty] | Traditional |  |  | Dimmers | [242 empty] | <a href="https://www.lutron.com/TechnicalDocumentLibrary/0301689.pdf" target="_blank">Installation Instructions</a> | [23 empty] | 10.000 DW |  |  | 2.8000 IN | [89 empty] | 1.000 EA | 1.000 EA | [35 empty] | No | [42 empty] | https://www.lutron.com/technicaldocumentlibrary/spec%20guide%20volume%201%20with%20addendums.pdf#page=20 | [7 empty] | Shelf Stock | [13 empty] | <a href="https://www.lutron.com/TechnicalDocumentLibrary/368-4493_Page_5.pdf" target="_blank">Tech Drawing</a> | [25 empty] | 39122206 | [13 empty] | <a href="https://www.lutron.com/TechnicalDocumentLibrary/369-119_Wallbox_Warranty.pdf" target="_blank">Warranty Information</a> |  |  |  |  | 0.350 L | [14 empty] | 0 | 0 | 0 | 0 | Lighting Fixtures | 2016-07-15 12:08 | 2024-07-20 11:04 | 0000-00-00 00:00:00 | 2024-07-20 11:04 | 0000-00-00 00:00:00 | [6 empty] | White
1 | Lutron Electronics | S2-LFSQH-WH | 4460-1478 | 4460 | 1478 | Lutron Electronics | S2-LFSQH-WH.jpg | 27557684385 | SKYLARK DUAL LGT/QUIET FAN WH CLAMSHELL | Skylark Fan/Light Control, Single-pole, quiet 3-speed and dimmer, 120V/300W light, 1.5A fan, clamshell packaging in white |  | 4.1 | 6.1 |  | S2-LFSQH-WH.jpg | http://grandbrass.xologic.com/vendors/4460/large/S2-LFSQH-WH.jpg | [47 empty] | 0 | 0 | 0 | [6 empty] | 0 | 1 | 1 | EA | 1 | Lighting Controls | [7 empty] | White | [16 empty] | Traditional |  |  | Lightswitches | [242 empty] | <a href="https://www.lutron.com/TechnicalDocumentLibrary/0301992.pdf" target="_blank">Installation Instructions</a> | [23 empty] | 15.000 DW |  |  | 2.8000 IN | [89 empty] | 1.000 EA | 1.000 EA | [35 empty] | No | [42 empty] | https://www.lutron.com/technicaldocumentlibrary/spec%20guide%20volume%201%20with%20addendums.pdf#page=20 | [7 empty] | Shelf Stock | [13 empty] | <a href="https://www.lutron.com/TechnicalDocumentLibrary/368-4493_Page_30.pdf" target="_blank">Tech Drawing</a> | [25 empty] | 39122232 | [13 empty] | <a href="https://www.lutron.com/TechnicalDocumentLibrary/369-119_Wallbox_Warranty.pdf" target="_blank">Warranty Information</a> |  |  |  |  | 0.350 L | [14 empty] | 0 | 0 | 0 | 0 | Lighting Fixtures | 2016-07-15 12:08 | 2024-07-20 11:11 | 0000-00-00 00:00:00 | 2024-07-20 11:11 | 0000-00-00 00:00:00 | [6 empty] | White
1 | Lutron Electronics | S-1000H-WH | 4460-1479 | 4460 | 1479 | Lutron Electronics | S-1000H-WH.jpg | 27557684415 | SKYLARK 1000W INC WH CLAMSHELL | Skylark Slide-to-Off Dimmer, Incandescent/Halogen, Single-pole, 120V/1000W, clamshell packaging in white |  | 4.1 | 6.1 |  | S-1000H-WH.jpg | http://grandbrass.xologic.com/vendors/4460/large/S-1000H-WH.jpg | [47 empty] | 0 | 0 | 0 | [6 empty] | 0 | 1 | 1 | EA | 1 | Lighting Controls | [7 empty] | White | [16 empty] | Traditional |  |  | Dimmers | [242 empty] | <a href="https://www.lutron.com/TechnicalDocumentLibrary/0301689.pdf" target="_blank">Installation Instructions</a> | [23 empty] | 10.000 DW |  |  | 2.8000 IN | [89 empty] | 1.000 EA | 1.000 EA | [35 empty] | No | [42 empty] | https://www.lutron.com/technicaldocumentlibrary/spec%20guide%20volume%201%20with%20addendums.pdf#page=20 | [7 empty] | Shelf Stock | [13 empty] | <a href="https://www.lutron.com/TechnicalDocumentLibrary/368-4493_Page_2.pdf" target="_blank">Tech Drawing</a> | [25 empty] | 39122206 | [13 empty] | <a href="https://www.lutron.com/TechnicalDocumentLibrary/369-119_Wallbox_Warranty.pdf" target="_blank">Warranty Information</a> |  |  |  |  | 0.250 L | [14 empty] | 0 | 0 | 0 | 0 | Lighting Fixtures | 2016-07-15 12:08 | 2024-07-20 11:07 | 0000-00-00 00:00:00 | 2024-07-20 11:07 | 0000-00-00 00:00:00 | [6 empty] | White
1 | Lutron Electronics | S2-LFH-WH | 4460-1486 | 4460 | 1486 | Lutron Electronics | S2-LFH-WH.jpg | 27557684484 | SKYLARK LT/FAN WH CLAMSHELL | Skylark Fan/Light Control, Single-pole, fully variable fan control and dimmer, 120V/300W light, 2.5A fan, clamshell packaging in white |  | 2.4 | 5.8 |  | S2-LFH-WH.jpg | http://grandbrass.xologic.com/vendors/4460/large/S2-LFH-WH.jpg | [47 empty] | 0 | 0 | 0 | [6 empty] | 0 | 1 | 1 | EA | 1 | Lighting Controls | [7 empty] | White | [16 empty] | Traditional |  |  | Lightswitches | [242 empty] | <a href="https://www.lutron.com/TechnicalDocumentLibrary/0301992.pdf" target="_blank">Installation Instructions</a> | [23 empty] | 10.000 DW |  |  | 4.0000 IN | [89 empty] | 1.000 EA | 1.000 EA | [35 empty] | No | [42 empty] | https://www.lutron.com/technicaldocumentlibrary/spec%20guide%20volume%201%20with%20addendums.pdf#page=20 | [7 empty] | Shelf Stock | [13 empty] | <a href="https://www.lutron.com/TechnicalDocumentLibrary/368-4493_Page_30.pdf" target="_blank">Tech Drawing</a> | [25 empty] | 39122232 | [13 empty] | <a href="https://www.lutron.com/TechnicalDocumentLibrary/369-119_Wallbox_Warranty.pdf" target="_blank">Warranty Information</a> |  |  |  |  | 0.310 L | [14 empty] | 0 | 0 | 0 | 0 | Lighting Fixtures | 2016-07-15 12:08 | 2024-07-20 11:04 | 0000-00-00 00:00:00 | 2024-07-20 11:04 | 0000-00-00 00:00:00 | [6 empty] | White
1 | Lutron Electronics | S2-LFH-IV | 4460-1487 | 4460 | 1487 | Lutron Electronics | S2-LFH-IV.jpg | 27557684491 | SKYLARK LT/FAN IV CLAMSHELL | Skylark Fan/Light Control, Single-pole, fully variable fan control and dimmer, 120V/300W light, 2.5A fan, clamshell packaging in ivory |  | 2.4 | 5.8 |  | S2-LFH-IV.jpg | http://grandbrass.xologic.com/vendors/4460/large/S2-LFH-IV.jpg | [47 empty] | 0 | 0 | 0 | [6 empty] | 0 | 1 | 1 | EA | 1 | Lighting Controls | [7 empty] | White | [16 empty] | Traditional |  |  | Lightswitches | [242 empty] | <a href="https://www.lutron.com/TechnicalDocumentLibrary/0301992.pdf" target="_blank">Installation Instructions</a> | [23 empty] | 10.000 DW |  |  | 4.0000 IN | [89 empty] | 1.000 EA | 1.000 EA | [35 empty] | No | [42 empty] | https://www.lutron.com/technicaldocumentlibrary/spec%20guide%20volume%201%20with%20addendums.pdf#page=20 | [7 empty] | Shelf Stock | [13 empty] | <a href="https://www.lutron.com/TechnicalDocumentLibrary/368-4493_Page_30.pdf" target="_blank">Tech Drawing</a> | [25 empty] | 39122232 | [13 empty] | <a href="https://www.lutron.com/TechnicalDocumentLibrary/369-119_Wallbox_Warranty.pdf" target="_blank">Warranty Information</a> |  |  |  |  | 0.310 L | [14 empty] | 0 | 0 | 0 | 0 | Lighting Fixtures | 2016-07-15 12:08 | 2024-07-20 11:09 | 0000-00-00 00:00:00 | 2024-07-20 11:09 | 0000-00-00 00:00:00 | [6 empty] | Ivory
4 | Lutron Electronics | SFSQ-FH-WH | 4460-1488 | 4460 | 1488 | Lutron Electronics | SFSQ-FH-WH.jpg | 27557684507 | SKYLARK QUIET FAN WH CLAMSHELL | Skylark Fan-Speed Control, Single-pole, quiet 3-speed, 120V/1.5A, clamshell packaging in white |  | 4.1 | 6.1 |  | SFSQ-FH-WH.jpg | http://grandbrass.xologic.com/vendors/4460/large/SFSQ-FH-WH.jpg | [47 empty] | 0 | 0 | 0 | [6 empty] | 0 | 1 | 1 | EA | 1 | Fan Accessories |  |  | Control And Automation |  | Switches |  | Speed Switch | White | [16 empty] | Traditional |  |  | Fan Wall Mount Controls | [242 empty] | <a href="https://www.lutron.com/TechnicalDocumentLibrary/0301051A.pdf" target="_blank">Installation Instructions</a> | [23 empty] | 30.000 DW |  |  | 2.8000 IN | [89 empty] | 1.000 EA | 1.000 EA | [35 empty] | No | [42 empty] | https://www.lutron.com/technicaldocumentlibrary/spec%20guide%20volume%201%20with%20addendums.pdf#page=20 | [7 empty] | Shelf Stock | [13 empty] | <a href="https://www.lutron.com/TechnicalDocumentLibrary/368-4493_Page_2.pdf" target="_blank">Tech Drawing</a> | [25 empty] | 39122240 | [13 empty] | <a href="https://www.lutron.com/TechnicalDocumentLibrary/369-119_Wallbox_Warranty.pdf" target="_blank">Warranty Information</a> |  |  |  |  | 0.300 L | [14 empty] | 0 | 0 | 0 | 0 | Electrical | 2016-07-15 12:08 | 2024-07-20 11:06 | 0000-00-00 00:00:00 | 2025-11-29 02:00 | 0000-00-00 00:00:00 | [6 empty] | White
4 | Lutron Electronics | SFSQ-FH-IV | 4460-1489 | 4460 | 1489 | Lutron Electronics | SFSQ-FH-IV.jpg | 27557684514 | SKYLARK QUIET FAN IV CLAMSHELL | Skylark Fan-Speed Control, Single-pole, quiet 3-speed, 120V/1.5A, clamshell packaging in ivory |  | 4.1 | 6.1 |  | SFSQ-FH-IV.jpg | http://grandbrass.xologic.com/vendors/4460/large/SFSQ-FH-IV.jpg | [47 empty] | 0 | 0 | 0 | [6 empty] | 0 | 1 | 1 | EA | 1 | Fan Accessories |  |  | Control And Automation |  | Switches |  | Speed Switch | White | [16 empty] | Traditional |  |  | Fan Wall Mount Controls | [242 empty] | <a href="https://www.lutron.com/TechnicalDocumentLibrary/033206.pdf" target="_blank">Installation Instructions</a> | [23 empty] | 30.000 DW |  |  | 2.8000 IN | [89 empty] | 1.000 EA | 1.000 EA | [35 empty] | No | [42 empty] | https://www.lutron.com/technicaldocumentlibrary/spec%20guide%20volume%201%20with%20addendums.pdf#page=20 | [7 empty] | Shelf Stock | [13 empty] | <a href="https://www.lutron.com/TechnicalDocumentLibrary/368-4493_Page_2.pdf" target="_blank">Tech Drawing</a> | [25 empty] | 39122240 | [13 empty] | <a href="https://www.lutron.com/TechnicalDocumentLibrary/369-119_Wallbox_Warranty.pdf" target="_blank">Warranty Information</a> |  |  |  |  | 0.300 L | [14 empty] | 0 | 0 | 0 | 0 | Electrical | 2016-07-15 12:09 | 2024-07-20 11:06 | 0000-00-00 00:00:00 | 2025-11-29 02:00 | 0000-00-00 00:00:00 | [6 empty] | Ivory
1 | Lutron Electronics | SFSQ-LFH-WH | 4460-1490 | 4460 | 1490 | Lutron Electronics | Ecom_SFSQ-LFH-WH_nowallplate.jpeg?w=1500 | 27557684521 | SKYLARK QUIET FAN LIGHT WH CLAMSHELL | Skylark Fan-Speed Control, Single-pole, quiet 3-speed, 120V/360W light, 1.5A fan, clamshell packaging in white |  | 4.1 | 6.1 | [50 empty] | 0 | 0 | 0 | [6 empty] | 0 | 1 | 1 | EA | 1 | Lighting Controls | [7 empty] | White | [16 empty] | Traditional |  |  | Lightswitches | [242 empty] | <a href="https://www.lutron.com/TechnicalDocumentLibrary/033203.pdf" target="_blank">Installation Instructions</a> | [23 empty] | 10.000 DW |  |  | 2.8000 IN | [89 empty] | 1.000 EA | 1.000 EA | [35 empty] | No | [42 empty] | https://www.lutron.com/technicaldocumentlibrary/spec%20guide%20volume%201%20with%20addendums.pdf#page=20 | [7 empty] | Shelf Stock | [13 empty] | <a href="https://www.lutron.com/TechnicalDocumentLibrary/368-4493_Page_31.pdf" target="_blank">Tech Drawing</a> | [25 empty] | 39122232 | [6 empty] | <a href="https://www.lutron.com/Education-Training/Tools/Pages/InstallDimmer.aspx?syst=Dimmers+%26+Switches&prodn=Skylark%c2%ae+dimmer" target="_blank">Product Video Clip</a> | [6 empty] | <a href="https://www.lutron.com/TechnicalDocumentLibrary/369-119_Wallbox_Warranty.pdf" target="_blank">Warranty Information</a> |  |  |  |  | 0.300 L | [14 empty] | 0 | 0 | 0 | 0 | Lighting Fixtures | 2016-07-15 12:09 | 2024-07-20 11:07 | 0000-00-00 00:00:00 | 2024-07-20 11:07 | 0000-00-00 00:00:00 | [6 empty] | White
1 | Lutron Electronics | SFSQ-LFH-IV | 4460-1491 | 4460 | 1491 | Lutron Electronics | Ecom_SFSQ-LF-IV_nowallplate.jpeg?w=1500 | 27557684538 | SKYLARK QUIET FAN LIGHT IV CLAMSHELL | Skylark Fan-Speed Control, Single-pole, quiet 3-speed, 120V/360W light, 1.5A fan, clamshell packaging in ivory |  | 4.1 | 6.1 | [50 empty] | 0 | 0 | 0 | [6 empty] | 0 | 1 | 1 | EA | 1 | Lighting Controls | [7 empty] | White | [16 empty] | Traditional |  |  | Lightswitches | [242 empty] | <a href="https://www.lutron.com/TechnicalDocumentLibrary/033203.pdf" target="_blank">Installation Instructions</a> | [23 empty] | 10.000 DW |  |  | 2.8000 IN | [89 empty] | 1.000 EA | 1.000 EA | [35 empty] | No | [42 empty] | https://www.lutron.com/technicaldocumentlibrary/spec%20guide%20volume%201%20with%20addendums.pdf#page=20 | [7 empty] | Shelf Stock | [13 empty] | <a href="https://www.lutron.com/TechnicalDocumentLibrary/368-4493_Page_31.pdf" target="_blank">Tech Drawing</a> | [25 empty] | 39122232 | [6 empty] | <a href="https://www.lutron.com/Education-Training/Tools/Pages/InstallDimmer.aspx?syst=Dimmers+%26+Switches&prodn=Skylark%c2%ae+dimmer" target="_blank">Product Video Clip</a> | [6 empty] | <a href="https://www.lutron.com/TechnicalDocumentLibrary/369-119_Wallbox_Warranty.pdf" target="_blank">Warranty Information</a> |  |  |  |  | 0.300 L | [14 empty] | 0 | 0 | 0 | 0 | Lighting Fixtures | 2016-07-15 12:09 | 2024-07-20 11:05 | 0000-00-00 00:00:00 | 2024-07-20 11:05 | 0000-00-00 00:00:00 | [6 empty] | Ivory
4 | Lutron Electronics | SFS-5EH-WH | 4460-1492 | 4460 | 1492 | Lutron Electronics | Ecom_SFS-5E-WH_NoWallPlate.jpeg?w=1500 | 27557684545 | SKYLARK FANSPEED WH CLAMSHELL | Skylark Fan-Speed Control, Single-pole, slide-to-off, fully variable fan control, 120V/5A, clamshell packaging in white |  | 2.4 | 6 | [50 empty] | 0 | 0 | 0 | [6 empty] | 0 | 1 | 1 | EA | 1 |  |  |  | Control And Automation |  | Switches |  | Speed Switch | White | [16 empty] | Traditional | [245 empty] | <a href="https://www.lutron.com/TechnicalDocumentLibrary/033203.pdf" target="_blank">Installation Instructions</a> | [23 empty] | 2.000 DW |  |  | 6.9000 IN | [89 empty] | 1.000 EA | 1.000 EA | [35 empty] | No | [42 empty] | https://www.lutron.com/technicaldocumentlibrary/spec%20guide%20volume%201%20with%20addendums.pdf#page=20 | [7 empty] | Shelf Stock | [13 empty] | <a href="https://www.lutron.com/TechnicalDocumentLibrary/368-4493_Page_31.pdf" target="_blank">Tech Drawing</a> | [25 empty] | 39122240 | [13 empty] | <a href="https://www.lutron.com/TechnicalDocumentLibrary/369-119_Wallbox_Warranty.pdf" target="_blank">Warranty Information</a> |  |  |  |  | 0.240 L | [14 empty] | 0 | 0 | 0 | 0 | Electrical | 2016-07-15 12:09 | 2024-07-20 11:07 | 0000-00-00 00:00:00 | 2024-07-20 11:07 | 0000-00-00 00:00:00 | [6 empty] | White
4 | Lutron Electronics | SFS-5EH-IV | 4460-1493 | 4460 | 1493 | Lutron Electronics | Ecom_SFS-5E-IV_WithWallPlate.jpeg?w=1500 | 27557684552 | SKYLARK FANSPEED IV CLAMSHELL | Skylark Fan-Speed Control, Single-pole, slide-to-off, fully variable fan control, 120V/5A, clamshell packaging in ivory |  | 2.4 | 6 | [50 empty] | 0 | 0 | 0 | [6 empty] | 0 | 1 | 1 | EA | 1 |  |  |  | Control And Automation |  | Switches |  | Speed Switch | White | [16 empty] | Traditional | [245 empty] | <a href="https://www.lutron.com/TechnicalDocumentLibrary/033203.pdf" target="_blank">Installation Instructions</a> | [23 empty] | 2.000 DW |  |  | 6.9000 IN | [89 empty] | 1.000 EA | 1.000 EA | [35 empty] | No | [42 empty] | https://www.lutron.com/technicaldocumentlibrary/spec%20guide%20volume%201%20with%20addendums.pdf#page=20 | [7 empty] | Shelf Stock | [13 empty] | <a href="https://www.lutron.com/TechnicalDocumentLibrary/368-4493_Page_31.pdf" target="_blank">Tech Drawing</a> | [25 empty] | 39122240 | [13 empty] | <a href="https://www.lutron.com/TechnicalDocumentLibrary/369-119_Wallbox_Warranty.pdf" target="_blank">Warranty Information</a> |  |  |  |  | 0.240 L | [14 empty] | 0 | 0 | 0 | 0 | Electrical | 2016-07-15 12:09 | 2024-07-20 11:06 | 0000-00-00 00:00:00 | 2024-07-20 11:06 | 0000-00-00 00:00:00 | [6 empty] | Ivory
1 | Lutron Electronics | S-1000H-IV | 4460-1508 | 4460 | 1508 | Lutron Electronics | S-1000H-IV.jpg | 27557684811 | SKYLARK 1000W INC IV CLAMSHELL | Skylark Slide-to-Off Dimmer, Incandescent/Halogen, Single-pole, 120V/1000W, clamshell packaging in ivory |  | 4.1 | 6.1 |  | S-1000H-IV.jpg | http://grandbrass.xologic.com/vendors/4460/large/S-1000H-IV.jpg | [47 empty] | 0 | 0 | 0 | [6 empty] | 0 | 1 | 1 | EA | 1 | Lighting Controls | [7 empty] | White | [16 empty] | Traditional |  |  | Dimmers | [242 empty] | <a href="https://www.lutron.com/TechnicalDocumentLibrary/0301689.pdf" target="_blank">Installation Instructions</a> | [23 empty] | 10.000 DW |  |  | 2.8000 IN | [89 empty] | 1.000 EA | 1.000 EA | [35 empty] | No | [42 empty] | https://www.lutron.com/technicaldocumentlibrary/spec%20guide%20volume%201%20with%20addendums.pdf#page=20 | [7 empty] | Shelf Stock | [13 empty] | <a href="https://www.lutron.com/TechnicalDocumentLibrary/368-4493_Page_2.pdf" target="_blank">Tech Drawing</a> | [25 empty] | 39122206 | [13 empty] | <a href="https://www.lutron.com/TechnicalDocumentLibrary/369-119_Wallbox_Warranty.pdf" target="_blank">Warranty Information</a> |  |  |  |  | 0.250 L | [14 empty] | 0 | 0 | 0 | 0 | Lighting Fixtures | 2016-07-15 12:09 | 2024-07-20 11:03 | 0000-00-00 00:00:00 | 2024-07-20 11:03 | 0000-00-00 00:00:00 | [6 empty] | Ivory
1 | Lutron Electronics | AY-103PNL-BR | 4460-1514 | 4460 | 1514 | Lutron Electronics | AY-103PNL-BR.jpg | 27557685450 | ARIADNI 1000W PRESET 3WAY | Ariadni Dimmer with Locator Light, Incandescent/Halogen, 3-way, preset, 120V/1000W in brown |  | 2.3 | 4.5 |  | AY-103PNL-BR.jpg | http://grandbrass.xologic.com/vendors/4460/large/AY-103PNL-BR.jpg | [47 empty] | 0 | 0 | 0 | [6 empty] | 0 | 1 | 1 | EA | 1 | Lighting Controls | [7 empty] | Brown | [16 empty] | Traditional |  |  | Dimmers | [242 empty] | <a href="https://www.lutron.com/TechnicalDocumentLibrary/0301689.pdf" target="_blank">Installation Instructions</a> | [23 empty] | 2.000 DW |  |  | 2.3000 IN | [89 empty] | 1.000 EA | 1.000 EA | [35 empty] | No | [42 empty] | https://assets.lutron.com/a/documents/spec%20guide%20volume%201%20with%20addendums.pdf#page=50 | [7 empty] | Shelf Stock | [13 empty] | <a href="https://www.lutron.com/TechnicalDocumentLibrary/368-4493_Page_5.pdf" target="_blank">Tech Drawing</a> | [25 empty] | 39122206 | [6 empty] | <a href="https://www.lutron.com/Education-Training/Tools/Pages/InstallDimmer.aspx?syst=Dimmers+%26+Switches&prodn=Ariadni%c2%ae+%2f+Toggler%c2%ae+dimmer" target="_blank">Product Video Clip</a> | [6 empty] | <a href="https://www.lutron.com/TechnicalDocumentLibrary/369-119_Wallbox_Warranty.pdf" target="_blank">Warranty Information</a> |  |  |  |  | 0.250 L | [14 empty] | 0 | 0 | 0 | 0 | Lighting Fixtures | 2016-07-15 12:09 | 2024-07-20 11:07 | 0000-00-00 00:00:00 | 2024-07-20 11:07 | 0000-00-00 00:00:00 | [6 empty] | Brown
4 | Lutron Electronics | NTFSQ-BE | 4460-1515 | 4460 | 1515 | Lutron Electronics | NTFSQ-BE.jpg | 27557686464 | NOVA T QUIET FAN SPD CTRL BE | Nova T Quiet Fan-Speed Control, Single-pole (small control), 120V/1.5A in beige |  | 4.1 | 5.3 |  | NTFSQ-BE.jpg | http://grandbrass.xologic.com/vendors/4460/large/NTFSQ-BE.jpg | [47 empty] | 0 | 0 | 0 | [6 empty] | 0 | 1 | 1 | EA | 1 | Fan Accessories |  |  | Control And Automation |  | Switches |  | Speed Switch | White | [19 empty] | Fan Wall Mount Controls | [242 empty] | <a href="https://www.lutron.com/TechnicalDocumentLibrary/0301030A.pdf" target="_blank">Installation Instructions</a> | [23 empty] | 2.000 DW |  |  | 3.1000 IN | [89 empty] | 1.000 EA | 1.000 EA | [35 empty] | No | [42 empty] | https://www.lutron.com/TechnicalDocumentLibrary/NovaTB.pdf | [7 empty] | Shelf Stock | [13 empty] | <a href="https://www.lutron.com/TechnicalDocumentLibrary/368-4493_Page_2.pdf" target="_blank">Tech Drawing</a> | [25 empty] | 39122240 | [13 empty] | <a href="https://www.lutron.com/TechnicalDocumentLibrary/369-119_Wallbox_Warranty.pdf" target="_blank">Warranty Information</a> |  |  |  |  | 0.550 L | [14 empty] | 0 | 0 | 0 | 0 | Electrical | 2016-07-15 12:09 | 2024-07-20 11:09 | 0000-00-00 00:00:00 | 2025-11-29 02:00 | 0000-00-00 00:00:00 | [6 empty] | Beige
4 | Lutron Electronics | NTFSQ-BL | 4460-1516 | 4460 | 1516 | Lutron Electronics | NTFSQ-BL.jpg | 27557686471 | NOVA T QUIET FAN SPD CTRL BL | Nova T Quiet Fan-Speed Control, Single-pole (small control), 120V/1.5A in black |  | 4.1 | 5.3 |  | NTFSQ-BL.jpg | http://grandbrass.xologic.com/vendors/4460/large/NTFSQ-BL.jpg | [47 empty] | 0 | 0 | 0 | [6 empty] | 0 | 1 | 1 | EA | 1 | Fan Accessories |  |  | Control And Automation |  | Switches |  | Speed Switch | Black | [19 empty] | Fan Wall Mount Controls | [242 empty] | <a href="https://www.lutron.com/TechnicalDocumentLibrary/0301030A.pdf" target="_blank">Installation Instructions</a> | [23 empty] | 2.000 DW |  |  | 3.1000 IN | [89 empty] | 1.000 EA | 1.000 EA | [35 empty] | No | [42 empty] | https://www.lutron.com/TechnicalDocumentLibrary/NovaTB.pdf | [7 empty] | Shelf Stock | [13 empty] | <a href="https://www.lutron.com/TechnicalDocumentLibrary/368-4493_Page_2.pdf" target="_blank">Tech Drawing</a> | [25 empty] | 39122240 | [13 empty] | <a href="https://www.lutron.com/TechnicalDocumentLibrary/369-119_Wallbox_Warranty.pdf" target="_blank">Warranty Information</a> |  |  |  |  | 0.550 L | [14 empty] | 0 | 0 | 0 | 0 | Electrical | 2016-07-15 12:09 | 2024-07-20 11:05 | 0000-00-00 00:00:00 | 2025-11-29 02:00 | 0000-00-00 00:00:00 | [6 empty] | Black
4 | Lutron Electronics | NTFSQ-BR | 4460-1517 | 4460 | 1517 | Lutron Electronics | NTFSQ-BR.jpg | 27557686488 | NOVA T QUIET FAN SPD CTRL BR | Nova T Quiet Fan-Speed Control, Single-pole (small control), 120V/1.5A in brown |  | 4.1 | 5.3 |  | NTFSQ-BR.jpg | http://grandbrass.xologic.com/vendors/4460/large/NTFSQ-BR.jpg | [47 empty] | 0 | 0 | 0 | [6 empty] | 0 | 1 | 1 | EA | 1 | Fan Accessories |  |  | Control And Automation |  | Switches |  | Speed Switch | Brown | [19 empty] | Fan Wall Mount Controls | [242 empty] | <a href="https://www.lutron.com/TechnicalDocumentLibrary/0301030A.pdf" target="_blank">Installation Instructions</a> | [23 empty] | 2.000 DW |  |  | 3.1000 IN | [89 empty] | 1.000 EA | 1.000 EA | [35 empty] | No | [42 empty] | https://www.lutron.com/TechnicalDocumentLibrary/NovaTB.pdf | [7 empty] | Shelf Stock | [13 empty] | <a href="https://www.lutron.com/TechnicalDocumentLibrary/368-4493_Page_2.pdf" target="_blank">Tech Drawing</a> | [25 empty] | 39122240 | [13 empty] | <a href="https://www.lutron.com/TechnicalDocumentLibrary/369-119_Wallbox_Warranty.pdf" target="_blank">Warranty Information</a> |  |  |  |  | 0.550 L | [14 empty] | 0 | 0 | 0 | 0 | Electrical | 2016-07-15 12:09 | 2024-07-20 11:04 | 0000-00-00 00:00:00 | 2025-11-29 02:00 | 0000-00-00 00:00:00 | [6 empty] | Brown
4 | Lutron Electronics | NTFSQ-GR | 4460-1518 | 4460 | 1518 | Lutron Electronics | NTFSQ-GR.jpg | 27557686495 | NOVA T QUIET FAN SPD CTRL GR | Nova T Quiet Fan-Speed Control, Single-pole (small control), 120V/1.5A in gray |  | 4.1 | 5.3 |  | NTFSQ-GR.jpg | http://grandbrass.xologic.com/vendors/4460/large/NTFSQ-GR.jpg | [47 empty] | 0 | 0 | 0 | [6 empty] | 0 | 1 | 1 | EA | 1 | Fan Accessories |  |  | Control And Automation |  | Switches |  | Speed Switch | Gray | [19 empty] | Fan Wall Mount Controls | [242 empty] | <a href="https://www.lutron.com/TechnicalDocumentLibrary/0301030A.pdf" target="_blank">Installation Instructions</a> | [23 empty] | 2.000 DW |  |  | 3.1000 IN | [89 empty] | 1.000 EA | 1.000 EA | [35 empty] | No | [42 empty] | https://www.lutron.com/TechnicalDocumentLibrary/NovaTB.pdf | [7 empty] | Shelf Stock | [13 empty] | <a href="https://www.lutron.com/TechnicalDocumentLibrary/368-4493_Page_2.pdf" target="_blank">Tech Drawing</a> | [25 empty] | 39122240 | [13 empty] | <a href="https://www.lutron.com/TechnicalDocumentLibrary/369-119_Wallbox_Warranty.pdf" target="_blank">Warranty Information</a> |  |  |  |  | 0.550 L | [14 empty] | 0 | 0 | 0 | 0 | Electrical | 2016-07-15 12:09 | 2024-07-20 11:04 | 0000-00-00 00:00:00 | 2025-11-29 02:00 | 0000-00-00 00:00:00 | [6 empty] | Gray
4 | Lutron Electronics | NTFSQ-WH | 4460-1519 | 4460 | 1519 | Lutron Electronics | NTFSQ-WH.jpg | 27557686518 | NOVA T QUIET FAN SPD CTRL WH | Nova T Quiet Fan-Speed Control, Single-pole (small control), 120V/1.5A in white |  | 4.1 | 5.3 |  | NTFSQ-WH.jpg | http://grandbrass.xologic.com/vendors/4460/large/NTFSQ-WH.jpg | [47 empty] | 0 | 0 | 0 | [6 empty] | 0 | 1 | 1 | EA | 1 | Fan Accessories |  |  | Control And Automation |  | Switches |  | Speed Switch | White | [19 empty] | Fan Wall Mount Controls | [242 empty] | <a href="https://www.lutron.com/TechnicalDocumentLibrary/0301030A.pdf" target="_blank">Installation Instructions</a> | [23 empty] | 2.000 DW |  |  | 3.1000 IN | [89 empty] | 1.000 EA | 1.000 EA | [35 empty] | No | [42 empty] | https://www.lutron.com/TechnicalDocumentLibrary/NovaTB.pdf | [7 empty] | Shelf Stock | [13 empty] | <a href="https://www.lutron.com/TechnicalDocumentLibrary/368-4493_Page_2.pdf" target="_blank">Tech Drawing</a> | [25 empty] | 39122240 | [13 empty] | <a href="https://www.lutron.com/TechnicalDocumentLibrary/369-119_Wallbox_Warranty.pdf" target="_blank">Warranty Information</a> |  |  |  |  | 0.550 L | [14 empty] | 0 | 0 | 0 | 0 | Electrical | 2016-07-15 12:09 | 2024-07-20 11:11 | 0000-00-00 00:00:00 | 2025-11-29 02:00 | 0000-00-00 00:00:00 | [6 empty] | White
4 | Lutron Electronics | NTFSQ-IV | 4460-1520 | 4460 | 1520 | Lutron Electronics | NTFSQ-IV.jpg | 27557686525 | NOVA T QUIET FAN SPD CTRL IV | Nova T Quiet Fan-Speed Control, Single-pole (small control), 120V/1.5A in ivory |  | 4.1 | 5.3 |  | NTFSQ-IV.jpg | http://grandbrass.xologic.com/vendors/4460/large/NTFSQ-IV.jpg | [47 empty] | 0 | 0 | 0 | [6 empty] | 0 | 1 | 1 | EA | 1 | Fan Accessories |  |  | Control And Automation |  | Switches |  | Speed Switch | White | [19 empty] | Fan Wall Mount Controls | [242 empty] | <a href="https://www.lutron.com/TechnicalDocumentLibrary/0301030A.pdf" target="_blank">Installation Instructions</a> | [23 empty] | 2.000 DW |  |  | 3.1000 IN | [89 empty] | 1.000 EA | 1.000 EA | [35 empty] | No | [42 empty] | https://www.lutron.com/TechnicalDocumentLibrary/NovaTB.pdf | [7 empty] | Shelf Stock | [13 empty] | <a href="https://www.lutron.com/TechnicalDocumentLibrary/368-4493_Page_2.pdf" target="_blank">Tech Drawing</a> | [25 empty] | 39122240 | [13 empty] | <a href="https://www.lutron.com/TechnicalDocumentLibrary/369-119_Wallbox_Warranty.pdf" target="_blank">Warranty Information</a> |  |  |  |  | 0.550 L | [14 empty] | 0 | 0 | 0 | 0 | Electrical | 2016-07-15 12:09 | 2024-07-20 11:08 | 0000-00-00 00:00:00 | 2025-11-29 02:00 | 0000-00-00 00:00:00 | [6 empty] | Ivory
1 | Lutron Electronics | AYLV-600P-IV | 4460-1523 | 4460 | 1523 | Lutron Electronics | AYLV-600P-IV.jpg | 27557687287 | ARIADNI 600VA PRESET IVORY | Ariadni Dimmer, Magnetic Low-Voltage, Single-pole, preset, 120V/600VA (450W) in ivory |  | 2.3 | 4.5 |  | AYLV-600P-IV.jpg | http://grandbrass.xologic.com/vendors/4460/large/AYLV-600P-IV.jpg | [47 empty] | 0 | 0 | 0 | [6 empty] | 0 | 1 | 1 | EA | 1 | Lighting Controls | [7 empty] | White | [16 empty] | Traditional |  |  | Dimmers | [242 empty] | <a href="https://www.lutron.com/TechnicalDocumentLibrary/0301273.pdf" target="_blank">Installation Instructions</a> | [23 empty] | 65.000 DW |  |  | 2.3000 IN | [89 empty] | 1.000 EA | 1.000 EA | [35 empty] | No | [42 empty] | https://assets.lutron.com/a/documents/spec%20guide%20volume%201%20with%20addendums.pdf#page=50 | [7 empty] | Shelf Stock | [13 empty] | <a href="https://www.lutron.com/TechnicalDocumentLibrary/368-4493_Page_1.pdf" target="_blank">Tech Drawing</a> | [25 empty] | 39122206 | [6 empty] | <a href="https://www.lutron.com/Education-Training/Tools/Pages/InstallDimmer.aspx?syst=Dimmers+%26+Switches&prodn=Ariadni%c2%ae+%2f+Toggler%c2%ae+dimmer" target="_blank">Product Video Clip</a> | [6 empty] | <a href="https://www.lutron.com/TechnicalDocumentLibrary/369-119_Wallbox_Warranty.pdf" target="_blank">Warranty Information</a> |  |  |  |  | 0.250 L | [14 empty] | 0 | 0 | 0 | 0 | Lighting Fixtures | 2016-07-15 12:10 | 2024-07-20 11:07 | 0000-00-00 00:00:00 | 2024-07-20 11:07 | 0000-00-00 00:00:00 | [6 empty] | Ivory
1 | Lutron Electronics | AYLV-600P-WH | 4460-1524 | 4460 | 1524 | Lutron Electronics | AYLV-600P-WH.jpg | 27557687294 | ARIADNI 600VA PRESET WHITE | Ariadni Dimmer, Magnetic Low-Voltage, Single-pole, preset, 120V/600VA (450W) in white |  | 2.3 | 4.5 |  | AYLV-600P-WH.jpg | http://grandbrass.xologic.com/vendors/4460/large/AYLV-600P-WH.jpg | [47 empty] | 0 | 0 | 0 | [6 empty] | 0 | 1 | 1 | EA | 1 | Lighting Controls | [7 empty] | White | [16 empty] | Traditional |  |  | Dimmers | [242 empty] | <a href="https://www.lutron.com/TechnicalDocumentLibrary/0301273.pdf" target="_blank">Installation Instructions</a> | [23 empty] | 30.000 DW |  |  | 2.3000 IN | [89 empty] | 1.000 EA | 1.000 EA | [35 empty] | No | [42 empty] | https://assets.lutron.com/a/documents/spec%20guide%20volume%201%20with%20addendums.pdf#page=50 | [7 empty] | Shelf Stock | [13 empty] | <a href="https://www.lutron.com/TechnicalDocumentLibrary/368-4493_Page_1.pdf" target="_blank">Tech Drawing</a> | [25 empty] | 39122206 | [6 empty] | <a href="https://www.lutron.com/Education-Training/Tools/Pages/InstallDimmer.aspx?syst=Dimmers+%26+Switches&prodn=Ariadni%c2%ae+%2f+Toggler%c2%ae+dimmer" target="_blank">Product Video Clip</a> | [6 empty] | <a href="https://www.lutron.com/TechnicalDocumentLibrary/369-119_Wallbox_Warranty.pdf" target="_blank">Warranty Information</a> |  |  |  |  | 0.250 L | [14 empty] | 0 | 0 | 0 | 0 | Lighting Fixtures | 2016-07-15 12:10 | 2024-07-20 11:09 | 0000-00-00 00:00:00 | 2024-07-20 11:09 | 0000-00-00 00:00:00 | [6 empty] | White
1 | Lutron Electronics | AYLV-603P-IV | 4460-1525 | 4460 | 1525 | Lutron Electronics | AYLV-603P-IV.jpg | 27557687300 | ARIADNI 600VA 3WY PRESET IVORY | Ariadni Dimmer, Magnetic Low-Voltage, 3-way, preset, 120V/600VA (450W) in ivory |  | 2.3 | 4.5 |  | AYLV-603P-IV.jpg | http://grandbrass.xologic.com/vendors/4460/large/AYLV-603P-IV.jpg | [47 empty] | 0 | 0 | 0 | [6 empty] | 0 | 1 | 1 | EA | 1 | Lighting Controls | [7 empty] | White | [16 empty] | Traditional |  |  | Dimmers | [242 empty] | <a href="https://www.lutron.com/TechnicalDocumentLibrary/0301287.pdf" target="_blank">Installation Instructions</a> | [23 empty] | 10.000 DW |  |  | 2.3000 IN | [89 empty] | 1.000 EA | 1.000 EA | [35 empty] | No | [42 empty] | https://assets.lutron.com/a/documents/spec%20guide%20volume%201%20with%20addendums.pdf#page=50 | [7 empty] | Shelf Stock | [13 empty] | <a href="https://www.lutron.com/TechnicalDocumentLibrary/368-4493_Page_7.pdf" target="_blank">Tech Drawing</a> | [25 empty] | 39122206 | [6 empty] | <a href="https://www.lutron.com/Education-Training/Tools/Pages/InstallDimmer.aspx?syst=Dimmers+%26+Switches&prodn=Ariadni%c2%ae+%2f+Toggler%c2%ae+dimmer" target="_blank">Product Video Clip</a> | [6 empty] | <a href="https://www.lutron.com/TechnicalDocumentLibrary/369-119_Wallbox_Warranty.pdf" target="_blank">Warranty Information</a> |  |  |  |  | 0.200 L | [14 empty] | 0 | 0 | 0 | 0 | Lighting Fixtures | 2016-07-15 12:10 | 2024-07-20 11:03 | 0000-00-00 00:00:00 | 2024-07-20 11:03 | 0000-00-00 00:00:00 | [6 empty] | Ivory
1 | Lutron Electronics | AYLV-603P-WH | 4460-1526 | 4460 | 1526 | Lutron Electronics | AYLV-603P-WH.jpg | 27557687317 | ARIADNI 600VA 3WY PRESET WHITE | Ariadni Dimmer, Magnetic Low-Voltage, 3-way, preset, 120V/600VA (450W) in white |  | 2.3 | 4.5 |  | AYLV-603P-WH.jpg | http://grandbrass.xologic.com/vendors/4460/large/AYLV-603P-WH.jpg | [47 empty] | 0 | 0 | 0 | [6 empty] | 0 | 1 | 1 | EA | 1 | Lighting Controls | [7 empty] | White | [16 empty] | Traditional |  |  | Dimmers | [242 empty] | <a href="https://www.lutron.com/TechnicalDocumentLibrary/0301287.pdf" target="_blank">Installation Instructions</a> | [23 empty] | 10.000 DW |  |  | 2.3000 IN | [89 empty] | 1.000 EA | 1.000 EA | [35 empty] | No | [42 empty] | https://assets.lutron.com/a/documents/spec%20guide%20volume%201%20with%20addendums.pdf#page=50 | [7 empty] | Shelf Stock | [13 empty] | <a href="https://www.lutron.com/TechnicalDocumentLibrary/368-4493_Page_7.pdf" target="_blank">Tech Drawing</a> | [25 empty] | 39122206 | [6 empty] | <a href="https://www.lutron.com/Education-Training/Tools/Pages/InstallDimmer.aspx?syst=Dimmers+%26+Switches&prodn=Ariadni%c2%ae+%2f+Toggler%c2%ae+dimmer" target="_blank">Product Video Clip</a> | [6 empty] | <a href="https://www.lutron.com/TechnicalDocumentLibrary/369-119_Wallbox_Warranty.pdf" target="_blank">Warranty Information</a> |  |  |  |  | 0.200 L | [14 empty] | 0 | 0 | 0 | 0 | Lighting Fixtures | 2016-07-15 12:10 | 2024-07-20 11:03 | 0000-00-00 00:00:00 | 2024-07-20 11:03 | 0000-00-00 00:00:00 | [6 empty] | White
1 | Lutron Electronics | S2-LFSQH-IV | 4460-1527 | 4460 | 1527 | Lutron Electronics | S2-LFSQH-IV.jpg | 27557687416 | SKYLARK DUAL LGT/QUIET FAN IV CLAMSHELL | Skylark Fan/Light Control, Single-pole, quiet 3-speed and dimmer, 120V/300W light, 1.5A fan, clamshell packaging in ivory |  | 4.1 | 6.1 |  | S2-LFSQH-IV.jpg | http://grandbrass.xologic.com/vendors/4460/large/S2-LFSQH-IV.jpg | [47 empty] | 0 | 0 | 0 | [6 empty] | 0 | 1 | 1 | EA | 1 | Lighting Controls | [7 empty] | White | [16 empty] | Traditional |  |  | Lightswitches | [242 empty] | <a href="https://www.lutron.com/TechnicalDocumentLibrary/0301992.pdf" target="_blank">Installation Instructions</a> | [23 empty] | 15.000 DW |  |  | 2.8000 IN | [89 empty] | 1.000 EA | 1.000 EA | [35 empty] | No | [42 empty] | https://www.lutron.com/technicaldocumentlibrary/spec%20guide%20volume%201%20with%20addendums.pdf#page=20 | [7 empty] | Shelf Stock | [13 empty] | <a href="https://www.lutron.com/TechnicalDocumentLibrary/368-4493_Page_30.pdf" target="_blank">Tech Drawing</a> | [25 empty] | 39122232 | [13 empty] | <a href="https://www.lutron.com/TechnicalDocumentLibrary/369-119_Wallbox_Warranty.pdf" target="_blank">Warranty Information</a> |  |  |  |  | 0.350 L | [14 empty] | 0 | 0 | 0 | 0 | Lighting Fixtures | 2016-07-15 12:10 | 2024-07-20 11:05 | 0000-00-00 00:00:00 | 2024-07-20 11:05 | 0000-00-00 00:00:00 | [6 empty] | Ivory
1 | Lutron Electronics | S2-LFSQ-WH | 4460-1528 | 4460 | 1528 | Lutron Electronics | S2-LFSQ-WH.jpg | 27557687447 | SKYLARK DUAL LGT/QUIET FAN WH | Skylark Fan/Light Control, Single-pole, quiet 3-speed and dimmer, 120V/300W light, 1.5A fan in white |  | 2.3 | 4.5 |  | S2-LFSQ-WH.jpg | http://grandbrass.xologic.com/vendors/4460/large/S2-LFSQ-WH.jpg | [47 empty] | 0 | 0 | 0 | [6 empty] | 0 | 1 | 1 | EA | 1 | Lighting Controls | [7 empty] | White | [16 empty] | Traditional |  |  | Lightswitches | [242 empty] | <a href="https://www.lutron.com/TechnicalDocumentLibrary/0301992.pdf" target="_blank">Installation Instructions</a> | [23 empty] | 15.000 DW |  |  | 2.3000 IN | [89 empty] | 1.000 EA | 1.000 EA | [35 empty] | No | [42 empty] | https://www.lutron.com/technicaldocumentlibrary/spec%20guide%20volume%201%20with%20addendums.pdf#page=20 | [7 empty] | Shelf Stock | [13 empty] | <a href="https://www.lutron.com/TechnicalDocumentLibrary/368-4493_Page_30.pdf" target="_blank">Tech Drawing</a> | [25 empty] | 39122232 | [13 empty] | <a href="https://www.lutron.com/TechnicalDocumentLibrary/369-119_Wallbox_Warranty.pdf" target="_blank">Warranty Information</a> |  |  |  |  | 0.300 L | [14 empty] | 0 | 0 | 0 | 0 | Lighting Fixtures | 2016-07-15 12:10 | 2024-07-20 11:05 | 0000-00-00 00:00:00 | 2024-07-20 11:05 | 0000-00-00 00:00:00 | [6 empty] | White
1 | Lutron Electronics | S2-LFSQ-BR | 4460-1529 | 4460 | 1529 | Lutron Electronics | S2-LFSQ-BR.jpg | 27557687454 | SKYLARK DUAL LGT/QUIET FAN BR | Skylark Fan/Light Control, Single-pole, quiet 3-speed and dimmer, 120V/300W light, 1.5A fan in brown |  | 2.3 | 4.5 |  | S2-LFSQ-BR.jpg | http://grandbrass.xologic.com/vendors/4460/large/S2-LFSQ-BR.jpg | [47 empty] | 0 | 0 | 0 | [6 empty] | 0 | 1 | 1 | EA | 1 | Lighting Controls | [7 empty] | Brown | [16 empty] | Traditional |  |  | Lightswitches | [242 empty] | <a href="https://www.lutron.com/TechnicalDocumentLibrary/0301992.pdf" target="_blank">Installation Instructions</a> | [23 empty] | 15.000 DW |  |  | 2.3000 IN | [89 empty] | 1.000 EA | 1.000 EA | [35 empty] | No | [42 empty] | https://www.lutron.com/technicaldocumentlibrary/spec%20guide%20volume%201%20with%20addendums.pdf#page=20 | [7 empty] | Shelf Stock | [13 empty] | <a href="https://www.lutron.com/TechnicalDocumentLibrary/368-4493_Page_30.pdf" target="_blank">Tech Drawing</a> | [25 empty] | 39122232 | [13 empty] | <a href="https://www.lutron.com/TechnicalDocumentLibrary/369-119_Wallbox_Warranty.pdf" target="_blank">Warranty Information</a> |  |  |  |  | 0.300 L | [14 empty] | 0 | 0 | 0 | 0 | Lighting Fixtures | 2016-07-15 12:10 | 2024-07-20 11:07 | 0000-00-00 00:00:00 | 2024-07-20 11:07 | 0000-00-00 00:00:00 | [6 empty] | Brown
1 | Lutron Electronics | S2-LFSQ-BL | 4460-1530 | 4460 | 1530 | Lutron Electronics | S2-LFSQ-BL.jpg | 27557687461 | SKYLARK DUAL LGT/QUIET FAN BL | Skylark Fan/Light Control, Single-pole, quiet 3-speed and dimmer, 120V/300W light, 1.5A fan in black |  | 2.3 | 4.5 |  | S2-LFSQ-BL.jpg | http://grandbrass.xologic.com/vendors/4460/large/S2-LFSQ-BL.jpg | [47 empty] | 0 | 0 | 0 | [6 empty] | 0 | 1 | 1 | EA | 1 | Lighting Controls | [7 empty] | Black | [16 empty] | Traditional |  |  | Lightswitches | [242 empty] | <a href="https://www.lutron.com/TechnicalDocumentLibrary/0301992.pdf" target="_blank">Installation Instructions</a> | [23 empty] | 15.000 DW |  |  | 2.3000 IN | [89 empty] | 1.000 EA | 1.000 EA | [35 empty] | No | [42 empty] | https://www.lutron.com/technicaldocumentlibrary/spec%20guide%20volume%201%20with%20addendums.pdf#page=20 | [7 empty] | Shelf Stock | [13 empty] | <a href="https://www.lutron.com/TechnicalDocumentLibrary/368-4493_Page_30.pdf" target="_blank">Tech Drawing</a> | [25 empty] | 39122232 | [13 empty] | <a href="https://www.lutron.com/TechnicalDocumentLibrary/369-119_Wallbox_Warranty.pdf" target="_blank">Warranty Information</a> |  |  |  |  | 0.300 L | [14 empty] | 0 | 0 | 0 | 0 | Lighting Fixtures | 2016-07-15 12:10 | 2024-07-20 11:09 | 0000-00-00 00:00:00 | 2024-07-20 11:09 | 0000-00-00 00:00:00 | [6 empty] | Black
1 | Lutron Electronics | S2-LFSQ-GR | 4460-1531 | 4460 | 1531 | Lutron Electronics | S2-LFSQ-GR.jpg | 27557687478 | SKYLARK DUAL LGT/QUIET FAN GR | Skylark Fan/Light Control, Single-pole, quiet 3-speed and dimmer, 120V/300W light, 1.5A fan in gray |  | 2.3 | 4.5 |  | S2-LFSQ-GR.jpg | http://grandbrass.xologic.com/vendors/4460/large/S2-LFSQ-GR.jpg | [47 empty] | 0 | 0 | 0 | [6 empty] | 0 | 1 | 1 | EA | 1 | Lighting Controls | [7 empty] | Gray | [16 empty] | Traditional |  |  | Lightswitches | [242 empty] | <a href="https://www.lutron.com/TechnicalDocumentLibrary/0301992.pdf" target="_blank">Installation Instructions</a> | [23 empty] | 15.000 DW |  |  | 2.3000 IN | [89 empty] | 1.000 EA | 1.000 EA | [35 empty] | No | [42 empty] | https://www.lutron.com/technicaldocumentlibrary/spec%20guide%20volume%201%20with%20addendums.pdf#page=20 | [7 empty] | Shelf Stock | [13 empty] | <a href="https://www.lutron.com/TechnicalDocumentLibrary/368-4493_Page_30.pdf" target="_blank">Tech Drawing</a> | [25 empty] | 39122232 | [13 empty] | <a href="https://www.lutron.com/TechnicalDocumentLibrary/369-119_Wallbox_Warranty.pdf" target="_blank">Warranty Information</a> |  |  |  |  | 0.300 L | [14 empty] | 0 | 0 | 0 | 0 | Lighting Fixtures | 2016-07-15 12:10 | 2024-07-20 11:07 | 0000-00-00 00:00:00 | 2024-07-20 11:07 | 0000-00-00 00:00:00 | [6 empty] | Gray
1 | Lutron Electronics | S2-LFSQ-IV | 4460-1532 | 4460 | 1532 | Lutron Electronics | S2-LFSQ-IV.jpg | 27557687485 | SKYLARK DUAL LGT/QUIET FAN IV | Skylark Fan/Light Control, Single-pole, quiet 3-speed and dimmer, 120V/300W light, 1.5A fan in ivory |  | 2.3 | 4.5 |  | S2-LFSQ-IV.jpg | http://grandbrass.xologic.com/vendors/4460/large/S2-LFSQ-IV.jpg | [47 empty] | 0 | 0 | 0 | [6 empty] | 0 | 1 | 1 | EA | 1 | Lighting Controls | [7 empty] | White | [16 empty] | Traditional |  |  | Lightswitches | [242 empty] | <a href="https://www.lutron.com/TechnicalDocumentLibrary/0301992.pdf" target="_blank">Installation Instructions</a> | [23 empty] | 15.000 DW |  |  | 2.3000 IN | [89 empty] | 1.000 EA | 1.000 EA | [35 empty] | No | [42 empty] | https://www.lutron.com/technicaldocumentlibrary/spec%20guide%20volume%201%20with%20addendums.pdf#page=20 | [7 empty] | Shelf Stock | [13 empty] | <a href="https://www.lutron.com/TechnicalDocumentLibrary/368-4493_Page_30.pdf" target="_blank">Tech Drawing</a> | [25 empty] | 39122232 | [13 empty] | <a href="https://www.lutron.com/TechnicalDocumentLibrary/369-119_Wallbox_Warranty.pdf" target="_blank">Warranty Information</a> |  |  |  |  | 0.300 L | [14 empty] | 0 | 0 | 0 | 0 | Lighting Fixtures | 2016-07-15 12:10 | 2024-07-20 11:05 | 0000-00-00 00:00:00 | 2024-07-20 11:05 | 0000-00-00 00:00:00 | [6 empty] | Ivory
1 | Lutron Electronics | DVLV-600P-WH | 4460-1533 | 4460 | 1533 | Lutron Electronics | DVLV-600P-WH.jpg | 27557687515 | DIVA LOW VOL 600W WHITE | Diva Dimmer - Gloss Finish, Magnetic Low-Voltage, Single-pole, 120V/600VA (450W) in white |  | 2.5 | 4.5 |  | DVLV-600P-WH.jpg | http://grandbrass.xologic.com/vendors/4460/large/DVLV-600P-WH.jpg | [47 empty] | 0 | 0 | 0 | [6 empty] | 0 | 1 | 1 | EA | 1 | Lighting Controls | [7 empty] | White | [16 empty] | Traditional |  |  | Dimmers | [242 empty] | <a href="https://www.lutron.com/TechnicalDocumentLibrary/030448c.pdf" target="_blank">Installation Instructions</a> | [23 empty] | 10.000 DW |  |  | 2.5000 IN | [89 empty] | 1.000 EA | 1.000 EA | [35 empty] | No | [42 empty] | https://www.lutron.com/TechnicalDocumentLibrary/DivaSatinColors.pdf | [7 empty] | Shelf Stock | [13 empty] | <a href="https://www.lutron.com/TechnicalDocumentLibrary/368-4493_Page_2.pdf" target="_blank">Tech Drawing</a> | [25 empty] | 39122206 | [6 empty] | <a href="https://www.lutron.com/Education-Training/Tools/Pages/InstallDimmer.aspx?syst=Dimmers+%26+Switches&prodn=Diva%c2%ae+dimmer+%26+switch" target="_blank">Product Video Clip</a> | [6 empty] | <a href="https://www.lutron.com/TechnicalDocumentLibrary/369-119_Wallbox_Warranty.pdf" target="_blank">Warranty Information</a> |  |  |  |  | 0.250 L | [14 empty] | 0 | 0 | 0 | 0 | Lighting Fixtures | 2016-07-15 12:10 | 2024-07-20 11:05 | 0000-00-00 00:00:00 | 2024-07-20 11:05 | 0000-00-00 00:00:00 | [6 empty] | White
1 | Lutron Electronics | MA-R-WH | 4460-1535 | 4460 | 1535 | Lutron Electronics | MA-R-WH.jpeg?w=1500 | 27557687539 | MAESTRO REMOTE WHITE | Maestro Companion dimmer for multi-location use, 120V, Gloss finish in white |  | 2.3 | 4.5 | [50 empty] | 0 | 0 | 0 | [6 empty] | 0 | 1 | 1 | EA | 1 | Specialty Items | [7 empty] | White | [16 empty] | Traditional |  |  | Lighting Accessories | [49 empty] | <a href="https://www.lutron.com/TechnicalDocumentLibrary/367-1015.pdf" target="_blank">Manufacturer Brochure</a> | [192 empty] | <a href="https://www.lutron.com/TechnicalDocumentLibrary/0301940.pdf" target="_blank">Installation Instructions</a> | [23 empty] | 10.000 DW |  |  | 2.3000 IN | [89 empty] | 1.000 EA | 1.000 EA | [35 empty] | No | [42 empty] | https://www.lutron.com/TechnicalDocumentLibrary/Maestro.pdf | [7 empty] | Shelf Stock | [13 empty] | <a href="https://www.lutron.com/TechnicalDocumentLibrary/368-4493_Page_9.pdf" target="_blank">Tech Drawing</a> | [25 empty] | 39122221 | [6 empty] | <a href="https://www.lutron.com/Education-Training/Tools/Pages/InstallDimmer.aspx?syst=Dimmers+%26+Switches&prodn=Maestro+IR%c2%ae+dimmer" target="_blank">Product Video Clip</a> | [6 empty] | <a href="https://www.lutron.com/TechnicalDocumentLibrary/369-119_Wallbox_Warranty.pdf" target="_blank">Warranty Information</a> |  |  |  |  | 0.200 L | [14 empty] | 0 | 0 | 0 | 0 | Lighting Fixtures | 2016-07-15 12:10 | 2024-07-20 11:05 | 0000-00-00 00:00:00 | 2024-07-20 11:05 | 0000-00-00 00:00:00 | [6 empty] | White
1 | Lutron Electronics | MALV-600-WH | 4460-1536 | 4460 | 1536 | Lutron Electronics | MALV-600-WH.jpg | 27557687546 | MAESTRO LOW VOL 600W WHITE | Maestro Dimmer - Gloss Finish, Magnetic Low-Voltage, Multi-location/single-pole, 120V/600VA (450W) in white |  | 2.3 | 4.5 |  | MALV-600-WH.jpg | http://grandbrass.xologic.com/vendors/4460/large/MALV-600-WH.jpg | [47 empty] | 0 | 0 | 0 | [6 empty] | 0 | 1 | 1 | EA | 1 | Lighting Controls | [7 empty] | White | [16 empty] | Traditional |  |  | Dimmers | [49 empty] | <a href="https://www.lutron.com/technicaldocumentlibrary/spec%20guide%20volume%201%20with%20addendums.pdf" target="_blank">Manufacturer Brochure</a> | [192 empty] | <a href="https://www.lutron.com/TechnicalDocumentLibrary/0301940.pdf" target="_blank">Installation Instructions</a> | [23 empty] | 20.000 DW |  |  | 2.3000 IN | [7 empty] | <a href="https://www.lutron.com/TechnicalDocumentLibrary/MaestroFamily_1.pdf" target="_blank">Line Drawing</a> | [81 empty] | 1.000 EA | 1.000 EA | [35 empty] | No | [42 empty] | https://assets.lutron.com/a/documents/spec%20guide%20volume%201%20with%20addendums.pdf#page=16 | [7 empty] | Shelf Stock | [13 empty] | <a href="https://www.lutron.com/TechnicalDocumentLibrary/368-4493_Page_9.pdf" target="_blank">Tech Drawing</a> | [25 empty] | 39122206 | [6 empty] | <a href="https://www.lutron.com/Service-Support/Technical/InstallationInstructions/Pages/Videos.aspx?syst=Dimmers+%26+Switches&prodn=Maestro%c2%ae+dimmer+%26+switch" target="_blank">Product Video Clip</a> | [6 empty] | <a href="https://www.lutron.com/TechnicalDocumentLibrary/369-119_Wallbox_Warranty.pdf" target="_blank">Warranty Information</a> |  |  |  |  | 0.350 L | [14 empty] | 0 | 0 | 0 | 0 | Lighting Fixtures | 2016-07-15 12:10 | 2024-07-20 11:03 | 0000-00-00 00:00:00 | 2024-07-20 11:03 | 0000-00-00 00:00:00 | [6 empty] | White
1 | Lutron Electronics | MA-1000-GR | 4460-1538 | 4460 | 1538 | Lutron Electronics | MA-1000-GR.jpg | 27557687560 | MAESTRO INC 1000W GRAY | Maestro Dimmer - Gloss Finish, Incandescent/Halogen, Multi-location/single-pole, 120V/1000W in gray |  | 2.3 | 4.5 |  | MA-1000-GR.jpg | http://grandbrass.xologic.com/vendors/4460/large/MA-1000-GR.jpg | [47 empty] | 0 | 0 | 0 | [6 empty] | 0 | 1 | 1 | EA | 1 | Lighting Controls | [7 empty] | Gray | [16 empty] | Traditional |  |  | Dimmers | [49 empty] | <a href="https://www.lutron.com/technicaldocumentlibrary/spec%20guide%20volume%201%20with%20addendums.pdf" target="_blank">Manufacturer Brochure</a> | [192 empty] | <a href="https://www.lutron.com/TechnicalDocumentLibrary/0301940.pdf" target="_blank">Installation Instructions</a> | [23 empty] | 10.000 DW |  |  | 2.3000 IN | [7 empty] | <a href="https://www.lutron.com/TechnicalDocumentLibrary/MaestroFamily_1.pdf" target="_blank">Line Drawing</a> | [81 empty] | 1.000 EA | 1.000 EA | [35 empty] | No | [42 empty] | https://assets.lutron.com/a/documents/spec%20guide%20volume%201%20with%20addendums.pdf#page=16 | [7 empty] | Shelf Stock | [13 empty] | <a href="https://www.lutron.com/TechnicalDocumentLibrary/368-4493_Page_9.pdf" target="_blank">Tech Drawing</a> | [25 empty] | 39122206 | [6 empty] | <a href="https://www.lutron.com/Service-Support/Technical/InstallationInstructions/Pages/Videos.aspx?syst=Dimmers+%26+Switches&prodn=Maestro%c2%ae+dimmer+%26+switch" target="_blank">Product Video Clip</a> | [6 empty] | <a href="https://www.lutron.com/TechnicalDocumentLibrary/369-119_Wallbox_Warranty.pdf" target="_blank">Warranty Information</a> |  |  |  |  | 0.250 L | [14 empty] | 0 | 0 | 0 | 0 | Lighting Fixtures | 2016-07-15 12:10 | 2024-07-20 11:08 | 0000-00-00 00:00:00 | 2024-07-20 11:08 | 0000-00-00 00:00:00 | [6 empty] | Gray
1 | Lutron Electronics | MA-1000-BR | 4460-1539 | 4460 | 1539 | Lutron Electronics | MA-1000-BR.jpg | 27557687577 | MAESTRO INC 1000W BROWN | Maestro Dimmer - Gloss Finish, Incandescent/Halogen, Multi-location/single-pole, 120V/1000W in brown |  | 2.3 | 4.5 |  | MA-1000-BR.jpg | http://grandbrass.xologic.com/vendors/4460/large/MA-1000-BR.jpg | [47 empty] | 0 | 0 | 0 | [6 empty] | 0 | 1 | 1 | EA | 1 | Lighting Controls | [7 empty] | Brown | [16 empty] | Traditional |  |  | Dimmers | [49 empty] | <a href="https://www.lutron.com/technicaldocumentlibrary/spec%20guide%20volume%201%20with%20addendums.pdf" target="_blank">Manufacturer Brochure</a> | [192 empty] | <a href="https://www.lutron.com/TechnicalDocumentLibrary/0301940.pdf" target="_blank">Installation Instructions</a> | [23 empty] | 2.000 DW |  |  | 2.3000 IN | [7 empty] | <a href="https://www.lutron.com/TechnicalDocumentLibrary/MaestroFamily_1.pdf" target="_blank">Line Drawing</a> | [81 empty] | 1.000 EA | 1.000 EA | [35 empty] | No | [42 empty] | https://assets.lutron.com/a/documents/spec%20guide%20volume%201%20with%20addendums.pdf#page=16 | [7 empty] | Shelf Stock | [13 empty] | <a href="https://www.lutron.com/TechnicalDocumentLibrary/368-4493_Page_9.pdf" target="_blank">Tech Drawing</a> | [25 empty] | 39122206 | [6 empty] | <a href="https://www.lutron.com/Service-Support/Technical/InstallationInstructions/Pages/Videos.aspx?syst=Dimmers+%26+Switches&prodn=Maestro%c2%ae+dimmer+%26+switch" target="_blank">Product Video Clip</a> | [6 empty] | <a href="https://www.lutron.com/TechnicalDocumentLibrary/369-119_Wallbox_Warranty.pdf" target="_blank">Warranty Information</a> |  |  |  |  | 0.250 L | [14 empty] | 0 | 0 | 0 | 0 | Lighting Fixtures | 2016-07-15 12:10 | 2024-07-20 11:07 | 0000-00-00 00:00:00 | 2024-07-20 11:07 | 0000-00-00 00:00:00 | [6 empty] | Brown
1 | Lutron Electronics | MA-1000-BL | 4460-1540 | 4460 | 1540 | Lutron Electronics | MA-1000-BL.jpg | 27557687584 | MAESTRO INC 1000W BLACK | Maestro Dimmer - Gloss Finish, Incandescent/Halogen, Multi-location/single-pole, 120V/1000W in black |  | 2.3 | 4.5 |  | MA-1000-BL.jpg | http://grandbrass.xologic.com/vendors/4460/large/MA-1000-BL.jpg | [47 empty] | 0 | 0 | 0 | [6 empty] | 0 | 1 | 1 | EA | 1 | Lighting Controls | [7 empty] | Black | [16 empty] | Traditional |  |  | Dimmers | [49 empty] | <a href="https://www.lutron.com/technicaldocumentlibrary/spec%20guide%20volume%201%20with%20addendums.pdf" target="_blank">Manufacturer Brochure</a> | [192 empty] | <a href="https://www.lutron.com/TechnicalDocumentLibrary/0301940.pdf" target="_blank">Installation Instructions</a> | [23 empty] | 2.000 DW |  |  | 2.3000 IN | [7 empty] | <a href="https://www.lutron.com/TechnicalDocumentLibrary/MaestroFamily_1.pdf" target="_blank">Line Drawing</a> | [81 empty] | 1.000 EA | 1.000 EA | [35 empty] | No | [42 empty] | https://assets.lutron.com/a/documents/spec%20guide%20volume%201%20with%20addendums.pdf#page=16 | [7 empty] | Shelf Stock | [13 empty] | <a href="https://www.lutron.com/TechnicalDocumentLibrary/368-4493_Page_9.pdf" target="_blank">Tech Drawing</a> | [25 empty] | 39122206 | [6 empty] | <a href="https://www.lutron.com/Service-Support/Technical/InstallationInstructions/Pages/Videos.aspx?syst=Dimmers+%26+Switches&prodn=Maestro%c2%ae+dimmer+%26+switch" target="_blank">Product Video Clip</a> | [6 empty] | <a href="https://www.lutron.com/TechnicalDocumentLibrary/369-119_Wallbox_Warranty.pdf" target="_blank">Warranty Information</a> |  |  |  |  | 0.250 L | [14 empty] | 0 | 0 | 0 | 0 | Lighting Fixtures | 2016-07-15 12:10 | 2024-07-20 11:03 | 0000-00-00 00:00:00 | 2024-07-20 11:03 | 0000-00-00 00:00:00 | [6 empty] | Black
1 | Lutron Electronics | MA-1000-AL | 4460-1541 | 4460 | 1541 | Lutron Electronics | MA-1000-AL.jpg | 27557687591 | MAESTRO INC 1000W ALMOND | Maestro Dimmer - Gloss Finish, Incandescent/Halogen, Multi-location/single-pole, 120V/1000W in almond |  | 2.3 | 4.5 |  | MA-1000-AL.jpg | http://grandbrass.xologic.com/vendors/4460/large/MA-1000-AL.jpg | [47 empty] | 0 | 0 | 0 | [6 empty] | 0 | 1 | 1 | EA | 1 | Lighting Controls | [7 empty] | Nickel | [16 empty] | Traditional |  |  | Dimmers | [49 empty] | <a href="https://www.lutron.com/technicaldocumentlibrary/spec%20guide%20volume%201%20with%20addendums.pdf" target="_blank">Manufacturer Brochure</a> | [192 empty] | <a href="https://www.lutron.com/TechnicalDocumentLibrary/0301940.pdf" target="_blank">Installation Instructions</a> | [23 empty] | 2.000 DW |  |  | 2.3000 IN | [7 empty] | <a href="https://www.lutron.com/TechnicalDocumentLibrary/MaestroFamily_1.pdf" target="_blank">Line Drawing</a> | [81 empty] | 1.000 EA | 1.000 EA | [35 empty] | No | [42 empty] | https://assets.lutron.com/a/documents/spec%20guide%20volume%201%20with%20addendums.pdf#page=16 | [7 empty] | Shelf Stock | [13 empty] | <a href="https://www.lutron.com/TechnicalDocumentLibrary/368-4493_Page_9.pdf" target="_blank">Tech Drawing</a> | [25 empty] | 39122206 | [6 empty] | <a href="https://www.lutron.com/Service-Support/Technical/InstallationInstructions/Pages/Videos.aspx?syst=Dimmers+%26+Switches&prodn=Maestro%c2%ae+dimmer+%26+switch" target="_blank">Product Video Clip</a> | [6 empty] | <a href="https://www.lutron.com/TechnicalDocumentLibrary/369-119_Wallbox_Warranty.pdf" target="_blank">Warranty Information</a> |  |  |  |  | 0.250 L | [14 empty] | 0 | 0 | 0 | 0 | Lighting Fixtures | 2016-07-15 12:10 | 2024-07-20 11:05 | 0000-00-00 00:00:00 | 2024-07-20 11:05 | 0000-00-00 00:00:00 | [6 empty] | Almond
1 | Lutron Electronics | MA-1000-IV | 4460-1542 | 4460 | 1542 | Lutron Electronics | MA-1000-IV.jpg | 27557687607 | MAESTRO INC 1000W IVORY | Maestro Dimmer - Gloss Finish, Incandescent/Halogen, Multi-location/single-pole, 120V/1000W in ivory |  | 2.3 | 4.5 |  | MA-1000-IV.jpg | http://grandbrass.xologic.com/vendors/4460/large/MA-1000-IV.jpg | [47 empty] | 0 | 0 | 0 | [6 empty] | 0 | 1 | 1 | EA | 1 | Lighting Controls | [7 empty] | White | [16 empty] | Traditional |  |  | Dimmers | [49 empty] | <a href="https://www.lutron.com/technicaldocumentlibrary/spec%20guide%20volume%201%20with%20addendums.pdf" target="_blank">Manufacturer Brochure</a> | [192 empty] | <a href="https://www.lutron.com/TechnicalDocumentLibrary/0301940.pdf" target="_blank">Installation Instructions</a> | [23 empty] | 2.000 DW |  |  | 2.3000 IN | [7 empty] | <a href="https://www.lutron.com/TechnicalDocumentLibrary/MaestroFamily_1.pdf" target="_blank">Line Drawing</a> | [81 empty] | 1.000 EA | 1.000 EA | [35 empty] | No | [42 empty] | https://assets.lutron.com/a/documents/spec%20guide%20volume%201%20with%20addendums.pdf#page=16 | [7 empty] | Shelf Stock | [13 empty] | <a href="https://www.lutron.com/TechnicalDocumentLibrary/368-4493_Page_9.pdf" target="_blank">Tech Drawing</a> | [25 empty] | 39122206 | [6 empty] | <a href="https://www.lutron.com/Service-Support/Technical/InstallationInstructions/Pages/Videos.aspx?syst=Dimmers+%26+Switches&prodn=Maestro%c2%ae+dimmer+%26+switch" target="_blank">Product Video Clip</a> | [6 empty] | <a href="https://www.lutron.com/TechnicalDocumentLibrary/369-119_Wallbox_Warranty.pdf" target="_blank">Warranty Information</a> |  |  |  |  | 0.250 L | [14 empty] | 0 | 0 | 0 | 0 | Lighting Fixtures | 2016-07-15 12:10 | 2024-07-20 11:07 | 0000-00-00 00:00:00 | 2024-07-20 11:07 | 0000-00-00 00:00:00 | [6 empty] | Ivory
1 | Lutron Electronics | MA-1000-WH | 4460-1543 | 4460 | 1543 | Lutron Electronics | MA-1000-WH.jpg | 27557687614 | MAESTRO INC 1000W WHITE | Maestro Dimmer - Gloss Finish, Incandescent/Halogen, Multi-location/single-pole, 120V/1000W in white |  | 2.3 | 4.5 |  | MA-1000-WH.jpg | http://grandbrass.xologic.com/vendors/4460/large/MA-1000-WH.jpg | [47 empty] | 0 | 0 | 0 | [6 empty] | 0 | 1 | 1 | EA | 1 | Lighting Controls | [7 empty] | White | [16 empty] | Traditional |  |  | Dimmers | [49 empty] | <a href="https://www.lutron.com/technicaldocumentlibrary/spec%20guide%20volume%201%20with%20addendums.pdf" target="_blank">Manufacturer Brochure</a> | [192 empty] | <a href="https://www.lutron.com/TechnicalDocumentLibrary/0301940.pdf" target="_blank">Installation Instructions</a> | [23 empty] | 10.000 DW |  |  | 2.3000 IN | [7 empty] | <a href="https://www.lutron.com/TechnicalDocumentLibrary/MaestroFamily_1.pdf" target="_blank">Line Drawing</a> | [81 empty] | 1.000 EA | 1.000 EA | [35 empty] | No | [42 empty] | https://assets.lutron.com/a/documents/spec%20guide%20volume%201%20with%20addendums.pdf#page=16 | [7 empty] | Shelf Stock | [13 empty] | <a href="https://www.lutron.com/TechnicalDocumentLibrary/368-4493_Page_9.pdf" target="_blank">Tech Drawing</a> | [25 empty] | 39122206 | [6 empty] | <a href="https://www.lutron.com/Service-Support/Technical/InstallationInstructions/Pages/Videos.aspx?syst=Dimmers+%26+Switches&prodn=Maestro%c2%ae+dimmer+%26+switch" target="_blank">Product Video Clip</a> | [6 empty] | <a href="https://www.lutron.com/TechnicalDocumentLibrary/369-119_Wallbox_Warranty.pdf" target="_blank">Warranty Information</a> |  |  |  |  | 0.250 L | [14 empty] | 0 | 0 | 0 | 0 | Lighting Fixtures | 2016-07-15 12:10 | 2024-07-20 11:09 | 0000-00-00 00:00:00 | 2024-07-20 11:09 | 0000-00-00 00:00:00 | [6 empty] | White
1 | Lutron Electronics | MALV-1000-IV | 4460-1544 | 4460 | 1544 | Lutron Electronics | MALV-1000-IV.jpg | 27557687621 | MAESTRO LOW VOL 1000W IVORY | Maestro Dimmer - Gloss Finish, Magnetic Low-Voltage, Multi-location/single-pole, 120V/1000VA (800W) in ivory |  | 2.3 | 4.5 |  | MALV-1000-IV.jpg | http://grandbrass.xologic.com/vendors/4460/large/MALV-1000-IV.jpg | [47 empty] | 0 | 0 | 0 | [6 empty] | 0 | 1 | 1 | EA | 1 | Lighting Controls | [7 empty] | White | [16 empty] | Traditional |  |  | Dimmers | [49 empty] | <a href="https://www.lutron.com/technicaldocumentlibrary/spec%20guide%20volume%201%20with%20addendums.pdf" target="_blank">Manufacturer Brochure</a> | [192 empty] | <a href="https://www.lutron.com/TechnicalDocumentLibrary/0301940.pdf" target="_blank">Installation Instructions</a> | [23 empty] | 2.000 DW |  |  | 2.3000 IN | [7 empty] | <a href="https://www.lutron.com/TechnicalDocumentLibrary/MaestroFamily_1.pdf" target="_blank">Line Drawing</a> | [81 empty] | 1.000 EA | 1.000 EA | [35 empty] | No | [42 empty] | https://assets.lutron.com/a/documents/spec%20guide%20volume%201%20with%20addendums.pdf#page=16 | [7 empty] | Shelf Stock | [13 empty] | <a href="https://www.lutron.com/TechnicalDocumentLibrary/368-4493_Page_9.pdf" target="_blank">Tech Drawing</a> | [25 empty] | 39122206 | [6 empty] | <a href="https://www.lutron.com/Service-Support/Technical/InstallationInstructions/Pages/Videos.aspx?syst=Dimmers+%26+Switches&prodn=Maestro%c2%ae+dimmer+%26+switch" target="_blank">Product Video Clip</a> | [6 empty] | <a href="https://www.lutron.com/TechnicalDocumentLibrary/369-119_Wallbox_Warranty.pdf" target="_blank">Warranty Information</a> |  |  |  |  | 0.300 L | [14 empty] | 0 | 0 | 0 | 0 | Lighting Fixtures | 2016-07-15 12:10 | 2024-07-20 11:06 | 0000-00-00 00:00:00 | 2024-07-20 11:06 | 0000-00-00 00:00:00 | [6 empty] | Ivory
1 | Lutron Electronics | MALV-1000-WH | 4460-1545 | 4460 | 1545 | Lutron Electronics | MALV-1000-WH.jpg | 27557687638 | MAESTRO LOW VOL 1000W WHITE | Maestro Dimmer - Gloss Finish, Magnetic Low-Voltage, Multi-location/single-pole, 120V/1000VA (800W) in white |  | 2.3 | 4.5 |  | MALV-1000-WH.jpg | http://grandbrass.xologic.com/vendors/4460/large/MALV-1000-WH.jpg | [47 empty] | 0 | 0 | 0 | [6 empty] | 0 | 1 | 1 | EA | 1 | Lighting Controls | [7 empty] | White | [16 empty] | Traditional |  |  | Dimmers | [49 empty] | <a href="https://www.lutron.com/technicaldocumentlibrary/spec%20guide%20volume%201%20with%20addendums.pdf" target="_blank">Manufacturer Brochure</a> | [192 empty] | <a href="https://www.lutron.com/TechnicalDocumentLibrary/0301940.pdf" target="_blank">Installation Instructions</a> | [23 empty] | 10.000 DW |  |  | 2.3000 IN | [7 empty] | <a href="https://www.lutron.com/TechnicalDocumentLibrary/MaestroFamily_1.pdf" target="_blank">Line Drawing</a> | [81 empty] | 1.000 EA | 1.000 EA | [35 empty] | No | [42 empty] | https://assets.lutron.com/a/documents/spec%20guide%20volume%201%20with%20addendums.pdf#page=16 | [7 empty] | Shelf Stock | [13 empty] | <a href="https://www.lutron.com/TechnicalDocumentLibrary/368-4493_Page_9.pdf" target="_blank">Tech Drawing</a> | [25 empty] | 39122206 | [6 empty] | <a href="https://www.lutron.com/Service-Support/Technical/InstallationInstructions/Pages/Videos.aspx?syst=Dimmers+%26+Switches&prodn=Maestro%c2%ae+dimmer+%26+switch" target="_blank">Product Video Clip</a> | [6 empty] | <a href="https://www.lutron.com/TechnicalDocumentLibrary/369-119_Wallbox_Warranty.pdf" target="_blank">Warranty Information</a> |  |  |  |  | 0.300 L | [14 empty] | 0 | 0 | 0 | 0 | Lighting Fixtures | 2016-07-15 12:10 | 2024-07-20 11:09 | 0000-00-00 00:00:00 | 2024-07-20 11:09 | 0000-00-00 00:00:00 | [6 empty] | White
1 | Lutron Electronics | MALV-1000-AL | 4460-1546 | 4460 | 1546 | Lutron Electronics | MALV-1000-AL.jpg | 27557687645 | MAESTRO LOW VOL 1000W ALMOND | Maestro Dimmer - Gloss Finish, Magnetic Low-Voltage, Multi-location/single-pole, 120V/1000VA (800W) in almond |  | 2.3 | 4.5 |  | MALV-1000-AL.jpg | http://grandbrass.xologic.com/vendors/4460/large/MALV-1000-AL.jpg | [47 empty] | 0 | 0 | 0 | [6 empty] | 0 | 1 | 1 | EA | 1 | Lighting Controls | [7 empty] | Nickel | [16 empty] | Traditional |  |  | Dimmers | [49 empty] | <a href="https://www.lutron.com/technicaldocumentlibrary/spec%20guide%20volume%201%20with%20addendums.pdf" target="_blank">Manufacturer Brochure</a> | [192 empty] | <a href="https://www.lutron.com/TechnicalDocumentLibrary/0301940.pdf" target="_blank">Installation Instructions</a> | [23 empty] | 2.000 DW |  |  | 2.3000 IN | [7 empty] | <a href="https://www.lutron.com/TechnicalDocumentLibrary/MaestroFamily_1.pdf" target="_blank">Line Drawing</a> | [81 empty] | 1.000 EA | 1.000 EA | [35 empty] | No | [42 empty] | https://assets.lutron.com/a/documents/spec%20guide%20volume%201%20with%20addendums.pdf#page=16 | [7 empty] | Shelf Stock | [13 empty] | <a href="https://www.lutron.com/TechnicalDocumentLibrary/368-4493_Page_9.pdf" target="_blank">Tech Drawing</a> | [25 empty] | 39122206 | [6 empty] | <a href="https://www.lutron.com/Service-Support/Technical/InstallationInstructions/Pages/Videos.aspx?syst=Dimmers+%26+Switches&prodn=Maestro%c2%ae+dimmer+%26+switch" target="_blank">Product Video Clip</a> | [6 empty] | <a href="https://www.lutron.com/TechnicalDocumentLibrary/369-119_Wallbox_Warranty.pdf" target="_blank">Warranty Information</a> |  |  |  |  | 0.300 L | [14 empty] | 0 | 0 | 0 | 0 | Lighting Fixtures | 2016-07-15 12:10 | 2024-07-20 11:08 | 0000-00-00 00:00:00 | 2024-07-20 11:08 | 0000-00-00 00:00:00 | [6 empty] | Almond
1 | Lutron Electronics | MALV-1000-BL | 4460-1547 | 4460 | 1547 | Lutron Electronics | MALV-1000-BL.jpg | 27557687652 | MAESTRO LOW VOL 1000W BLACK | Maestro Dimmer - Gloss Finish, Magnetic Low-Voltage, Multi-location/single-pole, 120V/1000VA (800W) in black |  | 2.3 | 4.5 |  | MALV-1000-BL.jpg | http://grandbrass.xologic.com/vendors/4460/large/MALV-1000-BL.jpg | [47 empty] | 0 | 0 | 0 | [6 empty] | 0 | 1 | 1 | EA | 1 | Lighting Controls | [7 empty] | Black | [16 empty] | Traditional |  |  | Dimmers | [49 empty] | <a href="https://www.lutron.com/technicaldocumentlibrary/spec%20guide%20volume%201%20with%20addendums.pdf" target="_blank">Manufacturer Brochure</a> | [192 empty] | <a href="https://www.lutron.com/TechnicalDocumentLibrary/0301940.pdf" target="_blank">Installation Instructions</a> | [23 empty] | 2.000 DW |  |  | 2.3000 IN | [7 empty] | <a href="https://www.lutron.com/TechnicalDocumentLibrary/MaestroFamily_1.pdf" target="_blank">Line Drawing</a> | [81 empty] | 1.000 EA | 1.000 EA | [35 empty] | No | [42 empty] | https://assets.lutron.com/a/documents/spec%20guide%20volume%201%20with%20addendums.pdf#page=16 | [7 empty] | Shelf Stock | [13 empty] | <a href="https://www.lutron.com/TechnicalDocumentLibrary/368-4493_Page_9.pdf" target="_blank">Tech Drawing</a> | [25 empty] | 39122206 | [6 empty] | <a href="https://www.lutron.com/Service-Support/Technical/InstallationInstructions/Pages/Videos.aspx?syst=Dimmers+%26+Switches&prodn=Maestro%c2%ae+dimmer+%26+switch" target="_blank">Product Video Clip</a> | [6 empty] | <a href="https://www.lutron.com/TechnicalDocumentLibrary/369-119_Wallbox_Warranty.pdf" target="_blank">Warranty Information</a> |  |  |  |  | 0.300 L | [14 empty] | 0 | 0 | 0 | 0 | Lighting Fixtures | 2016-07-15 12:10 | 2024-07-20 11:11 | 0000-00-00 00:00:00 | 2024-07-20 11:11 | 0000-00-00 00:00:00 | [6 empty] | Black
1 | Lutron Electronics | MALV-1000-BR | 4460-1548 | 4460 | 1548 | Lutron Electronics | MALV-1000-BR.jpg | 27557687669 | MAESTRO LOW VOL 1000W BROWN | Maestro Dimmer - Gloss Finish, Magnetic Low-Voltage, Multi-location/single-pole, 120V/1000VA (800W) in brown |  | 2.3 | 4.5 |  | MALV-1000-BR.jpg | http://grandbrass.xologic.com/vendors/4460/large/MALV-1000-BR.jpg | [47 empty] | 0 | 0 | 0 | [6 empty] | 0 | 1 | 1 | EA | 1 | Lighting Controls | [7 empty] | Brown | [16 empty] | Traditional |  |  | Dimmers | [49 empty] | <a href="https://www.lutron.com/technicaldocumentlibrary/spec%20guide%20volume%201%20with%20addendums.pdf" target="_blank">Manufacturer Brochure</a> | [192 empty] | <a href="https://www.lutron.com/TechnicalDocumentLibrary/0301940.pdf" target="_blank">Installation Instructions</a> | [23 empty] | 2.000 DW |  |  | 2.3000 IN | [7 empty] | <a href="https://www.lutron.com/TechnicalDocumentLibrary/MaestroFamily_1.pdf" target="_blank">Line Drawing</a> | [81 empty] | 1.000 EA | 1.000 EA | [35 empty] | No | [42 empty] | https://assets.lutron.com/a/documents/spec%20guide%20volume%201%20with%20addendums.pdf#page=16 | [7 empty] | Shelf Stock | [13 empty] | <a href="https://www.lutron.com/TechnicalDocumentLibrary/368-4493_Page_9.pdf" target="_blank">Tech Drawing</a> | [25 empty] | 39122206 | [6 empty] | <a href="https://www.lutron.com/Service-Support/Technical/InstallationInstructions/Pages/Videos.aspx?syst=Dimmers+%26+Switches&prodn=Maestro%c2%ae+dimmer+%26+switch" target="_blank">Product Video Clip</a> | [6 empty] | <a href="https://www.lutron.com/TechnicalDocumentLibrary/369-119_Wallbox_Warranty.pdf" target="_blank">Warranty Information</a> |  |  |  |  | 0.300 L | [14 empty] | 0 | 0 | 0 | 0 | Lighting Fixtures | 2016-07-15 12:10 | 2024-07-20 11:04 | 0000-00-00 00:00:00 | 2024-07-20 11:04 | 0000-00-00 00:00:00 | [6 empty] | Brown
1 | Lutron Electronics | MALV-1000-GR | 4460-1549 | 4460 | 1549 | Lutron Electronics | MALV-1000-GR.jpg | 27557687676 | MAESTRO LOW VOL 1000W GRAY | Maestro Dimmer - Gloss Finish, Magnetic Low-Voltage, Multi-location/single-pole, 120V/1000VA (800W) in gray |  | 2.3 | 4.5 |  | MALV-1000-GR.jpg | http://grandbrass.xologic.com/vendors/4460/large/MALV-1000-GR.jpg | [47 empty] | 0 | 0 | 0 | [6 empty] | 0 | 1 | 1 | EA | 1 | Lighting Controls | [7 empty] | Gray | [16 empty] | Traditional |  |  | Dimmers | [49 empty] | <a href="https://www.lutron.com/technicaldocumentlibrary/spec%20guide%20volume%201%20with%20addendums.pdf" target="_blank">Manufacturer Brochure</a> | [192 empty] | <a href="https://www.lutron.com/TechnicalDocumentLibrary/0301940.pdf" target="_blank">Installation Instructions</a> | [23 empty] | 2.000 DW |  |  | 2.3000 IN | [7 empty] | <a href="https://www.lutron.com/TechnicalDocumentLibrary/MaestroFamily_1.pdf" target="_blank">Line Drawing</a> | [81 empty] | 1.000 EA | 1.000 EA | [35 empty] | No | [42 empty] | https://assets.lutron.com/a/documents/spec%20guide%20volume%201%20with%20addendums.pdf#page=16 | [7 empty] | Shelf Stock | [13 empty] | <a href="https://www.lutron.com/TechnicalDocumentLibrary/368-4493_Page_9.pdf" target="_blank">Tech Drawing</a> | [25 empty] | 39122206 | [6 empty] | <a href="https://www.lutron.com/Service-Support/Technical/InstallationInstructions/Pages/Videos.aspx?syst=Dimmers+%26+Switches&prodn=Maestro%c2%ae+dimmer+%26+switch" target="_blank">Product Video Clip</a> | [6 empty] | <a href="https://www.lutron.com/TechnicalDocumentLibrary/369-119_Wallbox_Warranty.pdf" target="_blank">Warranty Information</a> |  |  |  |  | 0.300 L | [14 empty] | 0 | 0 | 0 | 0 | Lighting Fixtures | 2016-07-15 12:10 | 2024-07-20 11:11 | 0000-00-00 00:00:00 | 2024-07-20 11:11 | 0000-00-00 00:00:00 | [6 empty] | Gray
1 | Lutron Electronics | MALV-600-GR | 4460-1550 | 4460 | 1550 | Lutron Electronics | MALV-600-GR.jpg | 27557687683 | MAESTRO LOW VOL 600W GRAY | Maestro Dimmer - Gloss Finish, Magnetic Low-Voltage, Multi-location/single-pole, 120V/600VA (450W) in gray |  | 2.3 | 4.5 |  | MALV-600-GR.jpg | http://grandbrass.xologic.com/vendors/4460/large/MALV-600-GR.jpg | [47 empty] | 0 | 0 | 0 | [6 empty] | 0 | 1 | 1 | EA | 1 | Lighting Controls | [7 empty] | Gray | [16 empty] | Traditional |  |  | Dimmers | [49 empty] | <a href="https://www.lutron.com/technicaldocumentlibrary/spec%20guide%20volume%201%20with%20addendums.pdf" target="_blank">Manufacturer Brochure</a> | [192 empty] | <a href="https://www.lutron.com/TechnicalDocumentLibrary/0301940.pdf" target="_blank">Installation Instructions</a> | [23 empty] | 10.000 DW |  |  | 2.3000 IN | [7 empty] | <a href="https://www.lutron.com/TechnicalDocumentLibrary/MaestroFamily_1.pdf" target="_blank">Line Drawing</a> | [81 empty] | 1.000 EA | 1.000 EA | [35 empty] | No | [42 empty] | https://assets.lutron.com/a/documents/spec%20guide%20volume%201%20with%20addendums.pdf#page=16 | [7 empty] | Shelf Stock | [13 empty] | <a href="https://www.lutron.com/TechnicalDocumentLibrary/368-4493_Page_9.pdf" target="_blank">Tech Drawing</a> | [25 empty] | 39122206 | [6 empty] | <a href="https://www.lutron.com/Service-Support/Technical/InstallationInstructions/Pages/Videos.aspx?syst=Dimmers+%26+Switches&prodn=Maestro%c2%ae+dimmer+%26+switch" target="_blank">Product Video Clip</a> | [6 empty] | <a href="https://www.lutron.com/TechnicalDocumentLibrary/369-119_Wallbox_Warranty.pdf" target="_blank">Warranty Information</a> |  |  |  |  | 0.350 L | [14 empty] | 0 | 0 | 0 | 0 | Lighting Fixtures | 2016-07-15 12:10 | 2024-07-20 11:05 | 0000-00-00 00:00:00 | 2024-07-20 11:05 | 0000-00-00 00:00:00 | [6 empty] | Gray
1 | Lutron Electronics | MALV-600-BR | 4460-1551 | 4460 | 1551 | Lutron Electronics | MALV-600-BR.jpg | 27557687690 | MAESTRO LOW VOL 600W BROWN | Maestro Dimmer - Gloss Finish, Magnetic Low-Voltage, Multi-location/single-pole, 120V/600VA (450W) in brown |  | 2.3 | 4.5 |  | MALV-600-BR.jpg | http://grandbrass.xologic.com/vendors/4460/large/MALV-600-BR.jpg | [47 empty] | 0 | 0 | 0 | [6 empty] | 0 | 1 | 1 | EA | 1 | Lighting Controls | [7 empty] | Brown | [16 empty] | Traditional |  |  | Dimmers | [49 empty] | <a href="https://www.lutron.com/technicaldocumentlibrary/spec%20guide%20volume%201%20with%20addendums.pdf" target="_blank">Manufacturer Brochure</a> | [192 empty] | <a href="https://www.lutron.com/TechnicalDocumentLibrary/0301940.pdf" target="_blank">Installation Instructions</a> | [23 empty] | 10.000 DW |  |  | 2.3000 IN | [7 empty] | <a href="https://www.lutron.com/TechnicalDocumentLibrary/MaestroFamily_1.pdf" target="_blank">Line Drawing</a> | [81 empty] | 1.000 EA | 1.000 EA | [35 empty] | No | [42 empty] | https://assets.lutron.com/a/documents/spec%20guide%20volume%201%20with%20addendums.pdf#page=16 | [7 empty] | Shelf Stock | [13 empty] | <a href="https://www.lutron.com/TechnicalDocumentLibrary/368-4493_Page_9.pdf" target="_blank">Tech Drawing</a> | [25 empty] | 39122206 | [6 empty] | <a href="https://www.lutron.com/Service-Support/Technical/InstallationInstructions/Pages/Videos.aspx?syst=Dimmers+%26+Switches&prodn=Maestro%c2%ae+dimmer+%26+switch" target="_blank">Product Video Clip</a> | [6 empty] | <a href="https://www.lutron.com/TechnicalDocumentLibrary/369-119_Wallbox_Warranty.pdf" target="_blank">Warranty Information</a> |  |  |  |  | 0.350 L | [14 empty] | 0 | 0 | 0 | 0 | Lighting Fixtures | 2016-07-15 12:11 | 2024-07-20 11:05 | 0000-00-00 00:00:00 | 2024-07-20 11:05 | 0000-00-00 00:00:00 | [6 empty] | Brown
1 | Lutron Electronics | MALV-600-BL | 4460-1552 | 4460 | 1552 | Lutron Electronics | MALV-600-BL.jpg | 27557687706 | MAESTRO LOW VOL 600W BLACK | Maestro Dimmer - Gloss Finish, Magnetic Low-Voltage, Multi-location/single-pole, 120V/600VA (450W) in black |  | 2.3 | 4.5 |  | MALV-600-BL.jpg | http://grandbrass.xologic.com/vendors/4460/large/MALV-600-BL.jpg | [47 empty] | 0 | 0 | 0 | [6 empty] | 0 | 1 | 1 | EA | 1 | Lighting Controls | [7 empty] | Black | [16 empty] | Traditional |  |  | Dimmers | [49 empty] | <a href="https://www.lutron.com/technicaldocumentlibrary/spec%20guide%20volume%201%20with%20addendums.pdf" target="_blank">Manufacturer Brochure</a> | [192 empty] | <a href="https://www.lutron.com/TechnicalDocumentLibrary/0301940.pdf" target="_blank">Installation Instructions</a> | [23 empty] | 15.000 DW |  |  | 2.3000 IN | [7 empty] | <a href="https://www.lutron.com/TechnicalDocumentLibrary/MaestroFamily_1.pdf" target="_blank">Line Drawing</a> | [81 empty] | 1.000 EA | 1.000 EA | [35 empty] | No | [42 empty] | https://assets.lutron.com/a/documents/spec%20guide%20volume%201%20with%20addendums.pdf#page=16 | [7 empty] | Shelf Stock | [13 empty] | <a href="https://www.lutron.com/TechnicalDocumentLibrary/368-4493_Page_9.pdf" target="_blank">Tech Drawing</a> | [25 empty] | 39122206 | [6 empty] | <a href="https://www.lutron.com/Service-Support/Technical/InstallationInstructions/Pages/Videos.aspx?syst=Dimmers+%26+Switches&prodn=Maestro%c2%ae+dimmer+%26+switch" target="_blank">Product Video Clip</a> | [6 empty] | <a href="https://www.lutron.com/TechnicalDocumentLibrary/369-119_Wallbox_Warranty.pdf" target="_blank">Warranty Information</a> |  |  |  |  | 0.350 L | [14 empty] | 0 | 0 | 0 | 0 | Lighting Fixtures | 2016-07-15 12:11 | 2024-07-20 11:05 | 0000-00-00 00:00:00 | 2024-07-20 11:05 | 0000-00-00 00:00:00 | [6 empty] | Black
1 | Lutron Electronics | MALV-600-AL | 4460-1553 | 4460 | 1553 | Lutron Electronics | MALV-600-AL.jpg | 27557687713 | MAESTRO LOW VOL 600W ALMOND | Maestro Dimmer - Gloss Finish, Magnetic Low-Voltage, Multi-location/single-pole, 120V/600VA (450W) in almond |  | 2.3 | 4.5 |  | MALV-600-AL.jpg | http://grandbrass.xologic.com/vendors/4460/large/MALV-600-AL.jpg | [47 empty] | 0 | 0 | 0 | [6 empty] | 0 | 1 | 1 | EA | 1 | Lighting Controls | [7 empty] | Nickel | [16 empty] | Traditional |  |  | Dimmers | [49 empty] | <a href="https://www.lutron.com/technicaldocumentlibrary/spec%20guide%20volume%201%20with%20addendums.pdf" target="_blank">Manufacturer Brochure</a> | [192 empty] | <a href="https://www.lutron.com/TechnicalDocumentLibrary/0301940.pdf" target="_blank">Installation Instructions</a> | [23 empty] | 2.000 DW |  |  | 2.3000 IN | [7 empty] | <a href="https://www.lutron.com/TechnicalDocumentLibrary/MaestroFamily_1.pdf" target="_blank">Line Drawing</a> | [81 empty] | 1.000 EA | 1.000 EA | [35 empty] | No | [42 empty] | https://assets.lutron.com/a/documents/spec%20guide%20volume%201%20with%20addendums.pdf#page=16 | [7 empty] | Shelf Stock | [13 empty] | <a href="https://www.lutron.com/TechnicalDocumentLibrary/368-4493_Page_9.pdf" target="_blank">Tech Drawing</a> | [25 empty] | 39122206 | [6 empty] | <a href="https://www.lutron.com/Service-Support/Technical/InstallationInstructions/Pages/Videos.aspx?syst=Dimmers+%26+Switches&prodn=Maestro%c2%ae+dimmer+%26+switch" target="_blank">Product Video Clip</a> | [6 empty] | <a href="https://www.lutron.com/TechnicalDocumentLibrary/369-119_Wallbox_Warranty.pdf" target="_blank">Warranty Information</a> |  |  |  |  | 0.350 L | [14 empty] | 0 | 0 | 0 | 0 | Lighting Fixtures | 2016-07-15 12:11 | 2024-07-20 11:08 | 0000-00-00 00:00:00 | 2024-07-20 11:08 | 0000-00-00 00:00:00 | [6 empty] | Almond
1 | Lutron Electronics | MALV-600-IV | 4460-1554 | 4460 | 1554 | Lutron Electronics | MALV-600-IV.jpg | 27557687720 | MAESTRO LOW VOL 600W IVORY | Maestro Dimmer - Gloss Finish, Magnetic Low-Voltage, Multi-location/single-pole, 120V/600VA (450W) in ivory |  | 2.3 | 4.5 |  | MALV-600-IV.jpg | http://grandbrass.xologic.com/vendors/4460/large/MALV-600-IV.jpg | [47 empty] | 0 | 0 | 0 | [6 empty] | 0 | 1 | 1 | EA | 1 | Lighting Controls | [7 empty] | White | [16 empty] | Traditional |  |  | Dimmers | [49 empty] | <a href="https://www.lutron.com/technicaldocumentlibrary/spec%20guide%20volume%201%20with%20addendums.pdf" target="_blank">Manufacturer Brochure</a> | [192 empty] | <a href="https://www.lutron.com/TechnicalDocumentLibrary/0301940.pdf" target="_blank">Installation Instructions</a> | [23 empty] | 10.000 DW |  |  | 2.3000 IN | [7 empty] | <a href="https://www.lutron.com/TechnicalDocumentLibrary/MaestroFamily_1.pdf" target="_blank">Line Drawing</a> | [81 empty] | 1.000 EA | 1.000 EA | [35 empty] | No | [42 empty] | https://assets.lutron.com/a/documents/spec%20guide%20volume%201%20with%20addendums.pdf#page=16 | [7 empty] | Shelf Stock | [13 empty] | <a href="https://www.lutron.com/TechnicalDocumentLibrary/368-4493_Page_9.pdf" target="_blank">Tech Drawing</a> | [25 empty] | 39122206 | [6 empty] | <a href="https://www.lutron.com/Service-Support/Technical/InstallationInstructions/Pages/Videos.aspx?syst=Dimmers+%26+Switches&prodn=Maestro%c2%ae+dimmer+%26+switch" target="_blank">Product Video Clip</a> | [6 empty] | <a href="https://www.lutron.com/TechnicalDocumentLibrary/369-119_Wallbox_Warranty.pdf" target="_blank">Warranty Information</a> |  |  |  |  | 0.350 L | [14 empty] | 0 | 0 | 0 | 0 | Lighting Fixtures | 2016-07-15 12:11 | 2024-07-20 11:11 | 0000-00-00 00:00:00 | 2024-07-20 11:11 | 0000-00-00 00:00:00 | [6 empty] | Ivory
1 | Lutron Electronics | MA-R-GR | 4460-1555 | 4460 | 1555 | Lutron Electronics | Ecom_MA-R-GR_NoWallplate.jpeg | 27557687744 | MAESTRO REMOTE GRAY | Maestro Companion dimmer for multi-location use, 120V, Gloss finish in gray |  | 2.3 | 4.5 |  | Ecom_MA-R-GR_NoWallplate.jpeg | http://grandbrass.xologic.com/vendors/4460/large/Ecom_MA-R-GR_NoWallplate.jpeg | [47 empty] | 0 | 0 | 0 | [6 empty] | 0 | 1 | 1 | EA | 1 | Specialty Items | [7 empty] | Gray | [16 empty] | Traditional |  |  | Lighting Accessories | [49 empty] | <a href="https://www.lutron.com/TechnicalDocumentLibrary/367-1015.pdf" target="_blank">Manufacturer Brochure</a> | [192 empty] | <a href="https://www.lutron.com/TechnicalDocumentLibrary/0301940.pdf" target="_blank">Installation Instructions</a> | [23 empty] | 10.000 DW |  |  | 2.3000 IN | [89 empty] | 1.000 EA | 1.000 EA | [35 empty] | No | [42 empty] | https://www.lutron.com/TechnicalDocumentLibrary/Maestro.pdf | [7 empty] | Shelf Stock | [13 empty] | <a href="https://www.lutron.com/TechnicalDocumentLibrary/368-4493_Page_9.pdf" target="_blank">Tech Drawing</a> | [25 empty] | 39122221 | [6 empty] | <a href="https://www.lutron.com/Education-Training/Tools/Pages/InstallDimmer.aspx?syst=Dimmers+%26+Switches&prodn=Maestro+IR%c2%ae+dimmer" target="_blank">Product Video Clip</a> | [6 empty] | <a href="https://www.lutron.com/TechnicalDocumentLibrary/369-119_Wallbox_Warranty.pdf" target="_blank">Warranty Information</a> |  |  |  |  | 0.200 L | [14 empty] | 0 | 0 | 0 | 0 | Lighting Fixtures | 2016-07-15 12:11 | 2024-07-20 11:03 | 0000-00-00 00:00:00 | 2024-07-20 11:03 | 0000-00-00 00:00:00 | [6 empty] | Gray
1 | Lutron Electronics | MA-R-BR | 4460-1556 | 4460 | 1556 | Lutron Electronics | Ecom_MA-R-BR_NoWallplate.jpeg | 27557687751 | MAESTRO REMOTE BROWN | Maestro Companion dimmer for multi-location use, 120V, Gloss finish in brown |  | 2.3 | 4.5 |  | Ecom_MA-R-BR_NoWallplate.jpeg | http://grandbrass.xologic.com/vendors/4460/large/Ecom_MA-R-BR_NoWallplate.jpeg | [47 empty] | 0 | 0 | 0 | [6 empty] | 0 | 1 | 1 | EA | 1 | Specialty Items | [7 empty] | Brown | [16 empty] | Traditional |  |  | Lighting Accessories | [49 empty] | <a href="https://www.lutron.com/TechnicalDocumentLibrary/367-1015.pdf" target="_blank">Manufacturer Brochure</a> | [192 empty] | <a href="https://www.lutron.com/TechnicalDocumentLibrary/0301940.pdf" target="_blank">Installation Instructions</a> | [23 empty] | 10.000 DW |  |  | 2.3000 IN | [89 empty] | 1.000 EA | 1.000 EA | [35 empty] | No | [42 empty] | https://www.lutron.com/TechnicalDocumentLibrary/Maestro.pdf | [7 empty] | Shelf Stock | [13 empty] | <a href="https://www.lutron.com/TechnicalDocumentLibrary/368-4493_Page_9.pdf" target="_blank">Tech Drawing</a> | [25 empty] | 39122221 | [6 empty] | <a href="https://www.lutron.com/Education-Training/Tools/Pages/InstallDimmer.aspx?syst=Dimmers+%26+Switches&prodn=Maestro+IR%c2%ae+dimmer" target="_blank">Product Video Clip</a> | [6 empty] | <a href="https://www.lutron.com/TechnicalDocumentLibrary/369-119_Wallbox_Warranty.pdf" target="_blank">Warranty Information</a> |  |  |  |  | 0.200 L | [14 empty] | 0 | 0 | 0 | 0 | Lighting Fixtures | 2016-07-15 12:11 | 2024-07-20 11:07 | 0000-00-00 00:00:00 | 2024-07-20 11:07 | 0000-00-00 00:00:00 | [6 empty] | Brown
1 | Lutron Electronics | MA-R-BL | 4460-1557 | 4460 | 1557 | Lutron Electronics | Ecom_MA-R-BL_NoWallplate.jpeg | 27557687768 | MAESTRO REMOTE BLACK | Maestro Companion dimmer for multi-location use, 120V, Gloss finish in black |  | 2.3 | 4.5 |  | Ecom_MA-R-BL_NoWallplate.jpeg | http://grandbrass.xologic.com/vendors/4460/large/Ecom_MA-R-BL_NoWallplate.jpeg | [47 empty] | 0 | 0 | 0 | [6 empty] | 0 | 1 | 1 | EA | 1 | Specialty Items | [7 empty] | Black | [16 empty] | Traditional |  |  | Lighting Accessories | [49 empty] | <a href="https://www.lutron.com/TechnicalDocumentLibrary/367-1015.pdf" target="_blank">Manufacturer Brochure</a> | [192 empty] | <a href="https://www.lutron.com/TechnicalDocumentLibrary/0301940.pdf" target="_blank">Installation Instructions</a> | [23 empty] | 10.000 DW |  |  | 2.3000 IN | [89 empty] | 1.000 EA | 1.000 EA | [35 empty] | No | [42 empty] | https://www.lutron.com/TechnicalDocumentLibrary/Maestro.pdf | [7 empty] | Shelf Stock | [13 empty] | <a href="https://www.lutron.com/TechnicalDocumentLibrary/368-4493_Page_9.pdf" target="_blank">Tech Drawing</a> | [25 empty] | 39122221 | [6 empty] | <a href="https://www.lutron.com/Education-Training/Tools/Pages/InstallDimmer.aspx?syst=Dimmers+%26+Switches&prodn=Maestro+IR%c2%ae+dimmer" target="_blank">Product Video Clip</a> | [6 empty] | <a href="https://www.lutron.com/TechnicalDocumentLibrary/369-119_Wallbox_Warranty.pdf" target="_blank">Warranty Information</a> |  |  |  |  | 0.200 L | [14 empty] | 0 | 0 | 0 | 0 | Lighting Fixtures | 2016-07-15 12:11 | 2024-07-20 11:07 | 0000-00-00 00:00:00 | 2024-07-20 11:07 | 0000-00-00 00:00:00 | [6 empty] | Black
1 | Lutron Electronics | MA-R-AL | 4460-1558 | 4460 | 1558 | Lutron Electronics | Ecom_MA-R-AL_NoWallplate.jpeg | 27557687775 | MAESTRO REMOTE ALMOND | Maestro Companion dimmer for multi-location use, 120V, Gloss finish in almond |  | 2.3 | 4.5 |  | Ecom_MA-R-AL_NoWallplate.jpeg | http://grandbrass.xologic.com/vendors/4460/large/Ecom_MA-R-AL_NoWallplate.jpeg | [47 empty] | 0 | 0 | 0 | [6 empty] | 0 | 1 | 1 | EA | 1 | Specialty Items | [7 empty] | Nickel | [16 empty] | Traditional |  |  | Lighting Accessories | [49 empty] | <a href="https://www.lutron.com/TechnicalDocumentLibrary/367-1015.pdf" target="_blank">Manufacturer Brochure</a> | [192 empty] | <a href="https://www.lutron.com/TechnicalDocumentLibrary/0301940.pdf" target="_blank">Installation Instructions</a> | [23 empty] | 10.000 DW |  |  | 2.3000 IN | [89 empty] | 1.000 EA | 1.000 EA | [35 empty] | No | [42 empty] | https://www.lutron.com/TechnicalDocumentLibrary/Maestro.pdf | [7 empty] | Shelf Stock | [13 empty] | <a href="https://www.lutron.com/TechnicalDocumentLibrary/368-4493_Page_9.pdf" target="_blank">Tech Drawing</a> | [25 empty] | 39122221 | [6 empty] | <a href="https://www.lutron.com/Education-Training/Tools/Pages/InstallDimmer.aspx?syst=Dimmers+%26+Switches&prodn=Maestro+IR%c2%ae+dimmer" target="_blank">Product Video Clip</a> | [6 empty] | <a href="https://www.lutron.com/TechnicalDocumentLibrary/369-119_Wallbox_Warranty.pdf" target="_blank">Warranty Information</a> |  |  |  |  | 0.200 L | [14 empty] | 0 | 0 | 0 | 0 | Lighting Fixtures | 2016-07-15 12:11 | 2024-07-20 11:05 | 0000-00-00 00:00:00 | 2024-07-20 11:05 | 0000-00-00 00:00:00 | [6 empty] | Almond
1 | Lutron Electronics | MA-R-IV | 4460-1559 | 4460 | 1559 | Lutron Electronics | Ecom_MA-R-IV_NoWallplate.jpeg | 27557687782 | MAESTRO REMOTE IVORY | Maestro Companion dimmer for multi-location use, 120V, Gloss finish in ivory |  | 2.3 | 4.5 |  | Ecom_MA-R-IV_NoWallplate.jpeg | http://grandbrass.xologic.com/vendors/4460/large/Ecom_MA-R-IV_NoWallplate.jpeg | [47 empty] | 0 | 0 | 0 | [6 empty] | 0 | 1 | 1 | EA | 1 | Specialty Items | [7 empty] | White | [16 empty] | Traditional |  |  | Lighting Accessories | [49 empty] | <a href="https://www.lutron.com/TechnicalDocumentLibrary/367-1015.pdf" target="_blank">Manufacturer Brochure</a> | [192 empty] | <a href="https://www.lutron.com/TechnicalDocumentLibrary/0301940.pdf" target="_blank">Installation Instructions</a> | [23 empty] | 10.000 DW |  |  | 2.3000 IN | [89 empty] | 1.000 EA | 1.000 EA | [35 empty] | No | [42 empty] | https://www.lutron.com/TechnicalDocumentLibrary/Maestro.pdf | [7 empty] | Shelf Stock | [13 empty] | <a href="https://www.lutron.com/TechnicalDocumentLibrary/368-4493_Page_9.pdf" target="_blank">Tech Drawing</a> | [25 empty] | 39122221 | [6 empty] | <a href="https://www.lutron.com/Education-Training/Tools/Pages/InstallDimmer.aspx?syst=Dimmers+%26+Switches&prodn=Maestro+IR%c2%ae+dimmer" target="_blank">Product Video Clip</a> | [6 empty] | <a href="https://www.lutron.com/TechnicalDocumentLibrary/369-119_Wallbox_Warranty.pdf" target="_blank">Warranty Information</a> |  |  |  |  | 0.200 L | [14 empty] | 0 | 0 | 0 | 0 | Lighting Fixtures | 2016-07-15 12:11 | 2024-07-20 11:05 | 0000-00-00 00:00:00 | 2024-07-20 11:05 | 0000-00-00 00:00:00 | [6 empty] | Ivory
1 | Lutron Electronics | DVLV-103P-GR | 4460-1565 | 4460 | 1565 | Lutron Electronics | DVLV-103P-GR.jpg | 27557687843 | DIVA LOW VOL 1000E 3WAY GRAY | Diva Dimmer - Gloss Finish, Magnetic Low-Voltage, 3-way, 120V/1000VA (800W) in gray |  | 2.25 | 0.8 |  | DVLV-103P-GR.jpg | http://grandbrass.xologic.com/vendors/4460/large/DVLV-103P-GR.jpg | [47 empty] | 0 | 0 | 0 | [6 empty] | 0 | 1 | 1 | EA | 1 | Lighting Controls | [7 empty] | Gray | [16 empty] | Traditional |  |  | Dimmers | [242 empty] | <a href="https://www.lutron.com/TechnicalDocumentLibrary/030448c.pdf" target="_blank">Installation Instructions</a> | [23 empty] | 10.000 DW |  |  | 1.5000 IN | [89 empty] | 1.000 EA | 1.000 EA | [35 empty] | No | [42 empty] | https://www.lutron.com/TechnicalDocumentLibrary/DivaSatinColors.pdf | [7 empty] | Shelf Stock | [13 empty] | <a href="https://www.lutron.com/TechnicalDocumentLibrary/368-4493_Page_5.pdf" target="_blank">Tech Drawing</a> | [25 empty] | 39122206 | [6 empty] | <a href="https://www.lutron.com/Education-Training/Tools/Pages/InstallDimmer.aspx?syst=Dimmers+%26+Switches&prodn=Diva%c2%ae+dimmer+%26+switch" target="_blank">Product Video Clip</a> | [6 empty] | <a href="https://www.lutron.com/TechnicalDocumentLibrary/369-119_Wallbox_Warranty.pdf" target="_blank">Warranty Information</a> |  |  |  |  | 0.080 L | [14 empty] | 0 | 0 | 0 | 0 | Lighting Fixtures | 2016-07-15 12:11 | 2024-07-20 11:09 | 0000-00-00 00:00:00 | 2024-07-20 11:09 | 0000-00-00 00:00:00 | [6 empty] | Gray
1 | Lutron Electronics | DVLV-103P-BR | 4460-1566 | 4460 | 1566 | Lutron Electronics | DVLV-103P-BR.jpg | 27557687850 | DIVA LOW VOL 1000W 3WAY BROWN | Diva Dimmer - Gloss Finish, Magnetic Low-Voltage, 3-way, 120V/1000VA (800W) in brown |  | 2.25 | 0.8 |  | DVLV-103P-BR.jpg | http://grandbrass.xologic.com/vendors/4460/large/DVLV-103P-BR.jpg | [47 empty] | 0 | 0 | 0 | [6 empty] | 0 | 1 | 1 | EA | 1 | Lighting Controls | [7 empty] | Brown | [16 empty] | Traditional |  |  | Dimmers | [242 empty] | <a href="https://www.lutron.com/TechnicalDocumentLibrary/030448c.pdf" target="_blank">Installation Instructions</a> | [23 empty] | 10.000 DW |  |  | 1.5000 IN | [89 empty] | 1.000 EA | 1.000 EA | [35 empty] | No | [42 empty] | https://www.lutron.com/TechnicalDocumentLibrary/DivaSatinColors.pdf | [7 empty] | Shelf Stock | [13 empty] | <a href="https://www.lutron.com/TechnicalDocumentLibrary/368-4493_Page_5.pdf" target="_blank">Tech Drawing</a> | [25 empty] | 39122206 | [6 empty] | <a href="https://www.lutron.com/Education-Training/Tools/Pages/InstallDimmer.aspx?syst=Dimmers+%26+Switches&prodn=Diva%c2%ae+dimmer+%26+switch" target="_blank">Product Video Clip</a> | [6 empty] | <a href="https://www.lutron.com/TechnicalDocumentLibrary/369-119_Wallbox_Warranty.pdf" target="_blank">Warranty Information</a> |  |  |  |  | 0.080 L | [14 empty] | 0 | 0 | 0 | 0 | Lighting Fixtures | 2016-07-15 12:11 | 2024-07-20 11:06 | 0000-00-00 00:00:00 | 2024-07-20 11:06 | 0000-00-00 00:00:00 | [6 empty] | Brown
1 | Lutron Electronics | DVLV-103P-BL | 4460-1567 | 4460 | 1567 | Lutron Electronics | DVLV-103P-BL.jpg | 27557687867 | DIVA LOW VOL 1000W 3WAY BLACK | Diva Dimmer - Gloss Finish, Magnetic Low-Voltage, 3-way, 120V/1000VA (800W) in black |  | 2.25 | 0.8 |  | DVLV-103P-BL.jpg | http://grandbrass.xologic.com/vendors/4460/large/DVLV-103P-BL.jpg | [47 empty] | 0 | 0 | 0 | [6 empty] | 0 | 1 | 1 | EA | 1 | Lighting Controls | [7 empty] | Black | [16 empty] | Traditional |  |  | Dimmers | [242 empty] | <a href="https://www.lutron.com/TechnicalDocumentLibrary/030448c.pdf" target="_blank">Installation Instructions</a> | [23 empty] | 10.000 DW |  |  | 1.5000 IN | [89 empty] | 1.000 EA | 1.000 EA | [35 empty] | No | [42 empty] | https://www.lutron.com/TechnicalDocumentLibrary/DivaSatinColors.pdf | [7 empty] | Shelf Stock | [13 empty] | <a href="https://www.lutron.com/TechnicalDocumentLibrary/368-4493_Page_5.pdf" target="_blank">Tech Drawing</a> | [25 empty] | 39122206 | [6 empty] | <a href="https://www.lutron.com/Education-Training/Tools/Pages/InstallDimmer.aspx?syst=Dimmers+%26+Switches&prodn=Diva%c2%ae+dimmer+%26+switch" target="_blank">Product Video Clip</a> | [6 empty] | <a href="https://www.lutron.com/TechnicalDocumentLibrary/369-119_Wallbox_Warranty.pdf" target="_blank">Warranty Information</a> |  |  |  |  | 0.080 L | [14 empty] | 0 | 0 | 0 | 0 | Lighting Fixtures | 2016-07-15 12:11 | 2024-07-20 11:05 | 0000-00-00 00:00:00 | 2024-07-20 11:05 | 0000-00-00 00:00:00 | [6 empty] | Black
1 | Lutron Electronics | DVLV-103P-AL | 4460-1568 | 4460 | 1568 | Lutron Electronics | DVLV-103P-AL.jpg | 27557687874 | DIVA LOW VOL 1000W 3WAY ALMOND | Diva Dimmer - Gloss Finish, Magnetic Low-Voltage, 3-way, 120V/1000VA (800W) in almond |  | 2.25 | 0.8 |  | DVLV-103P-AL.jpg | http://grandbrass.xologic.com/vendors/4460/large/DVLV-103P-AL.jpg | [47 empty] | 0 | 0 | 0 | [6 empty] | 0 | 1 | 1 | EA | 1 | Lighting Controls | [7 empty] | Nickel | [16 empty] | Traditional |  |  | Dimmers | [242 empty] | <a href="https://www.lutron.com/TechnicalDocumentLibrary/030448c.pdf" target="_blank">Installation Instructions</a> | [23 empty] | 10.000 DW |  |  | 1.5000 IN | [89 empty] | 1.000 EA | 1.000 EA | [35 empty] | No | [42 empty] | https://www.lutron.com/TechnicalDocumentLibrary/DivaSatinColors.pdf | [7 empty] | Shelf Stock | [13 empty] | <a href="https://www.lutron.com/TechnicalDocumentLibrary/368-4493_Page_5.pdf" target="_blank">Tech Drawing</a> | [25 empty] | 39122206 | [6 empty] | <a href="https://www.lutron.com/Education-Training/Tools/Pages/InstallDimmer.aspx?syst=Dimmers+%26+Switches&prodn=Diva%c2%ae+dimmer+%26+switch" target="_blank">Product Video Clip</a> | [6 empty] | <a href="https://www.lutron.com/TechnicalDocumentLibrary/369-119_Wallbox_Warranty.pdf" target="_blank">Warranty Information</a> |  |  |  |  | 0.080 L | [14 empty] | 0 | 0 | 0 | 0 | Lighting Fixtures | 2016-07-15 12:11 | 2024-07-20 11:05 | 0000-00-00 00:00:00 | 2024-07-20 11:05 | 0000-00-00 00:00:00 | [6 empty] | Almond
1 | Lutron Electronics | DVLV-103P-IV | 4460-1569 | 4460 | 1569 | Lutron Electronics | DVLV-103P-IV.jpg | 27557687881 | DIVA LOW VOL 1000W 3WAY IVORY | Diva Dimmer - Gloss Finish, Magnetic Low-Voltage, 3-way, 120V/1000VA (800W) in ivory |  | 2.25 | 0.8 |  | DVLV-103P-IV.jpg | http://grandbrass.xologic.com/vendors/4460/large/DVLV-103P-IV.jpg | [47 empty] | 0 | 0 | 0 | [6 empty] | 0 | 1 | 1 | EA | 1 | Lighting Controls | [7 empty] | White | [16 empty] | Traditional |  |  | Dimmers | [242 empty] | <a href="https://www.lutron.com/TechnicalDocumentLibrary/030448c.pdf" target="_blank">Installation Instructions</a> | [23 empty] | 10.000 DW |  |  | 1.5000 IN | [89 empty] | 1.000 EA | 1.000 EA | [35 empty] | No | [42 empty] | https://www.lutron.com/TechnicalDocumentLibrary/DivaSatinColors.pdf | [7 empty] | Shelf Stock | [13 empty] | <a href="https://www.lutron.com/TechnicalDocumentLibrary/368-4493_Page_5.pdf" target="_blank">Tech Drawing</a> | [25 empty] | 39122206 | [6 empty] | <a href="https://www.lutron.com/Education-Training/Tools/Pages/InstallDimmer.aspx?syst=Dimmers+%26+Switches&prodn=Diva%c2%ae+dimmer+%26+switch" target="_blank">Product Video Clip</a> | [6 empty] | <a href="https://www.lutron.com/TechnicalDocumentLibrary/369-119_Wallbox_Warranty.pdf" target="_blank">Warranty Information</a> |  |  |  |  | 0.080 L | [14 empty] | 0 | 0 | 0 | 0 | Lighting Fixtures | 2016-07-15 12:11 | 2024-07-20 11:09 | 0000-00-00 00:00:00 | 2024-07-20 11:09 | 0000-00-00 00:00:00 | [6 empty] | Ivory
1 | Lutron Electronics | DVLV-103P-WH | 4460-1570 | 4460 | 1570 | Lutron Electronics | DVLV-103P-WH.jpg | 27557687898 | DIVA LOW VOL 1000W 3WAY WHITE | Diva Dimmer - Gloss Finish, Magnetic Low-Voltage, 3-way, 120V/1000VA (800W) in white |  | 2.25 | 0.8 |  | DVLV-103P-WH.jpg | http://grandbrass.xologic.com/vendors/4460/large/DVLV-103P-WH.jpg | [47 empty] | 0 | 0 | 0 | [6 empty] | 0 | 1 | 1 | EA | 1 | Lighting Controls | [7 empty] | White | [16 empty] | Traditional |  |  | Dimmers | [242 empty] | <a href="https://www.lutron.com/TechnicalDocumentLibrary/030448c.pdf" target="_blank">Installation Instructions</a> | [23 empty] | 10.000 DW |  |  | 1.5000 IN | [89 empty] | 1.000 EA | 1.000 EA | [35 empty] | No | [42 empty] | https://www.lutron.com/TechnicalDocumentLibrary/DivaSatinColors.pdf | [7 empty] | Shelf Stock | [13 empty] | <a href="https://www.lutron.com/TechnicalDocumentLibrary/368-4493_Page_5.pdf" target="_blank">Tech Drawing</a> | [25 empty] | 39122206 | [6 empty] | <a href="https://www.lutron.com/Education-Training/Tools/Pages/InstallDimmer.aspx?syst=Dimmers+%26+Switches&prodn=Diva%c2%ae+dimmer+%26+switch" target="_blank">Product Video Clip</a> | [6 empty] | <a href="https://www.lutron.com/TechnicalDocumentLibrary/369-119_Wallbox_Warranty.pdf" target="_blank">Warranty Information</a> |  |  |  |  | 0.080 L | [14 empty] | 0 | 0 | 0 | 0 | Lighting Fixtures | 2016-07-15 12:11 | 2024-07-20 11:06 | 0000-00-00 00:00:00 | 2024-07-20 11:06 | 0000-00-00 00:00:00 | [6 empty] | White
1 | Lutron Electronics | DVLV-10P-GR | 4460-1571 | 4460 | 1571 | Lutron Electronics | DVLV-10P-GR.jpg | 27557687904 | DIVA LOW VOL 1000W GRAY | Diva Dimmer - Gloss Finish, Magnetic Low-Voltage, Single-pole, 120V/1000VA (800W) in gray |  | 2.25 | 0.8 |  | DVLV-10P-GR.jpg | http://grandbrass.xologic.com/vendors/4460/large/DVLV-10P-GR.jpg | [47 empty] | 0 | 0 | 0 | [6 empty] | 0 | 1 | 1 | EA | 1 | Lighting Controls | [7 empty] | Gray | [16 empty] | Traditional |  |  | Dimmers | [242 empty] | <a href="https://www.lutron.com/TechnicalDocumentLibrary/030448c.pdf" target="_blank">Installation Instructions</a> | [23 empty] | 10.000 DW |  |  | 1.5000 IN | [89 empty] | 1.000 EA | 1.000 EA | [35 empty] | No | [42 empty] | https://www.lutron.com/TechnicalDocumentLibrary/DivaSatinColors.pdf | [7 empty] | Shelf Stock | [13 empty] | <a href="https://www.lutron.com/TechnicalDocumentLibrary/368-4493_Page_2.pdf" target="_blank">Tech Drawing</a> | [25 empty] | 39122206 | [6 empty] | <a href="https://www.lutron.com/Education-Training/Tools/Pages/InstallDimmer.aspx?syst=Dimmers+%26+Switches&prodn=Diva%c2%ae+dimmer+%26+switch" target="_blank">Product Video Clip</a> | [6 empty] | <a href="https://www.lutron.com/TechnicalDocumentLibrary/369-119_Wallbox_Warranty.pdf" target="_blank">Warranty Information</a> |  |  |  |  | 0.080 L | [14 empty] | 0 | 0 | 0 | 0 | Lighting Fixtures | 2016-07-15 12:11 | 2024-07-20 11:11 | 0000-00-00 00:00:00 | 2024-07-20 11:11 | 0000-00-00 00:00:00 | [6 empty] | Gray
1 | Lutron Electronics | DVLV-10P-BR | 4460-1572 | 4460 | 1572 | Lutron Electronics | DVLV-10P-BR.jpg | 27557687911 | DIVA LOW VOL 1000W BROWN | Diva Dimmer - Gloss Finish, Magnetic Low-Voltage, Single-pole, 120V/1000VA (800W) in brown |  | 2.25 | 0.8 |  | DVLV-10P-BR.jpg | http://grandbrass.xologic.com/vendors/4460/large/DVLV-10P-BR.jpg | [47 empty] | 0 | 0 | 0 | [6 empty] | 0 | 1 | 1 | EA | 1 | Lighting Controls | [7 empty] | Brown | [16 empty] | Traditional |  |  | Dimmers | [242 empty] | <a href="https://www.lutron.com/TechnicalDocumentLibrary/030448c.pdf" target="_blank">Installation Instructions</a> | [23 empty] | 10.000 DW |  |  | 1.5000 IN | [89 empty] | 1.000 EA | 1.000 EA | [35 empty] | No | [42 empty] | https://www.lutron.com/TechnicalDocumentLibrary/DivaSatinColors.pdf | [7 empty] | Shelf Stock | [13 empty] | <a href="https://www.lutron.com/TechnicalDocumentLibrary/368-4493_Page_2.pdf" target="_blank">Tech Drawing</a> | [25 empty] | 39122206 | [6 empty] | <a href="https://www.lutron.com/Education-Training/Tools/Pages/InstallDimmer.aspx?syst=Dimmers+%26+Switches&prodn=Diva%c2%ae+dimmer+%26+switch" target="_blank">Product Video Clip</a> | [6 empty] | <a href="https://www.lutron.com/TechnicalDocumentLibrary/369-119_Wallbox_Warranty.pdf" target="_blank">Warranty Information</a> |  |  |  |  | 0.080 L | [14 empty] | 0 | 0 | 0 | 0 | Lighting Fixtures | 2016-07-15 12:11 | 2024-07-20 11:05 | 0000-00-00 00:00:00 | 2024-07-20 11:05 | 0000-00-00 00:00:00 | [6 empty] | Brown
1 | Lutron Electronics | DVLV-10P-BL | 4460-1573 | 4460 | 1573 | Lutron Electronics | DVLV-10P-BL.jpg | 27557687928 | DIVA LOW VOL 1000W BLACK | Diva Dimmer - Gloss Finish, Magnetic Low-Voltage, Single-pole, 120V/1000VA (800W) in black |  | 2.25 | 0.8 |  | DVLV-10P-BL.jpg | http://grandbrass.xologic.com/vendors/4460/large/DVLV-10P-BL.jpg | [47 empty] | 0 | 0 | 0 | [6 empty] | 0 | 1 | 1 | EA | 1 | Lighting Controls | [7 empty] | Black | [16 empty] | Traditional |  |  | Dimmers | [242 empty] | <a href="https://www.lutron.com/TechnicalDocumentLibrary/030448c.pdf" target="_blank">Installation Instructions</a> | [23 empty] | 10.000 DW |  |  | 1.5000 IN | [89 empty] | 1.000 EA | 1.000 EA | [35 empty] | No | [42 empty] | https://www.lutron.com/TechnicalDocumentLibrary/DivaSatinColors.pdf | [7 empty] | Shelf Stock | [13 empty] | <a href="https://www.lutron.com/TechnicalDocumentLibrary/368-4493_Page_2.pdf" target="_blank">Tech Drawing</a> | [25 empty] | 39122206 | [6 empty] | <a href="https://www.lutron.com/Education-Training/Tools/Pages/InstallDimmer.aspx?syst=Dimmers+%26+Switches&prodn=Diva%c2%ae+dimmer+%26+switch" target="_blank">Product Video Clip</a> | [6 empty] | <a href="https://www.lutron.com/TechnicalDocumentLibrary/369-119_Wallbox_Warranty.pdf" target="_blank">Warranty Information</a> |  |  |  |  | 0.080 L | [14 empty] | 0 | 0 | 0 | 0 | Lighting Fixtures | 2016-07-15 12:11 | 2024-07-20 11:05 | 0000-00-00 00:00:00 | 2024-07-20 11:05 | 0000-00-00 00:00:00 | [6 empty] | Black
1 | Lutron Electronics | DVLV-10P-AL | 4460-1574 | 4460 | 1574 | Lutron Electronics | DVLV-10P-AL.jpg | 27557687935 | DIVA LOW VOL 1000W ALMOND | Diva Dimmer - Gloss Finish, Magnetic Low-Voltage, Single-pole, 120V/1000VA (800W) in almond |  | 2.25 | 0.8 |  | DVLV-10P-AL.jpg | http://grandbrass.xologic.com/vendors/4460/large/DVLV-10P-AL.jpg | [47 empty] | 0 | 0 | 0 | [6 empty] | 0 | 1 | 1 | EA | 1 | Lighting Controls | [7 empty] | Nickel | [16 empty] | Traditional |  |  | Dimmers | [242 empty] | <a href="https://www.lutron.com/TechnicalDocumentLibrary/030448c.pdf" target="_blank">Installation Instructions</a> | [23 empty] | 10.000 DW |  |  | 1.5000 IN | [89 empty] | 1.000 EA | 1.000 EA | [35 empty] | No | [42 empty] | https://www.lutron.com/TechnicalDocumentLibrary/DivaSatinColors.pdf | [7 empty] | Shelf Stock | [13 empty] | <a href="https://www.lutron.com/TechnicalDocumentLibrary/368-4493_Page_2.pdf" target="_blank">Tech Drawing</a> | [25 empty] | 39122206 | [6 empty] | <a href="https://www.lutron.com/Education-Training/Tools/Pages/InstallDimmer.aspx?syst=Dimmers+%26+Switches&prodn=Diva%c2%ae+dimmer+%26+switch" target="_blank">Product Video Clip</a> | [6 empty] | <a href="https://www.lutron.com/TechnicalDocumentLibrary/369-119_Wallbox_Warranty.pdf" target="_blank">Warranty Information</a> |  |  |  |  | 0.080 L | [14 empty] | 0 | 0 | 0 | 0 | Lighting Fixtures | 2016-07-15 12:11 | 2024-07-20 11:04 | 0000-00-00 00:00:00 | 2024-07-20 11:04 | 0000-00-00 00:00:00 | [6 empty] | Almond
1 | Lutron Electronics | DVLV-10P-IV | 4460-1575 | 4460 | 1575 | Lutron Electronics | DVLV-10P-IV.jpg | 27557687942 | DIVA LOW VOL 1000W IVORY | Diva Dimmer - Gloss Finish, Magnetic Low-Voltage, Single-pole, 120V/1000VA (800W) in ivory |  | 2.25 | 0.8 |  | DVLV-10P-IV.jpg | http://grandbrass.xologic.com/vendors/4460/large/DVLV-10P-IV.jpg | [47 empty] | 0 | 0 | 0 | [6 empty] | 0 | 1 | 1 | EA | 1 | Lighting Controls | [7 empty] | White | [16 empty] | Traditional |  |  | Dimmers | [242 empty] | <a href="https://www.lutron.com/TechnicalDocumentLibrary/030448c.pdf" target="_blank">Installation Instructions</a> | [23 empty] | 10.000 DW |  |  | 1.5000 IN | [89 empty] | 1.000 EA | 1.000 EA | [35 empty] | No | [42 empty] | https://www.lutron.com/TechnicalDocumentLibrary/DivaSatinColors.pdf | [7 empty] | Shelf Stock | [13 empty] | <a href="https://www.lutron.com/TechnicalDocumentLibrary/368-4493_Page_2.pdf" target="_blank">Tech Drawing</a> | [25 empty] | 39122206 | [6 empty] | <a href="https://www.lutron.com/Education-Training/Tools/Pages/InstallDimmer.aspx?syst=Dimmers+%26+Switches&prodn=Diva%c2%ae+dimmer+%26+switch" target="_blank">Product Video Clip</a> | [6 empty] | <a href="https://www.lutron.com/TechnicalDocumentLibrary/369-119_Wallbox_Warranty.pdf" target="_blank">Warranty Information</a> |  |  |  |  | 0.080 L | [14 empty] | 0 | 0 | 0 | 0 | Lighting Fixtures | 2016-07-15 12:11 | 2024-07-20 11:06 | 0000-00-00 00:00:00 | 2024-07-20 11:06 | 0000-00-00 00:00:00 | [6 empty] | Ivory
1 | Lutron Electronics | DVLV-10P-WH | 4460-1576 | 4460 | 1576 | Lutron Electronics | DVLV-10P-WH.jpg | 27557687959 | DIVA LOW VOL 1000W WHITE | Diva Dimmer - Gloss Finish, Magnetic Low-Voltage, Single-pole, 120V/1000VA (800W) in white |  | 2.25 | 0.8 |  | DVLV-10P-WH.jpg | http://grandbrass.xologic.com/vendors/4460/large/DVLV-10P-WH.jpg | [47 empty] | 0 | 0 | 0 | [6 empty] | 0 | 1 | 1 | EA | 1 | Lighting Controls | [7 empty] | White | [16 empty] | Traditional |  |  | Dimmers | [242 empty] | <a href="https://www.lutron.com/TechnicalDocumentLibrary/030448c.pdf" target="_blank">Installation Instructions</a> | [23 empty] | 10.000 DW |  |  | 1.5000 IN | [89 empty] | 1.000 EA | 1.000 EA | [35 empty] | No | [42 empty] | https://www.lutron.com/TechnicalDocumentLibrary/DivaSatinColors.pdf | [7 empty] | Shelf Stock | [13 empty] | <a href="https://www.lutron.com/TechnicalDocumentLibrary/368-4493_Page_2.pdf" target="_blank">Tech Drawing</a> | [25 empty] | 39122206 | [6 empty] | <a href="https://www.lutron.com/Education-Training/Tools/Pages/InstallDimmer.aspx?syst=Dimmers+%26+Switches&prodn=Diva%c2%ae+dimmer+%26+switch" target="_blank">Product Video Clip</a> | [6 empty] | <a href="https://www.lutron.com/TechnicalDocumentLibrary/369-119_Wallbox_Warranty.pdf" target="_blank">Warranty Information</a> |  |  |  |  | 0.080 L | [14 empty] | 0 | 0 | 0 | 0 | Lighting Fixtures | 2016-07-15 12:11 | 2024-07-20 11:11 | 0000-00-00 00:00:00 | 2024-07-20 11:11 | 0000-00-00 00:00:00 | [6 empty] | White
1 | Lutron Electronics | DV-103P-GR | 4460-1577 | 4460 | 1577 | Lutron Electronics | DV-103P-GR.jpg | 27557687966 | DIVA INC 1000W 3WAY GRAY | Diva Dimmer - Gloss Finish, Incandescent/Halogen, 3-way, 120V/1000W in gray |  | 2.3 | 4.5 |  | DV-103P-GR.jpg | http://grandbrass.xologic.com/vendors/4460/large/DV-103P-GR.jpg | [47 empty] | 0 | 0 | 0 | [6 empty] | 0 | 1 | 1 | EA | 1 | Lighting Controls | [7 empty] | Gray | [16 empty] | Traditional |  |  | Dimmers | [242 empty] | <a href="https://www.lutron.com/TechnicalDocumentLibrary/0301689.pdf" target="_blank">Installation Instructions</a> | [23 empty] | 10.000 DW |  |  | 2.3000 IN | [7 empty] | <a href="https://www.lutron.com/TechnicalDocumentLibrary/Diva_Typical.pdf" target="_blank">Line Drawing</a> | [81 empty] | 1.000 EA | 1.000 EA | [35 empty] | No | [42 empty] | https://www.lutron.com/TechnicalDocumentLibrary/DivaSatinColors.pdf | [7 empty] | Shelf Stock | [13 empty] | <a href="https://www.lutron.com/TechnicalDocumentLibrary/368-4493_Page_5.pdf" target="_blank">Tech Drawing</a> | [25 empty] | 39122206 | [6 empty] | <a href="https://www.lutron.com/Education-Training/Tools/Pages/InstallDimmer.aspx?syst=Dimmers+%26+Switches&prodn=Diva%c2%ae+dimmer+%26+switch" target="_blank">Product Video Clip</a> | [6 empty] | <a href="https://www.lutron.com/TechnicalDocumentLibrary/369-119_Wallbox_Warranty.pdf" target="_blank">Warranty Information</a> |  |  |  |  | 0.300 L | [14 empty] | 0 | 0 | 0 | 0 | Lighting Fixtures | 2016-07-15 12:11 | 2024-07-20 11:05 | 0000-00-00 00:00:00 | 2024-07-20 11:05 | 0000-00-00 00:00:00 | [6 empty] | Gray
1 | Lutron Electronics | DV-103P-BR | 4460-1578 | 4460 | 1578 | Lutron Electronics | DV-103P-BR.jpg | 27557687973 | DIVA INC 1000W 3WAY BROWN | Diva Dimmer - Gloss Finish, Incandescent/Halogen, 3-way, 120V/1000W in brown |  | 2.3 | 4.5 |  | DV-103P-BR.jpg | http://grandbrass.xologic.com/vendors/4460/large/DV-103P-BR.jpg | [47 empty] | 0 | 0 | 0 | [6 empty] | 0 | 1 | 1 | EA | 1 | Lighting Controls | [7 empty] | Brown | [16 empty] | Traditional |  |  | Dimmers | [242 empty] | <a href="https://www.lutron.com/TechnicalDocumentLibrary/0301689.pdf" target="_blank">Installation Instructions</a> | [23 empty] | 2.000 DW |  |  | 2.3000 IN | [7 empty] | <a href="https://www.lutron.com/TechnicalDocumentLibrary/Diva_Typical.pdf" target="_blank">Line Drawing</a> | [81 empty] | 1.000 EA | 1.000 EA | [35 empty] | No | [42 empty] | https://www.lutron.com/TechnicalDocumentLibrary/DivaSatinColors.pdf | [7 empty] | Shelf Stock | [13 empty] | <a href="https://www.lutron.com/TechnicalDocumentLibrary/368-4493_Page_5.pdf" target="_blank">Tech Drawing</a> | [25 empty] | 39122206 | [6 empty] | <a href="https://www.lutron.com/Education-Training/Tools/Pages/InstallDimmer.aspx?syst=Dimmers+%26+Switches&prodn=Diva%c2%ae+dimmer+%26+switch" target="_blank">Product Video Clip</a> | [6 empty] | <a href="https://www.lutron.com/TechnicalDocumentLibrary/369-119_Wallbox_Warranty.pdf" target="_blank">Warranty Information</a> |  |  |  |  | 0.300 L | [14 empty] | 0 | 0 | 0 | 0 | Lighting Fixtures | 2016-07-15 12:11 | 2024-07-20 11:05 | 0000-00-00 00:00:00 | 2024-07-20 11:05 | 0000-00-00 00:00:00 | [6 empty] | Brown
1 | Lutron Electronics | DV-103P-BL | 4460-1579 | 4460 | 1579 | Lutron Electronics | DV-103P-BL.jpg | 27557687980 | DIVA INC 1000W 3WAY BLACK | Diva Dimmer - Gloss Finish, Incandescent/Halogen, 3-way, 120V/1000W in black |  | 2.3 | 4.5 |  | DV-103P-BL.jpg | http://grandbrass.xologic.com/vendors/4460/large/DV-103P-BL.jpg | [47 empty] | 0 | 0 | 0 | [6 empty] | 0 | 1 | 1 | EA | 1 | Lighting Controls | [7 empty] | Black | [16 empty] | Traditional |  |  | Dimmers | [242 empty] | <a href="https://www.lutron.com/TechnicalDocumentLibrary/0301689.pdf" target="_blank">Installation Instructions</a> | [23 empty] | 10.000 DW |  |  | 2.3000 IN | [7 empty] | <a href="https://www.lutron.com/TechnicalDocumentLibrary/Diva_Typical.pdf" target="_blank">Line Drawing</a> | [81 empty] | 1.000 EA | 1.000 EA | [35 empty] | No | [42 empty] | https://www.lutron.com/TechnicalDocumentLibrary/DivaSatinColors.pdf | [7 empty] | Shelf Stock | [13 empty] | <a href="https://www.lutron.com/TechnicalDocumentLibrary/368-4493_Page_5.pdf" target="_blank">Tech Drawing</a> | [25 empty] | 39122206 | [6 empty] | <a href="https://www.lutron.com/Education-Training/Tools/Pages/InstallDimmer.aspx?syst=Dimmers+%26+Switches&prodn=Diva%c2%ae+dimmer+%26+switch" target="_blank">Product Video Clip</a> | [6 empty] | <a href="https://www.lutron.com/TechnicalDocumentLibrary/369-119_Wallbox_Warranty.pdf" target="_blank">Warranty Information</a> |  |  |  |  | 0.300 L | [14 empty] | 0 | 0 | 0 | 0 | Lighting Fixtures | 2016-07-15 12:11 | 2024-07-20 11:06 | 0000-00-00 00:00:00 | 2024-07-20 11:06 | 0000-00-00 00:00:00 | [6 empty] | Black
1 | Lutron Electronics | DV-103P-AL | 4460-1580 | 4460 | 1580 | Lutron Electronics | DV-103P-AL.jpg | 27557687997 | DIVA INC 1000W 3WAY ALMOND | Diva Dimmer - Gloss Finish, Incandescent/Halogen, 3-way, 120V/1000W in almond |  | 2.3 | 4.5 |  | DV-103P-AL.jpg | http://grandbrass.xologic.com/vendors/4460/large/DV-103P-AL.jpg | [47 empty] | 0 | 0 | 0 | [6 empty] | 0 | 1 | 1 | EA | 1 | Lighting Controls | [7 empty] | Nickel | [16 empty] | Traditional |  |  | Dimmers | [242 empty] | <a href="https://www.lutron.com/TechnicalDocumentLibrary/0301689.pdf" target="_blank">Installation Instructions</a> | [23 empty] | 2.000 DW |  |  | 2.3000 IN | [7 empty] | <a href="https://www.lutron.com/TechnicalDocumentLibrary/Diva_Typical.pdf" target="_blank">Line Drawing</a> | [81 empty] | 1.000 EA | 1.000 EA | [35 empty] | No | [42 empty] | https://www.lutron.com/TechnicalDocumentLibrary/DivaSatinColors.pdf | [7 empty] | Shelf Stock | [13 empty] | <a href="https://www.lutron.com/TechnicalDocumentLibrary/368-4493_Page_5.pdf" target="_blank">Tech Drawing</a> | [25 empty] | 39122206 | [6 empty] | <a href="https://www.lutron.com/Education-Training/Tools/Pages/InstallDimmer.aspx?syst=Dimmers+%26+Switches&prodn=Diva%c2%ae+dimmer+%26+switch" target="_blank">Product Video Clip</a> | [6 empty] | <a href="https://www.lutron.com/TechnicalDocumentLibrary/369-119_Wallbox_Warranty.pdf" target="_blank">Warranty Information</a> |  |  |  |  | 0.300 L | [14 empty] | 0 | 0 | 0 | 0 | Lighting Fixtures | 2016-07-15 12:11 | 2024-07-20 11:05 | 0000-00-00 00:00:00 | 2024-07-20 11:05 | 0000-00-00 00:00:00 | [6 empty] | Almond
1 | Lutron Electronics | DV-103P-IV | 4460-1581 | 4460 | 1581 | Lutron Electronics | DV-103P-IV.jpg | 27557688000 | DIVA INC 1000W 3WAY IVORY | Diva Dimmer - Gloss Finish, Incandescent/Halogen, 3-way, 120V/1000W in ivory |  | 2.3 | 4.5 |  | DV-103P-IV.jpg | http://grandbrass.xologic.com/vendors/4460/large/DV-103P-IV.jpg | [47 empty] | 0 | 0 | 0 | [6 empty] | 0 | 1 | 1 | EA | 1 | Lighting Controls | [7 empty] | White | [16 empty] | Traditional |  |  | Dimmers | [242 empty] | <a href="https://www.lutron.com/TechnicalDocumentLibrary/0301689.pdf" target="_blank">Installation Instructions</a> | [23 empty] | 10.000 DW |  |  | 2.3000 IN | [7 empty] | <a href="https://www.lutron.com/TechnicalDocumentLibrary/Diva_Typical.pdf" target="_blank">Line Drawing</a> | [81 empty] | 1.000 EA | 1.000 EA | [35 empty] | No | [42 empty] | https://www.lutron.com/TechnicalDocumentLibrary/DivaSatinColors.pdf | [7 empty] | Shelf Stock | [13 empty] | <a href="https://www.lutron.com/TechnicalDocumentLibrary/368-4493_Page_5.pdf" target="_blank">Tech Drawing</a> | [25 empty] | 39122206 | [6 empty] | <a href="https://www.lutron.com/Education-Training/Tools/Pages/InstallDimmer.aspx?syst=Dimmers+%26+Switches&prodn=Diva%c2%ae+dimmer+%26+switch" target="_blank">Product Video Clip</a> | [6 empty] | <a href="https://www.lutron.com/TechnicalDocumentLibrary/369-119_Wallbox_Warranty.pdf" target="_blank">Warranty Information</a> |  |  |  |  | 0.300 L | [14 empty] | 0 | 0 | 0 | 0 | Lighting Fixtures | 2016-07-15 12:11 | 2024-07-20 11:11 | 0000-00-00 00:00:00 | 2024-07-20 11:11 | 0000-00-00 00:00:00 | [6 empty] | Ivory
1 | Lutron Electronics | DV-103P-WH | 4460-1582 | 4460 | 1582 | Lutron Electronics | DV-103P-WH.jpg | 27557688017 | DIVA INC 1000W 3WAY WHITE | Diva Dimmer - Gloss Finish, Incandescent/Halogen, 3-way, 120V/1000W in white |  | 2.3 | 4.5 |  | DV-103P-WH.jpg | http://grandbrass.xologic.com/vendors/4460/large/DV-103P-WH.jpg | [47 empty] | 0 | 0 | 0 | [6 empty] | 0 | 1 | 1 | EA | 1 | Lighting Controls | [7 empty] | White | [16 empty] | Traditional |  |  | Dimmers | [242 empty] | <a href="https://www.lutron.com/TechnicalDocumentLibrary/0301689.pdf" target="_blank">Installation Instructions</a> | [23 empty] | 10.000 DW |  |  | 2.3000 IN | [7 empty] | <a href="https://www.lutron.com/TechnicalDocumentLibrary/Diva_Typical.pdf" target="_blank">Line Drawing</a> | [81 empty] | 1.000 EA | 1.000 EA | [35 empty] | No | [42 empty] | https://www.lutron.com/TechnicalDocumentLibrary/DivaSatinColors.pdf | [7 empty] | Shelf Stock | [13 empty] | <a href="https://www.lutron.com/TechnicalDocumentLibrary/368-4493_Page_5.pdf" target="_blank">Tech Drawing</a> | [25 empty] | 39122206 | [6 empty] | <a href="https://www.lutron.com/Education-Training/Tools/Pages/InstallDimmer.aspx?syst=Dimmers+%26+Switches&prodn=Diva%c2%ae+dimmer+%26+switch" target="_blank">Product Video Clip</a> | [6 empty] | <a href="https://www.lutron.com/TechnicalDocumentLibrary/369-119_Wallbox_Warranty.pdf" target="_blank">Warranty Information</a> |  |  |  |  | 0.300 L | [14 empty] | 0 | 0 | 0 | 0 | Lighting Fixtures | 2016-07-15 12:12 | 2024-07-20 11:09 | 0000-00-00 00:00:00 | 2024-07-20 11:09 | 0000-00-00 00:00:00 | [6 empty] | White
1 | Lutron Electronics | DV-10P-GR | 4460-1583 | 4460 | 1583 | Lutron Electronics | DV-10P-GR.jpg | 27557688024 | DIVA INC 1000W GRAY | Diva Dimmer - Gloss Finish, Incandescent/Halogen, Single-pole, 120V/1000W in gray |  | 2.3 | 4.5 |  | DV-10P-GR.jpg | http://grandbrass.xologic.com/vendors/4460/large/DV-10P-GR.jpg | [47 empty] | 0 | 0 | 0 | [6 empty] | 0 | 1 | 1 | EA | 1 | Lighting Controls | [7 empty] | Gray | [16 empty] | Traditional |  |  | Dimmers | [242 empty] | <a href="https://www.lutron.com/TechnicalDocumentLibrary/0301689.pdf" target="_blank">Installation Instructions</a> | [23 empty] | 2.000 DW |  |  | 2.3000 IN | [7 empty] | <a href="https://www.lutron.com/TechnicalDocumentLibrary/Diva_Typical.pdf" target="_blank">Line Drawing</a> | [81 empty] | 1.000 EA | 1.000 EA | [35 empty] | No | [42 empty] | https://www.lutron.com/TechnicalDocumentLibrary/DivaSatinColors.pdf | [7 empty] | Shelf Stock | [13 empty] | <a href="https://www.lutron.com/TechnicalDocumentLibrary/368-4493_Page_2.pdf" target="_blank">Tech Drawing</a> | [25 empty] | 39122206 | [6 empty] | <a href="https://www.lutron.com/Education-Training/Tools/Pages/InstallDimmer.aspx?syst=Dimmers+%26+Switches&prodn=Diva%c2%ae+dimmer+%26+switch" target="_blank">Product Video Clip</a> | [6 empty] | <a href="https://www.lutron.com/TechnicalDocumentLibrary/369-119_Wallbox_Warranty.pdf" target="_blank">Warranty Information</a> |  |  |  |  | 0.250 L | [14 empty] | 0 | 0 | 0 | 0 | Lighting Fixtures | 2016-07-15 12:12 | 2024-07-20 11:04 | 0000-00-00 00:00:00 | 2024-07-20 11:04 | 0000-00-00 00:00:00 | [6 empty] | Gray
1 | Lutron Electronics | DV-10P-BR | 4460-1584 | 4460 | 1584 | Lutron Electronics | DV-10P-BR.jpg | 27557688031 | DIVA INC 1000W BROWN | Diva Dimmer - Gloss Finish, Incandescent/Halogen, Single-pole, 120V/1000W in brown |  | 2.3 | 4.5 |  | DV-10P-BR.jpg | http://grandbrass.xologic.com/vendors/4460/large/DV-10P-BR.jpg | [47 empty] | 0 | 0 | 0 | [6 empty] | 0 | 1 | 1 | EA | 1 | Lighting Controls | [7 empty] | Brown | [16 empty] | Traditional |  |  | Dimmers | [242 empty] | <a href="https://www.lutron.com/TechnicalDocumentLibrary/0301689.pdf" target="_blank">Installation Instructions</a> | [23 empty] | 10.000 DW |  |  | 2.3000 IN | [7 empty] | <a href="https://www.lutron.com/TechnicalDocumentLibrary/Diva_Typical.pdf" target="_blank">Line Drawing</a> | [81 empty] | 1.000 EA | 1.000 EA | [35 empty] | No | [42 empty] | https://www.lutron.com/TechnicalDocumentLibrary/DivaSatinColors.pdf | [7 empty] | Shelf Stock | [13 empty] | <a href="https://www.lutron.com/TechnicalDocumentLibrary/368-4493_Page_2.pdf" target="_blank">Tech Drawing</a> | [25 empty] | 39122206 | [6 empty] | <a href="https://www.lutron.com/Education-Training/Tools/Pages/InstallDimmer.aspx?syst=Dimmers+%26+Switches&prodn=Diva%c2%ae+dimmer+%26+switch" target="_blank">Product Video Clip</a> | [6 empty] | <a href="https://www.lutron.com/TechnicalDocumentLibrary/369-119_Wallbox_Warranty.pdf" target="_blank">Warranty Information</a> |  |  |  |  | 0.250 L | [14 empty] | 0 | 0 | 0 | 0 | Lighting Fixtures | 2016-07-15 12:12 | 2024-07-20 11:05 | 0000-00-00 00:00:00 | 2024-07-20 11:05 | 0000-00-00 00:00:00 | [6 empty] | Brown
1 | Lutron Electronics | DV-10P-BL | 4460-1585 | 4460 | 1585 | Lutron Electronics | DV-10P-BL.jpg | 27557688048 | DIVA INC 1000W BLACK | Diva Dimmer - Gloss Finish, Incandescent/Halogen, Single-pole, 120V/1000W in black |  | 2.3 | 4.5 |  | DV-10P-BL.jpg | http://grandbrass.xologic.com/vendors/4460/large/DV-10P-BL.jpg | [47 empty] | 0 | 0 | 0 | [6 empty] | 0 | 1 | 1 | EA | 1 | Lighting Controls | [7 empty] | Black | [16 empty] | Traditional |  |  | Dimmers | [242 empty] | <a href="https://www.lutron.com/TechnicalDocumentLibrary/0301689.pdf" target="_blank">Installation Instructions</a> | [23 empty] | 10.000 DW |  |  | 2.3000 IN | [7 empty] | <a href="https://www.lutron.com/TechnicalDocumentLibrary/Diva_Typical.pdf" target="_blank">Line Drawing</a> | [81 empty] | 1.000 EA | 1.000 EA | [35 empty] | No | [42 empty] | https://www.lutron.com/TechnicalDocumentLibrary/DivaSatinColors.pdf | [7 empty] | Shelf Stock | [13 empty] | <a href="https://www.lutron.com/TechnicalDocumentLibrary/368-4493_Page_2.pdf" target="_blank">Tech Drawing</a> | [25 empty] | 39122206 | [6 empty] | <a href="https://www.lutron.com/Education-Training/Tools/Pages/InstallDimmer.aspx?syst=Dimmers+%26+Switches&prodn=Diva%c2%ae+dimmer+%26+switch" target="_blank">Product Video Clip</a> | [6 empty] | <a href="https://www.lutron.com/TechnicalDocumentLibrary/369-119_Wallbox_Warranty.pdf" target="_blank">Warranty Information</a> |  |  |  |  | 0.250 L | [14 empty] | 0 | 0 | 0 | 0 | Lighting Fixtures | 2016-07-15 12:12 | 2024-07-20 11:11 | 0000-00-00 00:00:00 | 2024-07-20 11:11 | 0000-00-00 00:00:00 | [6 empty] | Black
1 | Lutron Electronics | DV-10P-AL | 4460-1586 | 4460 | 1586 | Lutron Electronics | DV-10P-AL.jpg | 27557688055 | DIVA INC 1000W ALMOND | Diva Dimmer - Gloss Finish, Incandescent/Halogen, Single-pole, 120V/1000W in almond |  | 2.3 | 4.5 |  | DV-10P-AL.jpg | http://grandbrass.xologic.com/vendors/4460/large/DV-10P-AL.jpg | [47 empty] | 0 | 0 | 0 | [6 empty] | 0 | 1 | 1 | EA | 1 | Lighting Controls | [7 empty] | Nickel | [16 empty] | Traditional |  |  | Dimmers | [242 empty] | <a href="https://www.lutron.com/TechnicalDocumentLibrary/0301689.pdf" target="_blank">Installation Instructions</a> | [23 empty] | 10.000 DW |  |  | 2.3000 IN | [7 empty] | <a href="https://www.lutron.com/TechnicalDocumentLibrary/Diva_Typical.pdf" target="_blank">Line Drawing</a> | [81 empty] | 1.000 EA | 1.000 EA | [35 empty] | No | [42 empty] | https://www.lutron.com/TechnicalDocumentLibrary/DivaSatinColors.pdf | [7 empty] | Shelf Stock | [13 empty] | <a href="https://www.lutron.com/TechnicalDocumentLibrary/368-4493_Page_2.pdf" target="_blank">Tech Drawing</a> | [25 empty] | 39122206 | [6 empty] | <a href="https://www.lutron.com/Education-Training/Tools/Pages/InstallDimmer.aspx?syst=Dimmers+%26+Switches&prodn=Diva%c2%ae+dimmer+%26+switch" target="_blank">Product Video Clip</a> | [6 empty] | <a href="https://www.lutron.com/TechnicalDocumentLibrary/369-119_Wallbox_Warranty.pdf" target="_blank">Warranty Information</a> |  |  |  |  | 0.250 L | [14 empty] | 0 | 0 | 0 | 0 | Lighting Fixtures | 2016-07-15 12:12 | 2024-07-20 11:05 | 0000-00-00 00:00:00 | 2024-07-20 11:05 | 0000-00-00 00:00:00 | [6 empty] | Almond
1 | Lutron Electronics | DV-10P-IV | 4460-1587 | 4460 | 1587 | Lutron Electronics | DV-10P-IV.jpg | 27557688062 | DIVA INC 1000W IVORY | Diva Dimmer - Gloss Finish, Incandescent/Halogen, Single-pole, 120V/1000W in ivory |  | 2.3 | 4.5 |  | DV-10P-IV.jpg | http://grandbrass.xologic.com/vendors/4460/large/DV-10P-IV.jpg | [47 empty] | 0 | 0 | 0 | [6 empty] | 0 | 1 | 1 | EA | 1 | Lighting Controls | [7 empty] | White | [16 empty] | Traditional |  |  | Dimmers | [242 empty] | <a href="https://www.lutron.com/TechnicalDocumentLibrary/0301689.pdf" target="_blank">Installation Instructions</a> | [23 empty] | 2.000 DW |  |  | 2.3000 IN | [7 empty] | <a href="https://www.lutron.com/TechnicalDocumentLibrary/Diva_Typical.pdf" target="_blank">Line Drawing</a> | [81 empty] | 1.000 EA | 1.000 EA | [35 empty] | No | [42 empty] | https://www.lutron.com/TechnicalDocumentLibrary/DivaSatinColors.pdf | [7 empty] | Shelf Stock | [13 empty] | <a href="https://www.lutron.com/TechnicalDocumentLibrary/368-4493_Page_2.pdf" target="_blank">Tech Drawing</a> | [25 empty] | 39122206 | [6 empty] | <a href="https://www.lutron.com/Education-Training/Tools/Pages/InstallDimmer.aspx?syst=Dimmers+%26+Switches&prodn=Diva%c2%ae+dimmer+%26+switch" target="_blank">Product Video Clip</a> | [6 empty] | <a href="https://www.lutron.com/TechnicalDocumentLibrary/369-119_Wallbox_Warranty.pdf" target="_blank">Warranty Information</a> |  |  |  |  | 0.250 L | [14 empty] | 0 | 0 | 0 | 0 | Lighting Fixtures | 2016-07-15 12:12 | 2024-07-20 11:04 | 0000-00-00 00:00:00 | 2024-07-20 11:04 | 0000-00-00 00:00:00 | [6 empty] | Ivory
1 | Lutron Electronics | DV-10P-WH | 4460-1588 | 4460 | 1588 | Lutron Electronics | DV-10P-WH.jpg | 27557688079 | DIVA INC 1000W WHITE | Diva Dimmer - Gloss Finish, Incandescent/Halogen, Single-pole, 120V/1000W in white |  | 2.3 | 4.5 |  | DV-10P-WH.jpg | http://grandbrass.xologic.com/vendors/4460/large/DV-10P-WH.jpg | [47 empty] | 0 | 0 | 0 | [6 empty] | 0 | 1 | 1 | EA | 1 | Lighting Controls | [7 empty] | White | [16 empty] | Traditional |  |  | Dimmers | [242 empty] | <a href="https://www.lutron.com/TechnicalDocumentLibrary/0301689.pdf" target="_blank">Installation Instructions</a> | [23 empty] | 10.000 DW |  |  | 2.3000 IN | [7 empty] | <a href="https://www.lutron.com/TechnicalDocumentLibrary/Diva_Typical.pdf" target="_blank">Line Drawing</a> | [81 empty] | 1.000 EA | 1.000 EA | [35 empty] | No | [42 empty] | https://www.lutron.com/TechnicalDocumentLibrary/DivaSatinColors.pdf | [7 empty] | Shelf Stock | [13 empty] | <a href="https://www.lutron.com/TechnicalDocumentLibrary/368-4493_Page_2.pdf" target="_blank">Tech Drawing</a> | [25 empty] | 39122206 | [6 empty] | <a href="https://www.lutron.com/Education-Training/Tools/Pages/InstallDimmer.aspx?syst=Dimmers+%26+Switches&prodn=Diva%c2%ae+dimmer+%26+switch" target="_blank">Product Video Clip</a> | [6 empty] | <a href="https://www.lutron.com/TechnicalDocumentLibrary/369-119_Wallbox_Warranty.pdf" target="_blank">Warranty Information</a> |  |  |  |  | 0.250 L | [14 empty] | 0 | 0 | 0 | 0 | Lighting Fixtures | 2016-07-15 12:12 | 2024-07-20 11:06 | 0000-00-00 00:00:00 | 2024-07-20 11:06 | 0000-00-00 00:00:00 | [6 empty] | White
1 | Lutron Electronics | DVLV-603P-WH | 4460-1600 | 4460 | 1600 | Lutron Electronics | DVLV-603P-WH.jpg | 27557688192 | DIVA LOW VOL 600W 3WAY WHITE | Diva Dimmer - Gloss Finish, Magnetic Low-Voltage, 3-way, 120V/600VA (450W) in white |  | 2.25 | 4.5 |  | DVLV-603P-WH.jpg | http://grandbrass.xologic.com/vendors/4460/large/DVLV-603P-WH.jpg | [47 empty] | 0 | 0 | 0 | [6 empty] | 0 | 1 | 1 | EA | 1 | Lighting Controls | [7 empty] | White | [16 empty] | Traditional |  |  | Dimmers | [242 empty] | <a href="https://www.lutron.com/TechnicalDocumentLibrary/030448c.pdf" target="_blank">Installation Instructions</a> | [23 empty] | 10.000 DW |  |  | 2.2500 IN | [89 empty] | 1.000 EA | 1.000 EA | [35 empty] | No | [42 empty] | https://www.lutron.com/TechnicalDocumentLibrary/DivaSatinColors.pdf | [7 empty] | Shelf Stock | [13 empty] | <a href="https://www.lutron.com/TechnicalDocumentLibrary/368-4493_Page_5.pdf" target="_blank">Tech Drawing</a> | [25 empty] | 39122206 | [6 empty] | <a href="https://www.lutron.com/Education-Training/Tools/Pages/InstallDimmer.aspx?syst=Dimmers+%26+Switches&prodn=Diva%c2%ae+dimmer+%26+switch" target="_blank">Product Video Clip</a> | [6 empty] | <a href="https://www.lutron.com/TechnicalDocumentLibrary/369-119_Wallbox_Warranty.pdf" target="_blank">Warranty Information</a> |  |  |  |  | 0.080 L | [14 empty] | 0 | 0 | 0 | 0 | Lighting Fixtures | 2016-07-15 12:12 | 2024-07-20 11:07 | 0000-00-00 00:00:00 | 2024-07-20 11:07 | 0000-00-00 00:00:00 | [6 empty] | White
1 | Lutron Electronics | DVLV-603P-IV | 4460-1601 | 4460 | 1601 | Lutron Electronics | DVLV-603P-IV.jpg | 27557688208 | DIVA LOW VOL 600W 3WAY IVORY | Diva Dimmer - Gloss Finish, Magnetic Low-Voltage, 3-way, 120V/600VA (450W) in ivory |  | 2.25 | 0.8 |  | DVLV-603P-IV.jpg | http://grandbrass.xologic.com/vendors/4460/large/DVLV-603P-IV.jpg | [47 empty] | 0 | 0 | 0 | [6 empty] | 0 | 1 | 1 | EA | 1 | Lighting Controls | [7 empty] | White | [16 empty] | Traditional |  |  | Dimmers | [242 empty] | <a href="https://www.lutron.com/TechnicalDocumentLibrary/030448c.pdf" target="_blank">Installation Instructions</a> | [23 empty] | 10.000 DW |  |  | 1.5000 IN | [89 empty] | 1.000 EA | 1.000 EA | [35 empty] | No | [42 empty] | https://www.lutron.com/TechnicalDocumentLibrary/DivaSatinColors.pdf | [7 empty] | Shelf Stock | [13 empty] | <a href="https://www.lutron.com/TechnicalDocumentLibrary/368-4493_Page_5.pdf" target="_blank">Tech Drawing</a> | [25 empty] | 39122206 | [6 empty] | <a href="https://www.lutron.com/Education-Training/Tools/Pages/InstallDimmer.aspx?syst=Dimmers+%26+Switches&prodn=Diva%c2%ae+dimmer+%26+switch" target="_blank">Product Video Clip</a> | [6 empty] | <a href="https://www.lutron.com/TechnicalDocumentLibrary/369-119_Wallbox_Warranty.pdf" target="_blank">Warranty Information</a> |  |  |  |  | 0.080 L | [14 empty] | 0 | 0 | 0 | 0 | Lighting Fixtures | 2016-07-15 12:12 | 2024-07-20 11:05 | 0000-00-00 00:00:00 | 2024-07-20 11:05 | 0000-00-00 00:00:00 | [6 empty] | Ivory
1 | Lutron Electronics | DVLV-603P-AL | 4460-1602 | 4460 | 1602 | Lutron Electronics | DVLV-603P-AL.jpg | 27557688215 | DIVA LOW VOL 600W 3WAY ALMOND | Diva Dimmer - Gloss Finish, Magnetic Low-Voltage, 3-way, 120V/600VA (450W) in almond |  | 2.25 | 0.8 |  | DVLV-603P-AL.jpg | http://grandbrass.xologic.com/vendors/4460/large/DVLV-603P-AL.jpg | [47 empty] | 0 | 0 | 0 | [6 empty] | 0 | 1 | 1 | EA | 1 | Lighting Controls | [7 empty] | Nickel | [16 empty] | Traditional |  |  | Dimmers | [242 empty] | <a href="https://www.lutron.com/TechnicalDocumentLibrary/030448c.pdf" target="_blank">Installation Instructions</a> | [23 empty] | 10.000 DW |  |  | 1.5000 IN | [89 empty] | 1.000 EA | 1.000 EA | [35 empty] | No | [42 empty] | https://www.lutron.com/TechnicalDocumentLibrary/DivaSatinColors.pdf | [7 empty] | Shelf Stock | [13 empty] | <a href="https://www.lutron.com/TechnicalDocumentLibrary/368-4493_Page_5.pdf" target="_blank">Tech Drawing</a> | [25 empty] | 39122206 | [6 empty] | <a href="https://www.lutron.com/Education-Training/Tools/Pages/InstallDimmer.aspx?syst=Dimmers+%26+Switches&prodn=Diva%c2%ae+dimmer+%26+switch" target="_blank">Product Video Clip</a> | [6 empty] | <a href="https://www.lutron.com/TechnicalDocumentLibrary/369-119_Wallbox_Warranty.pdf" target="_blank">Warranty Information</a> |  |  |  |  | 0.080 L | [14 empty] | 0 | 0 | 0 | 0 | Lighting Fixtures | 2016-07-15 12:12 | 2024-07-20 11:11 | 0000-00-00 00:00:00 | 2024-07-20 11:11 | 0000-00-00 00:00:00 | [6 empty] | Almond
1 | Lutron Electronics | DVLV-603P-BL | 4460-1603 | 4460 | 1603 | Lutron Electronics | DVLV-603P-BL.jpg | 27557688222 | DIVA LOW VOL 600W 3WAY BLACK | Diva Dimmer - Gloss Finish, Magnetic Low-Voltage, 3-way, 120V/600VA (450W) in black |  | 2.25 | 0.8 |  | DVLV-603P-BL.jpg | http://grandbrass.xologic.com/vendors/4460/large/DVLV-603P-BL.jpg | [47 empty] | 0 | 0 | 0 | [6 empty] | 0 | 1 | 1 | EA | 1 | Lighting Controls | [7 empty] | Black | [16 empty] | Traditional |  |  | Dimmers | [242 empty] | <a href="https://www.lutron.com/TechnicalDocumentLibrary/030448c.pdf" target="_blank">Installation Instructions</a> | [23 empty] | 10.000 DW |  |  | 1.5000 IN | [89 empty] | 1.000 EA | 1.000 EA | [35 empty] | No | [42 empty] | https://www.lutron.com/TechnicalDocumentLibrary/DivaSatinColors.pdf | [7 empty] | Shelf Stock | [13 empty] | <a href="https://www.lutron.com/TechnicalDocumentLibrary/368-4493_Page_5.pdf" target="_blank">Tech Drawing</a> | [25 empty] | 39122206 | [6 empty] | <a href="https://www.lutron.com/Education-Training/Tools/Pages/InstallDimmer.aspx?syst=Dimmers+%26+Switches&prodn=Diva%c2%ae+dimmer+%26+switch" target="_blank">Product Video Clip</a> | [6 empty] | <a href="https://www.lutron.com/TechnicalDocumentLibrary/369-119_Wallbox_Warranty.pdf" target="_blank">Warranty Information</a> |  |  |  |  | 0.080 L | [14 empty] | 0 | 0 | 0 | 0 | Lighting Fixtures | 2016-07-15 12:12 | 2024-07-20 11:04 | 0000-00-00 00:00:00 | 2024-07-20 11:04 | 0000-00-00 00:00:00 | [6 empty] | Black
1 | Lutron Electronics | DVLV-603P-BR | 4460-1604 | 4460 | 1604 | Lutron Electronics | DVLV-603P-BR.jpg | 27557688239 | DIVA LOW VOL 600W 3WAY BROWN | Diva Dimmer - Gloss Finish, Magnetic Low-Voltage, 3-way, 120V/600VA (450W) in brown |  | 2.25 | 0.8 |  | DVLV-603P-BR.jpg | http://grandbrass.xologic.com/vendors/4460/large/DVLV-603P-BR.jpg | [47 empty] | 0 | 0 | 0 | [6 empty] | 0 | 1 | 1 | EA | 1 | Lighting Controls | [7 empty] | Brown | [16 empty] | Traditional |  |  | Dimmers | [242 empty] | <a href="https://www.lutron.com/TechnicalDocumentLibrary/030448c.pdf" target="_blank">Installation Instructions</a> | [23 empty] | 10.000 DW |  |  | 1.5000 IN | [89 empty] | 1.000 EA | 1.000 EA | [35 empty] | No | [42 empty] | https://www.lutron.com/TechnicalDocumentLibrary/DivaSatinColors.pdf | [7 empty] | Shelf Stock | [13 empty] | <a href="https://www.lutron.com/TechnicalDocumentLibrary/368-4493_Page_5.pdf" target="_blank">Tech Drawing</a> | [25 empty] | 39122206 | [6 empty] | <a href="https://www.lutron.com/Education-Training/Tools/Pages/InstallDimmer.aspx?syst=Dimmers+%26+Switches&prodn=Diva%c2%ae+dimmer+%26+switch" target="_blank">Product Video Clip</a> | [6 empty] | <a href="https://www.lutron.com/TechnicalDocumentLibrary/369-119_Wallbox_Warranty.pdf" target="_blank">Warranty Information</a> |  |  |  |  | 0.080 L | [14 empty] | 0 | 0 | 0 | 0 | Lighting Fixtures | 2016-07-15 12:12 | 2024-07-20 11:04 | 0000-00-00 00:00:00 | 2024-07-20 11:04 | 0000-00-00 00:00:00 | [6 empty] | Brown
1 | Lutron Electronics | DVLV-603P-GR | 4460-1605 | 4460 | 1605 | Lutron Electronics | DVLV-603P-GR.jpg | 27557688246 | DIVA LOW VOL 600W 3WAY GRAY | Diva Dimmer - Gloss Finish, Magnetic Low-Voltage, 3-way, 120V/600VA (450W) in gray |  | 2.25 | 0.8 |  | DVLV-603P-GR.jpg | http://grandbrass.xologic.com/vendors/4460/large/DVLV-603P-GR.jpg | [47 empty] | 0 | 0 | 0 | [6 empty] | 0 | 1 | 1 | EA | 1 | Lighting Controls | [7 empty] | Gray | [16 empty] | Traditional |  |  | Dimmers | [242 empty] | <a href="https://www.lutron.com/TechnicalDocumentLibrary/030448c.pdf" target="_blank">Installation Instructions</a> | [23 empty] | 10.000 DW |  |  | 1.5000 IN | [89 empty] | 1.000 EA | 1.000 EA | [35 empty] | No | [42 empty] | https://www.lutron.com/TechnicalDocumentLibrary/DivaSatinColors.pdf | [7 empty] | Shelf Stock | [13 empty] | <a href="https://www.lutron.com/TechnicalDocumentLibrary/368-4493_Page_5.pdf" target="_blank">Tech Drawing</a> | [25 empty] | 39122206 | [6 empty] | <a href="https://www.lutron.com/Education-Training/Tools/Pages/InstallDimmer.aspx?syst=Dimmers+%26+Switches&prodn=Diva%c2%ae+dimmer+%26+switch" target="_blank">Product Video Clip</a> | [6 empty] | <a href="https://www.lutron.com/TechnicalDocumentLibrary/369-119_Wallbox_Warranty.pdf" target="_blank">Warranty Information</a> |  |  |  |  | 0.080 L | [14 empty] | 0 | 0 | 0 | 0 | Lighting Fixtures | 2016-07-15 12:12 | 2024-07-20 11:05 | 0000-00-00 00:00:00 | 2024-07-20 11:05 | 0000-00-00 00:00:00 | [6 empty] | Gray
1 | Lutron Electronics | DVLV-600P-IV | 4460-1606 | 4460 | 1606 | Lutron Electronics | DVLV-600P-IV.jpg | 27557688260 | DIVA LOW VOL 600W IVORY | Diva Dimmer - Gloss Finish, Magnetic Low-Voltage, Single-pole, 120V/600VA (450W) in ivory |  | 2.4 | 4.5 |  | DVLV-600P-IV.jpg | http://grandbrass.xologic.com/vendors/4460/large/DVLV-600P-IV.jpg | [47 empty] | 0 | 0 | 0 | [6 empty] | 0 | 1 | 1 | EA | 1 | Lighting Controls | [7 empty] | White | [16 empty] | Traditional |  |  | Dimmers | [242 empty] | <a href="https://www.lutron.com/TechnicalDocumentLibrary/030448c.pdf" target="_blank">Installation Instructions</a> | [23 empty] | 10.000 DW |  |  | 2.4000 IN | [89 empty] | 1.000 EA | 1.000 EA | [35 empty] | No | [42 empty] | https://www.lutron.com/TechnicalDocumentLibrary/DivaSatinColors.pdf | [7 empty] | Shelf Stock | [13 empty] | <a href="https://www.lutron.com/TechnicalDocumentLibrary/368-4493_Page_2.pdf" target="_blank">Tech Drawing</a> | [25 empty] | 39122206 | [6 empty] | <a href="https://www.lutron.com/Education-Training/Tools/Pages/InstallDimmer.aspx?syst=Dimmers+%26+Switches&prodn=Diva%c2%ae+dimmer+%26+switch" target="_blank">Product Video Clip</a> | [6 empty] | <a href="https://www.lutron.com/TechnicalDocumentLibrary/369-119_Wallbox_Warranty.pdf" target="_blank">Warranty Information</a> |  |  |  |  | 0.250 L | [14 empty] | 0 | 0 | 0 | 0 | Lighting Fixtures | 2016-07-15 12:12 | 2024-07-20 11:06 | 0000-00-00 00:00:00 | 2024-07-20 11:06 | 0000-00-00 00:00:00 | [6 empty] | Ivory
1 | Lutron Electronics | DVLV-600P-AL | 4460-1607 | 4460 | 1607 | Lutron Electronics | DVLV-600P-AL.jpg | 27557688277 | DIVA LOW VOL 600W ALMOND | Diva Dimmer - Gloss Finish, Magnetic Low-Voltage, Single-pole, 120V/600VA (450W) in almond |  | 2.4 | 4.5 |  | DVLV-600P-AL.jpg | http://grandbrass.xologic.com/vendors/4460/large/DVLV-600P-AL.jpg | [47 empty] | 0 | 0 | 0 | [6 empty] | 0 | 1 | 1 | EA | 1 | Lighting Controls | [7 empty] | Nickel | [16 empty] | Traditional |  |  | Dimmers | [242 empty] | <a href="https://www.lutron.com/TechnicalDocumentLibrary/030448c.pdf" target="_blank">Installation Instructions</a> | [23 empty] | 10.000 DW |  |  | 2.4000 IN | [89 empty] | 1.000 EA | 1.000 EA | [35 empty] | No | [42 empty] | https://www.lutron.com/TechnicalDocumentLibrary/DivaSatinColors.pdf | [7 empty] | Shelf Stock | [13 empty] | <a href="https://www.lutron.com/TechnicalDocumentLibrary/368-4493_Page_2.pdf" target="_blank">Tech Drawing</a> | [25 empty] | 39122206 | [6 empty] | <a href="https://www.lutron.com/Education-Training/Tools/Pages/InstallDimmer.aspx?syst=Dimmers+%26+Switches&prodn=Diva%c2%ae+dimmer+%26+switch" target="_blank">Product Video Clip</a> | [6 empty] | <a href="https://www.lutron.com/TechnicalDocumentLibrary/369-119_Wallbox_Warranty.pdf" target="_blank">Warranty Information</a> |  |  |  |  | 0.250 L | [14 empty] | 0 | 0 | 0 | 0 | Lighting Fixtures | 2016-07-15 12:12 | 2024-07-20 11:06 | 0000-00-00 00:00:00 | 2024-07-20 11:06 | 0000-00-00 00:00:00 | [6 empty] | Almond
1 | Lutron Electronics | DVLV-600P-BL | 4460-1608 | 4460 | 1608 | Lutron Electronics | DVLV-600P-BL.jpg | 27557688284 | DIVA LOW VOL 600W BLACK | Diva Dimmer - Gloss Finish, Magnetic Low-Voltage, Single-pole, 120V/600VA (450W) in black |  | 2.4 | 4.5 |  | DVLV-600P-BL.jpg | http://grandbrass.xologic.com/vendors/4460/large/DVLV-600P-BL.jpg | [47 empty] | 0 | 0 | 0 | [6 empty] | 0 | 1 | 1 | EA | 1 | Lighting Controls | [7 empty] | Black | [16 empty] | Traditional |  |  | Dimmers | [242 empty] | <a href="https://www.lutron.com/TechnicalDocumentLibrary/030448c.pdf" target="_blank">Installation Instructions</a> | [23 empty] | 10.000 DW |  |  | 2.4000 IN | [89 empty] | 1.000 EA | 1.000 EA | [35 empty] | No | [42 empty] | https://www.lutron.com/TechnicalDocumentLibrary/DivaSatinColors.pdf | [7 empty] | Shelf Stock | [13 empty] | <a href="https://www.lutron.com/TechnicalDocumentLibrary/368-4493_Page_2.pdf" target="_blank">Tech Drawing</a> | [25 empty] | 39122206 | [6 empty] | <a href="https://www.lutron.com/Education-Training/Tools/Pages/InstallDimmer.aspx?syst=Dimmers+%26+Switches&prodn=Diva%c2%ae+dimmer+%26+switch" target="_blank">Product Video Clip</a> | [6 empty] | <a href="https://www.lutron.com/TechnicalDocumentLibrary/369-119_Wallbox_Warranty.pdf" target="_blank">Warranty Information</a> |  |  |  |  | 0.250 L | [14 empty] | 0 | 0 | 0 | 0 | Lighting Fixtures | 2016-07-15 12:12 | 2024-07-20 11:03 | 0000-00-00 00:00:00 | 2024-07-20 11:03 | 0000-00-00 00:00:00 | [6 empty] | Black
1 | Lutron Electronics | DVLV-600P-BR | 4460-1609 | 4460 | 1609 | Lutron Electronics | DVLV-600P-BR.jpg | 27557688291 | DIVA LOW VOL 600W BROWN | Diva Dimmer - Gloss Finish, Magnetic Low-Voltage, Single-pole, 120V/600VA (450W) in brown |  | 2.4 | 4.5 |  | DVLV-600P-BR.jpg | http://grandbrass.xologic.com/vendors/4460/large/DVLV-600P-BR.jpg | [47 empty] | 0 | 0 | 0 | [6 empty] | 0 | 1 | 1 | EA | 1 | Lighting Controls | [7 empty] | Brown | [16 empty] | Traditional |  |  | Dimmers | [242 empty] | <a href="https://www.lutron.com/TechnicalDocumentLibrary/030448c.pdf" target="_blank">Installation Instructions</a> | [23 empty] | 10.000 DW |  |  | 2.4000 IN | [89 empty] | 1.000 EA | 1.000 EA | [35 empty] | No | [42 empty] | https://www.lutron.com/TechnicalDocumentLibrary/DivaSatinColors.pdf | [7 empty] | Shelf Stock | [13 empty] | <a href="https://www.lutron.com/TechnicalDocumentLibrary/368-4493_Page_2.pdf" target="_blank">Tech Drawing</a> | [25 empty] | 39122206 | [6 empty] | <a href="https://www.lutron.com/Education-Training/Tools/Pages/InstallDimmer.aspx?syst=Dimmers+%26+Switches&prodn=Diva%c2%ae+dimmer+%26+switch" target="_blank">Product Video Clip</a> | [6 empty] | <a href="https://www.lutron.com/TechnicalDocumentLibrary/369-119_Wallbox_Warranty.pdf" target="_blank">Warranty Information</a> |  |  |  |  | 0.250 L | [14 empty] | 0 | 0 | 0 | 0 | Lighting Fixtures | 2016-07-15 12:12 | 2024-07-20 11:09 | 0000-00-00 00:00:00 | 2024-07-20 11:09 | 0000-00-00 00:00:00 | [6 empty] | Brown
1 | Lutron Electronics | DVLV-600P-GR | 4460-1610 | 4460 | 1610 | Lutron Electronics | DVLV-600P-GR.jpg | 27557688307 | DIVA LOW VOL 600W GRAY | Diva Dimmer - Gloss Finish, Magnetic Low-Voltage, Single-pole, 120V/600VA (450W) in gray |  | 2.4 | 4.5 |  | DVLV-600P-GR.jpg | http://grandbrass.xologic.com/vendors/4460/large/DVLV-600P-GR.jpg | [47 empty] | 0 | 0 | 0 | [6 empty] | 0 | 1 | 1 | EA | 1 | Lighting Controls | [7 empty] | Gray | [16 empty] | Traditional |  |  | Dimmers | [242 empty] | <a href="https://www.lutron.com/TechnicalDocumentLibrary/030448c.pdf" target="_blank">Installation Instructions</a> | [23 empty] | 10.000 DW |  |  | 2.4000 IN | [89 empty] | 1.000 EA | 1.000 EA | [35 empty] | No | [42 empty] | https://www.lutron.com/TechnicalDocumentLibrary/DivaSatinColors.pdf | [7 empty] | Shelf Stock | [13 empty] | <a href="https://www.lutron.com/TechnicalDocumentLibrary/368-4493_Page_2.pdf" target="_blank">Tech Drawing</a> | [25 empty] | 39122206 | [6 empty] | <a href="https://www.lutron.com/Education-Training/Tools/Pages/InstallDimmer.aspx?syst=Dimmers+%26+Switches&prodn=Diva%c2%ae+dimmer+%26+switch" target="_blank">Product Video Clip</a> | [6 empty] | <a href="https://www.lutron.com/TechnicalDocumentLibrary/369-119_Wallbox_Warranty.pdf" target="_blank">Warranty Information</a> |  |  |  |  | 0.250 L | [14 empty] | 0 | 0 | 0 | 0 | Lighting Fixtures | 2016-07-15 12:12 | 2024-07-20 11:05 | 0000-00-00 00:00:00 | 2024-07-20 11:05 | 0000-00-00 00:00:00 | [6 empty] | Gray
4 | Lutron Electronics | SFS-5EH-BL | 4460-1613 | 4460 | 1613 | Lutron Electronics | Ecom_SFS-5E-BL_WithWallPlate.jpeg?w=1500 | 27557688406 | SKYLARK FANSPEED BL CLAMSHELL | Skylark Fan-Speed Control, Single-pole, slide-to-off, fully variable fan control, 120V/5A, clamshell packaging in black |  | 2.4 | 6 | [50 empty] | 0 | 0 | 0 | [6 empty] | 0 | 1 | 1 | EA | 1 |  |  |  | Control And Automation |  | Switches |  | Speed Switch | Black | [16 empty] | Traditional | [245 empty] | <a href="https://www.lutron.com/TechnicalDocumentLibrary/033203.pdf" target="_blank">Installation Instructions</a> | [23 empty] | 5.000 DW |  |  | 6.9000 IN | [89 empty] | 1.000 EA | 1.000 EA | [35 empty] | No | [42 empty] | https://www.lutron.com/technicaldocumentlibrary/spec%20guide%20volume%201%20with%20addendums.pdf#page=20 | [7 empty] | Shelf Stock | [13 empty] | <a href="https://www.lutron.com/TechnicalDocumentLibrary/368-4493_Page_31.pdf" target="_blank">Tech Drawing</a> | [25 empty] | 39122240 | [13 empty] | <a href="https://www.lutron.com/TechnicalDocumentLibrary/369-119_Wallbox_Warranty.pdf" target="_blank">Warranty Information</a> |  |  |  |  | 0.240 L | [14 empty] | 0 | 0 | 0 | 0 | Electrical | 2016-07-15 12:13 | 2024-07-20 11:06 | 0000-00-00 00:00:00 | 2024-07-20 11:06 | 0000-00-00 00:00:00 | [6 empty] | Black
4 | Lutron Electronics | SFS-5EH-GR | 4460-1614 | 4460 | 1614 | Lutron Electronics | Ecom_SFS-5E-GR_WithWallPlate.jpeg?w=1500 | 27557688413 | SKYLARK FANSPEED GR CLAMSHELL | Skylark Fan-Speed Control, Single-pole, slide-to-off, fully variable fan control, 120V/5A, clamshell packaging in gray |  | 2.4 | 6 | [50 empty] | 0 | 0 | 0 | [6 empty] | 0 | 1 | 1 | EA | 1 |  |  |  | Control And Automation |  | Switches |  | Speed Switch | Gray | [16 empty] | Traditional | [245 empty] | <a href="https://www.lutron.com/TechnicalDocumentLibrary/033203.pdf" target="_blank">Installation Instructions</a> | [23 empty] | 10.000 DW |  |  | 6.9000 IN | [89 empty] | 1.000 EA | 1.000 EA | [35 empty] | No | [42 empty] | https://www.lutron.com/technicaldocumentlibrary/spec%20guide%20volume%201%20with%20addendums.pdf#page=20 | [7 empty] | Shelf Stock | [13 empty] | <a href="https://www.lutron.com/TechnicalDocumentLibrary/368-4493_Page_31.pdf" target="_blank">Tech Drawing</a> | [25 empty] | 39122240 | [13 empty] | <a href="https://www.lutron.com/TechnicalDocumentLibrary/369-119_Wallbox_Warranty.pdf" target="_blank">Warranty Information</a> |  |  |  |  | 0.240 L | [14 empty] | 0 | 0 | 0 | 0 | Electrical | 2016-07-15 12:13 | 2024-07-20 11:07 | 0000-00-00 00:00:00 | 2024-07-20 11:07 | 0000-00-00 00:00:00 | [6 empty] | Gray
4 | Lutron Electronics | SFS-5EH-BR | 4460-1615 | 4460 | 1615 | Lutron Electronics | Ecom_SFS-5E-BR_WithWallPlate.jpeg?w=1500 | 27557688420 | SKYLARK FANSPEED BR CLAMSHELL | Skylark Fan-Speed Control, Single-pole, slide-to-off, fully variable fan control, 120V/5A, clamshell packaging in brown |  | 2.4 | 6 | [50 empty] | 0 | 0 | 0 | [6 empty] | 0 | 1 | 1 | EA | 1 |  |  |  | Control And Automation |  | Switches |  | Speed Switch | Brown | [16 empty] | Traditional | [245 empty] | <a href="https://www.lutron.com/TechnicalDocumentLibrary/033203.pdf" target="_blank">Installation Instructions</a> | [23 empty] | 5.000 DW |  |  | 6.9000 IN | [89 empty] | 1.000 EA | 1.000 EA | [35 empty] | No | [42 empty] | https://www.lutron.com/technicaldocumentlibrary/spec%20guide%20volume%201%20with%20addendums.pdf#page=20 | [7 empty] | Shelf Stock | [13 empty] | <a href="https://www.lutron.com/TechnicalDocumentLibrary/368-4493_Page_31.pdf" target="_blank">Tech Drawing</a> | [25 empty] | 39122240 | [13 empty] | <a href="https://www.lutron.com/TechnicalDocumentLibrary/369-119_Wallbox_Warranty.pdf" target="_blank">Warranty Information</a> |  |  |  |  | 0.240 L | [14 empty] | 0 | 0 | 0 | 0 | Electrical | 2016-07-15 12:13 | 2024-07-20 11:05 | 0000-00-00 00:00:00 | 2024-07-20 11:05 | 0000-00-00 00:00:00 | [6 empty] | Brown
4 | Lutron Electronics | SFSQ-FH-BL | 4460-1616 | 4460 | 1616 | Lutron Electronics | SFSQ-FH-BL.jpg | 27557688437 | SKYLARK QUIET FAN BL CLAMSHELL | Skylark Fan-Speed Control, Single-pole, quiet 3-speed, 120V/1.5A, clamshell packaging in black |  | 4.1 | 6.1 |  | SFSQ-FH-BL.jpg | http://grandbrass.xologic.com/vendors/4460/large/SFSQ-FH-BL.jpg | [47 empty] | 0 | 0 | 0 | [6 empty] | 0 | 1 | 1 | EA | 1 | Fan Accessories |  |  | Control And Automation |  | Switches |  | Speed Switch | Black | [16 empty] | Traditional |  |  | Fan Wall Mount Controls | [242 empty] | <a href="https://www.lutron.com/TechnicalDocumentLibrary/033206.pdf" target="_blank">Installation Instructions</a> | [23 empty] | 30.000 DW |  |  | 2.8000 IN | [89 empty] | 1.000 EA | 1.000 EA | [35 empty] | No | [42 empty] | https://www.lutron.com/technicaldocumentlibrary/spec%20guide%20volume%201%20with%20addendums.pdf#page=20 | [7 empty] | Shelf Stock | [13 empty] | <a href="https://www.lutron.com/TechnicalDocumentLibrary/368-4493_Page_2.pdf" target="_blank">Tech Drawing</a> | [25 empty] | 39122240 | [13 empty] | <a href="https://www.lutron.com/TechnicalDocumentLibrary/369-119_Wallbox_Warranty.pdf" target="_blank">Warranty Information</a> |  |  |  |  | 0.300 L | [14 empty] | 0 | 0 | 0 | 0 | Electrical | 2016-07-15 12:13 | 2024-07-20 11:08 | 0000-00-00 00:00:00 | 2025-11-29 02:00 | 0000-00-00 00:00:00 | [6 empty] | Black
4 | Lutron Electronics | SFSQ-FH-BR | 4460-1617 | 4460 | 1617 | Lutron Electronics | SFSQ-FH-BR.jpg | 27557688444 | SKYLARK QUIET FAN BR CLAMSHELL | Skylark Fan-Speed Control, Single-pole, quiet 3-speed, 120V/1.5A, clamshell packaging in brown |  | 4.1 | 6.1 |  | SFSQ-FH-BR.jpg | http://grandbrass.xologic.com/vendors/4460/large/SFSQ-FH-BR.jpg | [47 empty] | 0 | 0 | 0 | [6 empty] | 0 | 1 | 1 | EA | 1 | Fan Accessories |  |  | Control And Automation |  | Switches |  | Speed Switch | Brown | [16 empty] | Traditional |  |  | Fan Wall Mount Controls | [242 empty] | <a href="https://www.lutron.com/TechnicalDocumentLibrary/033206.pdf" target="_blank">Installation Instructions</a> | [23 empty] | 30.000 DW |  |  | 2.8000 IN | [89 empty] | 1.000 EA | 1.000 EA | [35 empty] | No | [42 empty] | https://www.lutron.com/technicaldocumentlibrary/spec%20guide%20volume%201%20with%20addendums.pdf#page=20 | [7 empty] | Shelf Stock | [13 empty] | <a href="https://www.lutron.com/TechnicalDocumentLibrary/368-4493_Page_2.pdf" target="_blank">Tech Drawing</a> | [25 empty] | 39122240 | [13 empty] | <a href="https://www.lutron.com/TechnicalDocumentLibrary/369-119_Wallbox_Warranty.pdf" target="_blank">Warranty Information</a> |  |  |  |  | 0.300 L | [14 empty] | 0 | 0 | 0 | 0 | Electrical | 2016-07-15 12:13 | 2024-07-20 11:05 | 0000-00-00 00:00:00 | 2025-11-29 02:00 | 0000-00-00 00:00:00 | [6 empty] | Brown
4 | Lutron Electronics | SFSQ-FH-GR | 4460-1618 | 4460 | 1618 | Lutron Electronics | SFSQ-FH-GR.jpg | 27557688451 | SKYLARK QUIET FAN GR CLAMSHELL | Skylark Fan-Speed Control, Single-pole, quiet 3-speed, 120V/1.5A, clamshell packaging in gray |  | 4.1 | 6.1 |  | SFSQ-FH-GR.jpg | http://grandbrass.xologic.com/vendors/4460/large/SFSQ-FH-GR.jpg | [47 empty] | 0 | 0 | 0 | [6 empty] | 0 | 1 | 1 | EA | 1 | Fan Accessories |  |  | Control And Automation |  | Switches |  | Speed Switch | Gray | [16 empty] | Traditional |  |  | Fan Wall Mount Controls | [242 empty] | <a href="https://www.lutron.com/TechnicalDocumentLibrary/033206.pdf" target="_blank">Installation Instructions</a> | [23 empty] | 30.000 DW |  |  | 2.8000 IN | [89 empty] | 1.000 EA | 1.000 EA | [35 empty] | No | [42 empty] | https://www.lutron.com/technicaldocumentlibrary/spec%20guide%20volume%201%20with%20addendums.pdf#page=20 | [7 empty] | Shelf Stock | [13 empty] | <a href="https://www.lutron.com/TechnicalDocumentLibrary/368-4493_Page_2.pdf" target="_blank">Tech Drawing</a> | [25 empty] | 39122240 | [13 empty] | <a href="https://www.lutron.com/TechnicalDocumentLibrary/369-119_Wallbox_Warranty.pdf" target="_blank">Warranty Information</a> |  |  |  |  | 0.300 L | [14 empty] | 0 | 0 | 0 | 0 | Electrical | 2016-07-15 12:13 | 2024-07-20 11:09 | 0000-00-00 00:00:00 | 2025-11-29 02:00 | 0000-00-00 00:00:00 | [6 empty] | Gray
1 | Lutron Electronics | SFSQ-LFH-BL | 4460-1619 | 4460 | 1619 | Lutron Electronics | Ecom_SFSQ-LF-BL_withwallplate.jpeg?w=1500 | 27557688468 | SKYLARK QUIET LGT/FAN BL CLM | Skylark Fan-Speed Control, Single-pole, quiet 3-speed, 120V/360W light, 1.5A fan, clamshell packaging in black |  | 4.1 | 6.1 | [50 empty] | 0 | 0 | 0 | [6 empty] | 0 | 1 | 1 | EA | 1 | Lighting Controls | [7 empty] | Black | [16 empty] | Traditional |  |  | Lightswitches | [242 empty] | <a href="https://www.lutron.com/TechnicalDocumentLibrary/033203.pdf" target="_blank">Installation Instructions</a> | [23 empty] | 10.000 DW |  |  | 2.8000 IN | [89 empty] | 1.000 EA | 1.000 EA | [35 empty] | No | [42 empty] | https://www.lutron.com/technicaldocumentlibrary/spec%20guide%20volume%201%20with%20addendums.pdf#page=20 | [7 empty] | Shelf Stock | [13 empty] | <a href="https://www.lutron.com/TechnicalDocumentLibrary/368-4493_Page_31.pdf" target="_blank">Tech Drawing</a> | [25 empty] | 39122232 | [6 empty] | <a href="https://www.lutron.com/Education-Training/Tools/Pages/InstallDimmer.aspx?syst=Dimmers+%26+Switches&prodn=Skylark%c2%ae+dimmer" target="_blank">Product Video Clip</a> | [6 empty] | <a href="https://www.lutron.com/TechnicalDocumentLibrary/369-119_Wallbox_Warranty.pdf" target="_blank">Warranty Information</a> |  |  |  |  | 0.300 L | [14 empty] | 0 | 0 | 0 | 0 | Lighting Fixtures | 2016-07-15 12:13 | 2024-07-20 11:05 | 0000-00-00 00:00:00 | 2024-07-20 11:05 | 0000-00-00 00:00:00 | [6 empty] | Black
1 | Lutron Electronics | SFSQ-LFH-BR | 4460-1620 | 4460 | 1620 | Lutron Electronics | Ecom_SFSQ-LF-BR_withwallplate.jpeg?w=1500 | 27557688475 | SKYLARK QUIET LGT/FAN BR CLM | Skylark Fan-Speed Control, Single-pole, quiet 3-speed, 120V/360W light, 1.5A fan, clamshell packaging in brown |  | 4.1 | 6.1 | [50 empty] | 0 | 0 | 0 | [6 empty] | 0 | 1 | 1 | EA | 1 | Lighting Controls | [7 empty] | Brown | [16 empty] | Traditional |  |  | Lightswitches | [242 empty] | <a href="https://www.lutron.com/TechnicalDocumentLibrary/033203.pdf" target="_blank">Installation Instructions</a> | [23 empty] | 10.000 DW |  |  | 2.8000 IN | [89 empty] | 1.000 EA | 1.000 EA | [35 empty] | No | [42 empty] | https://www.lutron.com/technicaldocumentlibrary/spec%20guide%20volume%201%20with%20addendums.pdf#page=20 | [7 empty] | Shelf Stock | [13 empty] | <a href="https://www.lutron.com/TechnicalDocumentLibrary/368-4493_Page_31.pdf" target="_blank">Tech Drawing</a> | [25 empty] | 39122232 | [6 empty] | <a href="https://www.lutron.com/Education-Training/Tools/Pages/InstallDimmer.aspx?syst=Dimmers+%26+Switches&prodn=Skylark%c2%ae+dimmer" target="_blank">Product Video Clip</a> | [6 empty] | <a href="https://www.lutron.com/TechnicalDocumentLibrary/369-119_Wallbox_Warranty.pdf" target="_blank">Warranty Information</a> |  |  |  |  | 0.300 L | [14 empty] | 0 | 0 | 0 | 0 | Lighting Fixtures | 2016-07-15 12:13 | 2024-07-20 11:06 | 0000-00-00 00:00:00 | 2024-07-20 11:06 | 0000-00-00 00:00:00 | [6 empty] | Brown
1 | Lutron Electronics | SFSQ-LFH-GR | 4460-1621 | 4460 | 1621 | Lutron Electronics | Ecom_SFSQ-LF-GR_withwallplate.jpeg?w=1500 | 27557688482 | SKYLARK QUIET LGT/FAN GR CLM | Skylark Fan-Speed Control, Single-pole, quiet 3-speed, 120V/360W light, 1.5A fan, clamshell packaging in gray |  | 4.1 | 6.1 | [50 empty] | 0 | 0 | 0 | [6 empty] | 0 | 1 | 1 | EA | 1 | Lighting Controls | [7 empty] | Gray | [16 empty] | Traditional |  |  | Lightswitches | [242 empty] | <a href="https://www.lutron.com/TechnicalDocumentLibrary/033203.pdf" target="_blank">Installation Instructions</a> | [23 empty] | 10.000 DW |  |  | 2.8000 IN | [89 empty] | 1.000 EA | 1.000 EA | [35 empty] | No | [42 empty] | https://www.lutron.com/technicaldocumentlibrary/spec%20guide%20volume%201%20with%20addendums.pdf#page=20 | [7 empty] | Shelf Stock | [13 empty] | <a href="https://www.lutron.com/TechnicalDocumentLibrary/368-4493_Page_31.pdf" target="_blank">Tech Drawing</a> | [25 empty] | 39122232 | [6 empty] | <a href="https://www.lutron.com/Education-Training/Tools/Pages/InstallDimmer.aspx?syst=Dimmers+%26+Switches&prodn=Skylark%c2%ae+dimmer" target="_blank">Product Video Clip</a> | [6 empty] | <a href="https://www.lutron.com/TechnicalDocumentLibrary/369-119_Wallbox_Warranty.pdf" target="_blank">Warranty Information</a> |  |  |  |  | 0.300 L | [14 empty] | 0 | 0 | 0 | 0 | Lighting Fixtures | 2016-07-15 12:13 | 2024-07-20 11:05 | 0000-00-00 00:00:00 | 2024-07-20 11:05 | 0000-00-00 00:00:00 | [6 empty] | Gray
1 | Lutron Electronics | S2-LFSQH-BL | 4460-1622 | 4460 | 1622 | Lutron Electronics | S2-LFSQH-BL.jpg | 27557688499 | SKYLARK DUAL LT/QUIET FAN BL | Skylark Fan/Light Control, Single-pole, quiet 3-speed and dimmer, 120V/300W light, 1.5A fan, clamshell packaging in black |  | 4.1 | 6.1 |  | S2-LFSQH-BL.jpg | http://grandbrass.xologic.com/vendors/4460/large/S2-LFSQH-BL.jpg | [47 empty] | 0 | 0 | 0 | [6 empty] | 0 | 1 | 1 | EA | 1 | Lighting Controls | [7 empty] | Black | [16 empty] | Traditional |  |  | Lightswitches | [242 empty] | <a href="https://www.lutron.com/TechnicalDocumentLibrary/0301992.pdf" target="_blank">Installation Instructions</a> | [23 empty] | 15.000 DW |  |  | 2.8000 IN | [89 empty] | 1.000 EA | 1.000 EA | [35 empty] | No | [42 empty] | https://www.lutron.com/technicaldocumentlibrary/spec%20guide%20volume%201%20with%20addendums.pdf#page=20 | [7 empty] | Shelf Stock | [13 empty] | <a href="https://www.lutron.com/TechnicalDocumentLibrary/368-4493_Page_30.pdf" target="_blank">Tech Drawing</a> | [25 empty] | 39122232 | [13 empty] | <a href="https://www.lutron.com/TechnicalDocumentLibrary/369-119_Wallbox_Warranty.pdf" target="_blank">Warranty Information</a> |  |  |  |  | 0.350 L | [14 empty] | 0 | 0 | 0 | 0 | Lighting Fixtures | 2016-07-15 12:13 | 2024-07-20 11:11 | 0000-00-00 00:00:00 | 2024-07-20 11:11 | 0000-00-00 00:00:00 | [6 empty] | Black
1 | Lutron Electronics | S2-LFSQH-BR | 4460-1623 | 4460 | 1623 | Lutron Electronics | S2-LFSQH-BR.jpg | 27557688505 | SKYLARK DUAL LT/QUIET FAN BR | Skylark Fan/Light Control, Single-pole, quiet 3-speed and dimmer, 120V/300W light, 1.5A fan, clamshell packaging in brown |  | 4.1 | 6.1 |  | S2-LFSQH-BR.jpg | http://grandbrass.xologic.com/vendors/4460/large/S2-LFSQH-BR.jpg | [47 empty] | 0 | 0 | 0 | [6 empty] | 0 | 1 | 1 | EA | 1 | Lighting Controls | [7 empty] | Brown | [16 empty] | Traditional |  |  | Lightswitches | [242 empty] | <a href="https://www.lutron.com/TechnicalDocumentLibrary/0301992.pdf" target="_blank">Installation Instructions</a> | [23 empty] | 15.000 DW |  |  | 2.8000 IN | [89 empty] | 1.000 EA | 1.000 EA | [35 empty] | No | [42 empty] | https://www.lutron.com/technicaldocumentlibrary/spec%20guide%20volume%201%20with%20addendums.pdf#page=20 | [7 empty] | Shelf Stock | [13 empty] | <a href="https://www.lutron.com/TechnicalDocumentLibrary/368-4493_Page_30.pdf" target="_blank">Tech Drawing</a> | [25 empty] | 39122232 | [13 empty] | <a href="https://www.lutron.com/TechnicalDocumentLibrary/369-119_Wallbox_Warranty.pdf" target="_blank">Warranty Information</a> |  |  |  |  | 0.350 L | [14 empty] | 0 | 0 | 0 | 0 | Lighting Fixtures | 2016-07-15 12:13 | 2024-07-20 11:03 | 0000-00-00 00:00:00 | 2024-07-20 11:03 | 0000-00-00 00:00:00 | [6 empty] | Brown
1 | Lutron Electronics | S2-LFSQH-GR | 4460-1624 | 4460 | 1624 | Lutron Electronics | S2-LFSQH-GR.jpg | 27557688512 | SKYLARK DUAL LT/QUIET FAN GR | Skylark Fan/Light Control, Single-pole, quiet 3-speed and dimmer, 120V/300W light, 1.5A fan, clamshell packaging in gray |  | 4.1 | 6.1 |  | S2-LFSQH-GR.jpg | http://grandbrass.xologic.com/vendors/4460/large/S2-LFSQH-GR.jpg | [47 empty] | 0 | 0 | 0 | [6 empty] | 0 | 1 | 1 | EA | 1 | Lighting Controls | [7 empty] | Gray | [16 empty] | Traditional |  |  | Lightswitches | [242 empty] | <a href="https://www.lutron.com/TechnicalDocumentLibrary/0301992.pdf" target="_blank">Installation Instructions</a> | [23 empty] | 15.000 DW |  |  | 2.8000 IN | [89 empty] | 1.000 EA | 1.000 EA | [35 empty] | No | [42 empty] | https://www.lutron.com/technicaldocumentlibrary/spec%20guide%20volume%201%20with%20addendums.pdf#page=20 | [7 empty] | Shelf Stock | [13 empty] | <a href="https://www.lutron.com/TechnicalDocumentLibrary/368-4493_Page_30.pdf" target="_blank">Tech Drawing</a> | [25 empty] | 39122232 | [13 empty] | <a href="https://www.lutron.com/TechnicalDocumentLibrary/369-119_Wallbox_Warranty.pdf" target="_blank">Warranty Information</a> |  |  |  |  | 0.350 L | [14 empty] | 0 | 0 | 0 | 0 | Lighting Fixtures | 2016-07-15 12:13 | 2024-07-20 11:11 | 0000-00-00 00:00:00 | 2024-07-20 11:11 | 0000-00-00 00:00:00 | [6 empty] | Gray
1 | Lutron Electronics | S2-LFH-BL | 4460-1625 | 4460 | 1625 | Lutron Electronics | S2-LFH-BL.jpg | 27557688529 | SKYLARK LT/FAN BL CLAMSHELL | Skylark Fan/Light Control, Single-pole, fully variable fan control and dimmer, 120V/300W light, 2.5A fan, clamshell packaging in black |  | 2.4 | 5.8 |  | S2-LFH-BL.jpg | http://grandbrass.xologic.com/vendors/4460/large/S2-LFH-BL.jpg | [47 empty] | 0 | 0 | 0 | [6 empty] | 0 | 1 | 1 | EA | 1 | Lighting Controls | [7 empty] | Black | [16 empty] | Traditional |  |  | Lightswitches | [242 empty] | <a href="https://www.lutron.com/TechnicalDocumentLibrary/0301992.pdf" target="_blank">Installation Instructions</a> | [23 empty] | 10.000 DW |  |  | 4.0000 IN | [89 empty] | 1.000 EA | 1.000 EA | [35 empty] | No | [42 empty] | https://www.lutron.com/technicaldocumentlibrary/spec%20guide%20volume%201%20with%20addendums.pdf#page=20 | [7 empty] | Shelf Stock | [13 empty] | <a href="https://www.lutron.com/TechnicalDocumentLibrary/368-4493_Page_30.pdf" target="_blank">Tech Drawing</a> | [25 empty] | 39122232 | [13 empty] | <a href="https://www.lutron.com/TechnicalDocumentLibrary/369-119_Wallbox_Warranty.pdf" target="_blank">Warranty Information</a> |  |  |  |  | 0.310 L | [14 empty] | 0 | 0 | 0 | 0 | Lighting Fixtures | 2016-07-15 12:13 | 2024-07-20 11:06 | 0000-00-00 00:00:00 | 2024-07-20 11:06 | 0000-00-00 00:00:00 | [6 empty] | Black
1 | Lutron Electronics | S2-LFH-BR | 4460-1626 | 4460 | 1626 | Lutron Electronics | S2-LFH-BR.jpg | 27557688536 | SKYLARK LT/FAN BR CLAMSHELL | Skylark Fan/Light Control, Single-pole, fully variable fan control and dimmer, 120V/300W light, 2.5A fan, clamshell packaging in brown |  | 2.4 | 5.8 |  | S2-LFH-BR.jpg | http://grandbrass.xologic.com/vendors/4460/large/S2-LFH-BR.jpg | [47 empty] | 0 | 0 | 0 | [6 empty] | 0 | 1 | 1 | EA | 1 | Lighting Controls | [7 empty] | Brown | [16 empty] | Traditional |  |  | Lightswitches | [242 empty] | <a href="https://www.lutron.com/TechnicalDocumentLibrary/0301992.pdf" target="_blank">Installation Instructions</a> | [23 empty] | 10.000 DW |  |  | 4.0000 IN | [89 empty] | 1.000 EA | 1.000 EA | [35 empty] | No | [42 empty] | https://www.lutron.com/technicaldocumentlibrary/spec%20guide%20volume%201%20with%20addendums.pdf#page=20 | [7 empty] | Shelf Stock | [13 empty] | <a href="https://www.lutron.com/TechnicalDocumentLibrary/368-4493_Page_30.pdf" target="_blank">Tech Drawing</a> | [25 empty] | 39122232 | [13 empty] | <a href="https://www.lutron.com/TechnicalDocumentLibrary/369-119_Wallbox_Warranty.pdf" target="_blank">Warranty Information</a> |  |  |  |  | 0.310 L | [14 empty] | 0 | 0 | 0 | 0 | Lighting Fixtures | 2016-07-15 12:13 | 2024-07-20 11:09 | 0000-00-00 00:00:00 | 2024-07-20 11:09 | 0000-00-00 00:00:00 | [6 empty] | Brown
1 | Lutron Electronics | S2-LFH-GR | 4460-1627 | 4460 | 1627 | Lutron Electronics | S2-LFH-GR.jpg | 27557688543 | SKYLARK LT/FAN GR CLAMSHELL | Skylark Fan/Light Control, Single-pole, fully variable fan control and dimmer, 120V/300W light, 2.5A fan, clamshell packaging in gray |  | 2.4 | 5.8 |  | S2-LFH-GR.jpg | http://grandbrass.xologic.com/vendors/4460/large/S2-LFH-GR.jpg | [47 empty] | 0 | 0 | 0 | [6 empty] | 0 | 1 | 1 | EA | 1 | Lighting Controls | [7 empty] | Gray | [16 empty] | Traditional |  |  | Lightswitches | [242 empty] | <a href="https://www.lutron.com/TechnicalDocumentLibrary/0301992.pdf" target="_blank">Installation Instructions</a> | [23 empty] | 2.000 DW |  |  | 4.0000 IN | [89 empty] | 1.000 EA | 1.000 EA | [35 empty] | No | [42 empty] | https://www.lutron.com/technicaldocumentlibrary/spec%20guide%20volume%201%20with%20addendums.pdf#page=20 | [7 empty] | Shelf Stock | [13 empty] | <a href="https://www.lutron.com/TechnicalDocumentLibrary/368-4493_Page_30.pdf" target="_blank">Tech Drawing</a> | [25 empty] | 39122232 | [13 empty] | <a href="https://www.lutron.com/TechnicalDocumentLibrary/369-119_Wallbox_Warranty.pdf" target="_blank">Warranty Information</a> |  |  |  |  | 0.310 L | [14 empty] | 0 | 0 | 0 | 0 | Lighting Fixtures | 2016-07-15 12:13 | 2024-07-20 11:11 | 0000-00-00 00:00:00 | 2024-07-20 11:11 | 0000-00-00 00:00:00 | [6 empty] | Gray
1 | Lutron Electronics | S-103PH-IV | 4460-1628 | 4460 | 1628 | Lutron Electronics | S-103PH-IV.jpg | 27557688567 | SKYLARK 1000W 3WY IV CLAMSHELL | Skylark Dimmer with On/Off Switch, Incandescent/Halogen, 3-way, preset, 120V/1000W, clamshell packaging in ivory |  | 4.1 | 6.1 |  | S-103PH-IV.jpg | http://grandbrass.xologic.com/vendors/4460/large/S-103PH-IV.jpg | [47 empty] | 0 | 0 | 0 | [6 empty] | 0 | 1 | 1 | EA | 1 | Lighting Controls | [7 empty] | White | [16 empty] | Traditional |  |  | Dimmers | [242 empty] | <a href="https://www.lutron.com/TechnicalDocumentLibrary/0301689.pdf" target="_blank">Installation Instructions</a> | [23 empty] | 2.000 DW |  |  | 2.8000 IN | [89 empty] | 1.000 EA | 1.000 EA | [35 empty] | No | [42 empty] | https://www.lutron.com/technicaldocumentlibrary/spec%20guide%20volume%201%20with%20addendums.pdf#page=20 | [7 empty] | Shelf Stock | [13 empty] | <a href="https://www.lutron.com/TechnicalDocumentLibrary/368-4493_Page_5.pdf" target="_blank">Tech Drawing</a> | [25 empty] | 39122206 | [13 empty] | <a href="https://www.lutron.com/TechnicalDocumentLibrary/369-119_Wallbox_Warranty.pdf" target="_blank">Warranty Information</a> |  |  |  |  | 0.350 L | [14 empty] | 0 | 0 | 0 | 0 | Lighting Fixtures | 2016-07-15 12:13 | 2024-07-20 11:06 | 0000-00-00 00:00:00 | 2024-07-20 11:06 | 0000-00-00 00:00:00 | [6 empty] | Ivory
1 | Lutron Electronics | S-10PH-WH | 4460-1629 | 4460 | 1629 | Lutron Electronics | S-10PH-WH.jpg | 27557688574 | SKYLARK 1000W PSET WH CLM | Skylark Dimmer with On/Off Switch, Incandescent/Halogen, Single-pole, preset, 120V/1000W, clamshell packaging in white |  | 4.1 | 6.1 |  | S-10PH-WH.jpg | http://grandbrass.xologic.com/vendors/4460/large/S-10PH-WH.jpg | [47 empty] | 0 | 0 | 0 | [6 empty] | 0 | 1 | 1 | EA | 1 | Lighting Controls | [7 empty] | White | [16 empty] | Traditional |  |  | Dimmers | [242 empty] | <a href="https://www.lutron.com/TechnicalDocumentLibrary/0301370.pdf" target="_blank">Installation Instructions</a> | [23 empty] | 10.000 DW |  |  | 2.8000 IN | [89 empty] | 1.000 EA | 1.000 EA | [35 empty] | No | [42 empty] | https://www.lutron.com/technicaldocumentlibrary/spec%20guide%20volume%201%20with%20addendums.pdf#page=20 | [7 empty] | Shelf Stock | [13 empty] | <a href="https://www.lutron.com/TechnicalDocumentLibrary/368-4493_Page_2.pdf" target="_blank">Tech Drawing</a> | [25 empty] | 39122206 | [13 empty] | <a href="https://www.lutron.com/TechnicalDocumentLibrary/369-119_Wallbox_Warranty.pdf" target="_blank">Warranty Information</a> |  |  |  |  | 0.200 L | [14 empty] | 0 | 0 | 0 | 0 | Lighting Fixtures | 2016-07-15 12:13 | 2024-07-20 11:07 | 0000-00-00 00:00:00 | 2024-07-20 11:07 | 0000-00-00 00:00:00 | [6 empty] | White
1 | Lutron Electronics | S-10PH-IV | 4460-1630 | 4460 | 1630 | Lutron Electronics | S-10PH-IV.jpg | 27557688581 | SKYLARK 1000W PSET IV CLM | Skylark Dimmer with On/Off Switch, Incandescent/Halogen, Single-pole, preset, 120V/1000W, clamshell packaging in ivory |  | 4.1 | 6.1 |  | S-10PH-IV.jpg | http://grandbrass.xologic.com/vendors/4460/large/S-10PH-IV.jpg | [47 empty] | 0 | 0 | 0 | [6 empty] | 0 | 1 | 1 | EA | 1 | Lighting Controls | [7 empty] | White | [16 empty] | Traditional |  |  | Dimmers | [242 empty] | <a href="https://www.lutron.com/TechnicalDocumentLibrary/0301370.pdf" target="_blank">Installation Instructions</a> | [23 empty] | 2.000 DW |  |  | 2.8000 IN | [89 empty] | 1.000 EA | 1.000 EA | [35 empty] | No | [42 empty] | https://www.lutron.com/technicaldocumentlibrary/spec%20guide%20volume%201%20with%20addendums.pdf#page=20 | [7 empty] | Shelf Stock | [13 empty] | <a href="https://www.lutron.com/TechnicalDocumentLibrary/368-4493_Page_2.pdf" target="_blank">Tech Drawing</a> | [25 empty] | 39122206 | [13 empty] | <a href="https://www.lutron.com/TechnicalDocumentLibrary/369-119_Wallbox_Warranty.pdf" target="_blank">Warranty Information</a> |  |  |  |  | 0.200 L | [14 empty] | 0 | 0 | 0 | 0 | Lighting Fixtures | 2016-07-15 12:13 | 2024-07-20 11:08 | 0000-00-00 00:00:00 | 2024-07-20 11:08 | 0000-00-00 00:00:00 | [6 empty] | Ivory
4 | Lutron Electronics | NTFSQ-TP | 4460-1662 | 4460 | 1662 | Lutron Electronics | NTFSQ-TP.jpg | 27557688956 | NOVA T QUIET FAN SPD CTRL TP | Nova T Quiet Fan-Speed Control, Single-pole (small control), 120V/1.5A in taupe |  | 4.1 | 5.3 |  | NTFSQ-TP.jpg | http://grandbrass.xologic.com/vendors/4460/large/NTFSQ-TP.jpg | [47 empty] | 0 | 0 | 0 | [6 empty] | 0 | 1 | 1 | EA | 1 | Fan Accessories |  |  | Control And Automation |  | Switches |  | Speed Switch | [20 empty] | Fan Wall Mount Controls | [242 empty] | <a href="https://www.lutron.com/TechnicalDocumentLibrary/0301030A.pdf" target="_blank">Installation Instructions</a> | [23 empty] | 2.000 DW |  |  | 3.1000 IN | [89 empty] | 1.000 EA | 1.000 EA | [35 empty] | No | [42 empty] | https://www.lutron.com/TechnicalDocumentLibrary/NovaTB.pdf | [7 empty] | Shelf Stock | [13 empty] | <a href="https://www.lutron.com/TechnicalDocumentLibrary/368-4493_Page_2.pdf" target="_blank">Tech Drawing</a> | [25 empty] | 39122240 | [13 empty] | <a href="https://www.lutron.com/TechnicalDocumentLibrary/369-119_Wallbox_Warranty.pdf" target="_blank">Warranty Information</a> |  |  |  |  | 0.550 L | [14 empty] | 0 | 0 | 0 | 0 | Electrical | 2016-07-15 12:14 | 2024-07-20 11:06 | 0000-00-00 00:00:00 | 2025-11-29 02:00 | 0000-00-00 00:00:00 | [6 empty] | Taupe
4 | Lutron Electronics | NT-PJ-TP | 4460-1663 | 4460 | 1663 | Lutron Electronics | NT-PJ-TP.jpg | 27557688970 | NOVA T PHONE JACK TAUPE | Nova T 8-conductor telephone jack, RJ11, single port in taupe |  | 5.2 | 5.4 |  | NT-PJ-TP.jpg | http://grandbrass.xologic.com/vendors/4460/large/NT-PJ-TP.jpg | [47 empty] | 0 | 0 | 0 | [6 empty] | 0 | 1 | 1 | EA | 1 | Specialty Items |  |  | Lugs Plugs And Connectors |  | Plugs |  | Jack For Plug | White | [16 empty] | Traditional |  |  | Other Specialty Items | [242 empty] | <a href="https://www.lutron.com/TechnicalDocumentLibrary/03040301A.pdf" target="_blank">Installation Instructions</a> | [23 empty] | 2.000 DW |  |  | 4.0000 IN | [7 empty] | <a href="https://www.lutron.com/TechnicalDocumentLibrary/NovaT_Accessories.pdf" target="_blank">Line Drawing</a> | [81 empty] | 1.000 EA | 1.000 EA | [35 empty] | No | [42 empty] | https://www.lutron.com/TechnicalDocumentLibrary/sixportframe.pdf | [7 empty] | Shelf Stock | [39 empty] | 39121463 | [13 empty] | <a href="https://www.lutron.com/TechnicalDocumentLibrary/369-119_Wallbox_Warranty.pdf" target="_blank">Warranty Information</a> |  |  |  |  | 0.300 L | [14 empty] | 0 | 0 | 0 | 0 | Electrical | 2016-07-15 12:14 | 2024-07-20 11:05 | 0000-00-00 00:00:00 | 2025-11-29 02:00 | 0000-00-00 00:00:00 | [6 empty] | Taupe
4 | Lutron Electronics | NT-CJ-TP | 4460-1664 | 4460 | 1664 | Lutron Electronics | NT-CJ-TP.jpg | 27557688994 | NOVA T CABLE JACK TAUPE | F-style, 75-ohm coaxial cable, single port in taupe |  | 5.2 | 5.4 |  | NT-CJ-TP.jpg | http://grandbrass.xologic.com/vendors/4460/large/NT-CJ-TP.jpg | [47 empty] | 0 | 0 | 0 | [6 empty] | 0 | 1 | 1 | EA | 1 | Specialty Items |  |  | Lugs Plugs And Connectors |  | Plugs |  | Jack For Plug | White | [16 empty] | Traditional |  |  | Other Specialty Items | [242 empty] | <a href="https://www.lutron.com/TechnicalDocumentLibrary/sixportframe.pdf" target="_blank">Installation Instructions</a> | [23 empty] | 2.000 DW |  |  | 4.0000 IN | [7 empty] | <a href="https://www.lutron.com/TechnicalDocumentLibrary/NovaT_Accessories.pdf" target="_blank">Line Drawing</a> | [81 empty] | 1.000 EA | 1.000 EA | [35 empty] | No | [42 empty] | https://www.lutron.com/TechnicalDocumentLibrary/sixportframe.pdf | [7 empty] | Shelf Stock | [39 empty] | 39121463 | [13 empty] | <a href="https://www.lutron.com/TechnicalDocumentLibrary/369-119_Wallbox_Warranty.pdf" target="_blank">Warranty Information</a> |  |  |  |  | 0.300 L | [14 empty] | 0 | 0 | 0 | 0 | Electrical | 2016-07-15 12:14 | 2024-07-20 11:06 | 0000-00-00 00:00:00 | 2025-11-29 02:00 | 0000-00-00 00:00:00 | [6 empty] | Taupe
4 | Lutron Electronics | NTR-15-TP | 4460-1665 | 4460 | 1665 | Lutron Electronics | NTR-15-TP.jpg | 27557689014 | NOVA T 15A RECEPTACLE TP | Duplex 15 A receptacle, 125V/15A in taupe |  | 4.2 | 5.3 |  | NTR-15-TP.jpg | http://grandbrass.xologic.com/vendors/4460/large/NTR-15-TP.jpg | [47 empty] | 0 | 0 | 0 | [6 empty] | 0 | 1 | 1 | EA | 1 | Lighting Controls |  |  | Electrical Distribution Equipment |  | Receptacles |  | Electrical Receptacles | [20 empty] | Other Lighting Controls | [242 empty] | <a href="https://www.lutron.com/TechnicalDocumentLibrary/0301636.pdf" target="_blank">Installation Instructions</a> | [23 empty] | 10.000 DW |  |  | 3.0000 IN | [7 empty] | <a href="https://www.lutron.com/TechnicalDocumentLibrary/NovaT_Accessories.pdf" target="_blank">Line Drawing</a> | [81 empty] | 1.000 EA | 1.000 EA | [35 empty] | No | [42 empty] | https://assets.lutron.com/a/documents/spec%20guide%20volume%201%20with%20addendums.pdf#page=78 | [7 empty] | Shelf Stock | [13 empty] | <a href="https://www.lutron.com/TechnicalDocumentLibrary/NovaTB.pdf" target="_blank">Tech Drawing</a> | [25 empty] | 39121406 | [13 empty] | <a href="https://www.lutron.com/TechnicalDocumentLibrary/369-119_Wallbox_Warranty.pdf" target="_blank">Warranty Information</a> |  |  |  |  | 0.350 L | [14 empty] | 0 | 0 | 0 | 0 | Electrical | 2016-07-15 12:14 | 2024-07-20 11:11 | 0000-00-00 00:00:00 | 2025-11-29 02:00 | 0000-00-00 00:00:00 | [6 empty] | Taupe
4 | Lutron Electronics | VWP-2-WH | 4460-1666 | 4460 | 1666 | Lutron Electronics | VWP-2-WH.jpg | 27557689342 | VAREO WALLPLATE 2GNG WHITE | Single-gang VWP Series WallPlate for Vareo, Nova T and GRAFIK Eye Wallstation, Two-gang for 2 dimmers or switches in white |  | 6 | 8.7 |  | VWP-2-WH.jpg | http://grandbrass.xologic.com/vendors/4460/large/VWP-2-WH.jpg | [47 empty] | 0 | 0 | 0 | [6 empty] | 0 | 1 | 1 | EA | 1 | Lighting Controls |  |  | Fittings and Hardware |  | Electrical Hardware And Supplies |  | Wallplates | White | [16 empty] | Traditional |  |  | Switch Plates | [266 empty] | 10.000 DW |  |  | 1.5000 IN | [89 empty] | 1.000 EA | 1.000 EA | [35 empty] | No | [42 empty] | https://www.lutron.com/TechnicalDocumentLibrary/Vareo_Spec_Submittal.pdf | [7 empty] | Shelf Stock | [39 empty] | 39121704 | [13 empty] | <a href="https://www.lutron.com/TechnicalDocumentLibrary/369-119_Wallbox_Warranty.pdf" target="_blank">Warranty Information</a> |  |  |  |  | 0.300 L | [14 empty] | 0 | 0 | 0 | 0 | Electrical | 2016-07-15 12:14 | 2024-07-20 11:04 | 0000-00-00 00:00:00 | 2025-11-29 02:00 | 0000-00-00 00:00:00 | [6 empty] | White
4 | Lutron Electronics | VWP-2-BE | 4460-1667 | 4460 | 1667 | Lutron Electronics | VWP-2-BE.jpg | 27557689359 | VAREO WALLPLATE 2GNG BEIGE | Single-gang VWP Series WallPlate for Vareo, Nova T and GRAFIK Eye Wallstation, Two-gang for 2 dimmers or switches in beige |  | 6 | 8.7 |  | VWP-2-BE.jpg | http://grandbrass.xologic.com/vendors/4460/large/VWP-2-BE.jpg | [47 empty] | 0 | 0 | 0 | [6 empty] | 0 | 1 | 1 | EA | 1 | Lighting Controls |  |  | Fittings and Hardware |  | Electrical Hardware And Supplies |  | Wallplates | White | [16 empty] | Traditional |  |  | Switch Plates | [266 empty] | 2.000 DW |  |  | 1.5000 IN | [89 empty] | 1.000 EA | 1.000 EA | [35 empty] | No | [42 empty] | https://www.lutron.com/TechnicalDocumentLibrary/Vareo_Spec_Submittal.pdf | [7 empty] | Shelf Stock | [39 empty] | 39121704 | [13 empty] | <a href="https://www.lutron.com/TechnicalDocumentLibrary/369-119_Wallbox_Warranty.pdf" target="_blank">Warranty Information</a> |  |  |  |  | 0.300 L | [14 empty] | 0 | 0 | 0 | 0 | Electrical | 2016-07-15 12:14 | 2024-07-20 11:04 | 0000-00-00 00:00:00 | 2025-11-29 02:00 | 0000-00-00 00:00:00 | [6 empty] | Beige
4 | Lutron Electronics | VWP-2-BL | 4460-1668 | 4460 | 1668 | Lutron Electronics | VWP-2-BL.jpg | 27557689366 | VAREO WALLPLATE 2GNG BLACK | Single-gang VWP Series WallPlate for Vareo, Nova T and GRAFIK Eye Wallstation, Two-gang for 2 dimmers or switches in black |  | 6 | 8.7 |  | VWP-2-BL.jpg | http://grandbrass.xologic.com/vendors/4460/large/VWP-2-BL.jpg | [47 empty] | 0 | 0 | 0 | [6 empty] | 0 | 1 | 1 | EA | 1 | Lighting Controls |  |  | Fittings and Hardware |  | Electrical Hardware And Supplies |  | Wallplates | Black | [16 empty] | Traditional |  |  | Switch Plates | [266 empty] | 2.000 DW |  |  | 1.5000 IN | [89 empty] | 1.000 EA | 1.000 EA | [35 empty] | No | [42 empty] | https://www.lutron.com/TechnicalDocumentLibrary/Vareo_Spec_Submittal.pdf | [7 empty] | Shelf Stock | [39 empty] | 39121704 | [13 empty] | <a href="https://www.lutron.com/TechnicalDocumentLibrary/369-119_Wallbox_Warranty.pdf" target="_blank">Warranty Information</a> |  |  |  |  | 0.300 L | [14 empty] | 0 | 0 | 0 | 0 | Electrical | 2016-07-15 12:14 | 2024-07-20 11:05 | 0000-00-00 00:00:00 | 2025-11-29 02:00 | 0000-00-00 00:00:00 | [6 empty] | Black
4 | Lutron Electronics | VWP-2-BR | 4460-1669 | 4460 | 1669 | Lutron Electronics | VWP-2-BR.jpg | 27557689373 | VAREO WALLPLATE 2GNG BROWN | Single-gang VWP Series WallPlate for Vareo, Nova T and GRAFIK Eye Wallstation, Two-gang for 2 dimmers or switches in brown |  | 6 | 8.7 |  | VWP-2-BR.jpg | http://grandbrass.xologic.com/vendors/4460/large/VWP-2-BR.jpg | [47 empty] | 0 | 0 | 0 | [6 empty] | 0 | 1 | 1 | EA | 1 | Lighting Controls |  |  | Fittings and Hardware |  | Electrical Hardware And Supplies |  | Wallplates | Brown | [16 empty] | Traditional |  |  | Switch Plates | [266 empty] | 2.000 DW |  |  | 1.5000 IN | [89 empty] | 1.000 EA | 1.000 EA | [35 empty] | No | [42 empty] | https://www.lutron.com/TechnicalDocumentLibrary/Vareo_Spec_Submittal.pdf | [7 empty] | Shelf Stock | [39 empty] | 39121704 | [13 empty] | <a href="https://www.lutron.com/TechnicalDocumentLibrary/369-119_Wallbox_Warranty.pdf" target="_blank">Warranty Information</a> |  |  |  |  | 0.300 L | [14 empty] | 0 | 0 | 0 | 0 | Electrical | 2016-07-15 12:14 | 2024-07-20 11:05 | 0000-00-00 00:00:00 | 2025-11-29 02:00 | 0000-00-00 00:00:00 | [6 empty] | Brown
4 | Lutron Electronics | VWP-2-GR | 4460-1670 | 4460 | 1670 | Lutron Electronics | VWP-2-GR.jpg | 27557689380 | VAREO WALLPLATE 2GNG GRAY | Single-gang VWP Series WallPlate for Vareo, Nova T and GRAFIK Eye Wallstation, Two-gang for 2 dimmers or switches in gray |  | 6 | 8.7 |  | VWP-2-GR.jpg | http://grandbrass.xologic.com/vendors/4460/large/VWP-2-GR.jpg | [47 empty] | 0 | 0 | 0 | [6 empty] | 0 | 1 | 1 | EA | 1 | Lighting Controls |  |  | Fittings and Hardware |  | Electrical Hardware And Supplies |  | Wallplates | Gray | [16 empty] | Traditional |  |  | Switch Plates | [266 empty] | 10.000 DW |  |  | 1.5000 IN | [89 empty] | 1.000 EA | 1.000 EA | [35 empty] | No | [42 empty] | https://www.lutron.com/TechnicalDocumentLibrary/Vareo_Spec_Submittal.pdf | [7 empty] | Shelf Stock | [39 empty] | 39121704 | [13 empty] | <a href="https://www.lutron.com/TechnicalDocumentLibrary/369-119_Wallbox_Warranty.pdf" target="_blank">Warranty Information</a> |  |  |  |  | 0.300 L | [14 empty] | 0 | 0 | 0 | 0 | Electrical | 2016-07-15 12:14 | 2024-07-20 11:08 | 0000-00-00 00:00:00 | 2025-11-29 02:00 | 0000-00-00 00:00:00 | [6 empty] | Gray
4 | Lutron Electronics | VWP-2-IV | 4460-1671 | 4460 | 1671 | Lutron Electronics | VWP-2-IV.jpg | 27557689397 | VAREO WALLPLATE 2GNG IVORY | Single-gang VWP Series WallPlate for Vareo, Nova T and GRAFIK Eye Wallstation, Two-gang for 2 dimmers or switches in ivory |  | 6 | 8.7 |  | VWP-2-IV.jpg | http://grandbrass.xologic.com/vendors/4460/large/VWP-2-IV.jpg | [47 empty] | 0 | 0 | 0 | [6 empty] | 0 | 1 | 1 | EA | 1 | Lighting Controls |  |  | Fittings and Hardware |  | Electrical Hardware And Supplies |  | Wallplates | White | [16 empty] | Traditional |  |  | Switch Plates | [266 empty] | 10.000 DW |  |  | 1.5000 IN | [89 empty] | 1.000 EA | 1.000 EA | [35 empty] | No | [42 empty] | https://www.lutron.com/TechnicalDocumentLibrary/Vareo_Spec_Submittal.pdf | [7 empty] | Shelf Stock | [39 empty] | 39121704 | [13 empty] | <a href="https://www.lutron.com/TechnicalDocumentLibrary/369-119_Wallbox_Warranty.pdf" target="_blank">Warranty Information</a> |  |  |  |  | 0.300 L | [14 empty] | 0 | 0 | 0 | 0 | Electrical | 2016-07-15 12:14 | 2024-07-20 11:11 | 0000-00-00 00:00:00 | 2025-11-29 02:00 | 0000-00-00 00:00:00 | [6 empty] | Ivory
4 | Lutron Electronics | VWP-2-TP | 4460-1672 | 4460 | 1672 | Lutron Electronics | VWP-2-TP.jpg | 27557689410 | VAREO WALLPLATE 2GNG TAUPE | Single-gang VWP Series WallPlate for Vareo, Nova T and GRAFIK Eye Wallstation, Two-gang for 2 dimmers or switches in taupe |  | 6 | 8.7 |  | VWP-2-TP.jpg | http://grandbrass.xologic.com/vendors/4460/large/VWP-2-TP.jpg | [47 empty] | 0 | 0 | 0 | [6 empty] | 0 | 1 | 1 | EA | 1 | Lighting Controls |  |  | Fittings and Hardware |  | Electrical Hardware And Supplies |  | Wallplates | Gray | [16 empty] | Traditional |  |  | Switch Plates | [266 empty] | 2.000 DW |  |  | 1.5000 IN | [89 empty] | 1.000 EA | 1.000 EA | [35 empty] | No | [42 empty] | https://www.lutron.com/TechnicalDocumentLibrary/Vareo_Spec_Submittal.pdf | [7 empty] | Shelf Stock | [39 empty] | 39121704 | [13 empty] | <a href="https://www.lutron.com/TechnicalDocumentLibrary/369-119_Wallbox_Warranty.pdf" target="_blank">Warranty Information</a> |  |  |  |  | 0.300 L | [14 empty] | 0 | 0 | 0 | 0 | Electrical | 2016-07-15 12:14 | 2024-07-20 11:05 | 0000-00-00 00:00:00 | 2025-11-29 02:00 | 0000-00-00 00:00:00 | [6 empty] | Taupe
4 | Lutron Electronics | VWP-3-WH | 4460-1673 | 4460 | 1673 | Lutron Electronics | VWP-3-WH.jpg | 27557689427 | VAREO WALLPLATE 3GNG WHITE | Multigang VWP Series Wallplate for Vareo, Nova T and GRAFIK Eye Wallstation, Three-gang for 3 dimmers or switches in white |  | 6 | 8.7 |  | VWP-3-WH.jpg | http://grandbrass.xologic.com/vendors/4460/large/VWP-3-WH.jpg | [47 empty] | 0 | 0 | 0 | [6 empty] | 0 | 1 | 1 | EA | 1 | Lighting Controls |  |  | Fittings and Hardware |  | Electrical Hardware And Supplies |  | Wallplates | White | [16 empty] | Traditional |  |  | Switch Plates | [266 empty] | 10.000 DW |  |  | 1.5000 IN | [89 empty] | 1.000 EA | 1.000 EA | [35 empty] | No | [42 empty] | https://www.lutron.com/TechnicalDocumentLibrary/Vareo_Spec_Submittal.pdf | [7 empty] | Shelf Stock | [39 empty] | 39121704 | [13 empty] | <a href="https://www.lutron.com/TechnicalDocumentLibrary/369-119_Wallbox_Warranty.pdf" target="_blank">Warranty Information</a> |  |  |  |  | 0.350 L | [14 empty] | 0 | 0 | 0 | 0 | Electrical | 2016-07-15 12:14 | 2024-07-20 11:11 | 0000-00-00 00:00:00 | 2025-11-29 02:00 | 0000-00-00 00:00:00 | [6 empty] | White
4 | Lutron Electronics | VWP-3-BE | 4460-1674 | 4460 | 1674 | Lutron Electronics | VWP-3-BE.jpg | 27557689434 | VAREO WALLPLATE 3GNG BEIGE | Multigang VWP Series Wallplate for Vareo, Nova T and GRAFIK Eye Wallstation, Three-gang for 3 dimmers or switches in beige |  | 6 | 8.7 |  | VWP-3-BE.jpg | http://grandbrass.xologic.com/vendors/4460/large/VWP-3-BE.jpg | [47 empty] | 0 | 0 | 0 | [6 empty] | 0 | 1 | 1 | EA | 1 | Lighting Controls |  |  | Fittings and Hardware |  | Electrical Hardware And Supplies |  | Wallplates | White | [16 empty] | Traditional |  |  | Switch Plates | [266 empty] | 2.000 DW |  |  | 1.5000 IN | [89 empty] | 1.000 EA | 1.000 EA | [35 empty] | No | [42 empty] | https://www.lutron.com/TechnicalDocumentLibrary/Vareo_Spec_Submittal.pdf | [7 empty] | Shelf Stock | [39 empty] | 39121704 | [13 empty] | <a href="https://www.lutron.com/TechnicalDocumentLibrary/369-119_Wallbox_Warranty.pdf" target="_blank">Warranty Information</a> |  |  |  |  | 0.350 L | [14 empty] | 0 | 0 | 0 | 0 | Electrical | 2016-07-15 12:14 | 2024-07-20 11:06 | 0000-00-00 00:00:00 | 2025-11-29 02:00 | 0000-00-00 00:00:00 | [6 empty] | Beige
4 | Lutron Electronics | VWP-3-BL | 4460-1675 | 4460 | 1675 | Lutron Electronics | VWP-3-BL.jpg | 27557689441 | VAREO WALLPLATE 3GNG BLACK | Multigang VWP Series Wallplate for Vareo, Nova T and GRAFIK Eye Wallstation, Three-gang for 3 dimmers or switches in black |  | 6 | 8.7 |  | VWP-3-BL.jpg | http://grandbrass.xologic.com/vendors/4460/large/VWP-3-BL.jpg | [47 empty] | 0 | 0 | 0 | [6 empty] | 0 | 1 | 1 | EA | 1 | Lighting Controls |  |  | Fittings and Hardware |  | Electrical Hardware And Supplies |  | Wallplates | Black | [16 empty] | Traditional |  |  | Switch Plates | [266 empty] | 10.000 DW |  |  | 1.5000 IN | [89 empty] | 1.000 EA | 1.000 EA | [35 empty] | No | [42 empty] | https://www.lutron.com/TechnicalDocumentLibrary/Vareo_Spec_Submittal.pdf | [7 empty] | Shelf Stock | [39 empty] | 39121704 | [13 empty] | <a href="https://www.lutron.com/TechnicalDocumentLibrary/369-119_Wallbox_Warranty.pdf" target="_blank">Warranty Information</a> |  |  |  |  | 0.350 L | [14 empty] | 0 | 0 | 0 | 0 | Electrical | 2016-07-15 12:14 | 2024-07-20 11:09 | 0000-00-00 00:00:00 | 2025-11-29 02:00 | 0000-00-00 00:00:00 | [6 empty] | Black
4 | Lutron Electronics | VWP-3-BR | 4460-1676 | 4460 | 1676 | Lutron Electronics | VWP-3-BR.jpg | 27557689458 | VAREO WALLPLATE 3GNG BROWN | Multigang VWP Series Wallplate for Vareo, Nova T and GRAFIK Eye Wallstation, Three-gang for 3 dimmers or switches in brown |  | 6 | 8.7 |  | VWP-3-BR.jpg | http://grandbrass.xologic.com/vendors/4460/large/VWP-3-BR.jpg | [47 empty] | 0 | 0 | 0 | [6 empty] | 0 | 1 | 1 | EA | 1 | Lighting Controls |  |  | Fittings and Hardware |  | Electrical Hardware And Supplies |  | Wallplates | Brown | [16 empty] | Traditional |  |  | Switch Plates | [266 empty] | 2.000 DW |  |  | 1.5000 IN | [89 empty] | 1.000 EA | 1.000 EA | [35 empty] | No | [42 empty] | https://www.lutron.com/TechnicalDocumentLibrary/Vareo_Spec_Submittal.pdf | [7 empty] | Shelf Stock | [39 empty] | 39121704 | [13 empty] | <a href="https://www.lutron.com/TechnicalDocumentLibrary/369-119_Wallbox_Warranty.pdf" target="_blank">Warranty Information</a> |  |  |  |  | 0.350 L | [14 empty] | 0 | 0 | 0 | 0 | Electrical | 2016-07-15 12:15 | 2024-07-20 11:09 | 0000-00-00 00:00:00 | 2025-11-29 02:00 | 0000-00-00 00:00:00 | [6 empty] | Brown
4 | Lutron Electronics | VWP-3-GR | 4460-1677 | 4460 | 1677 | Lutron Electronics | VWP-3-GR.jpg | 27557689465 | VAREO WALLPLATE 3GNG GRAY | Multigang VWP Series Wallplate for Vareo, Nova T and GRAFIK Eye Wallstation, Three-gang for 3 dimmers or switches in gray |  | 6 | 8.7 |  | VWP-3-GR.jpg | http://grandbrass.xologic.com/vendors/4460/large/VWP-3-GR.jpg | [47 empty] | 0 | 0 | 0 | [6 empty] | 0 | 1 | 1 | EA | 1 | Lighting Controls |  |  | Fittings and Hardware |  | Electrical Hardware And Supplies |  | Wallplates | Gray | [16 empty] | Traditional |  |  | Switch Plates | [266 empty] | 2.000 DW |  |  | 1.5000 IN | [89 empty] | 1.000 EA | 1.000 EA | [35 empty] | No | [42 empty] | https://www.lutron.com/TechnicalDocumentLibrary/Vareo_Spec_Submittal.pdf | [7 empty] | Shelf Stock | [39 empty] | 39121704 | [13 empty] | <a href="https://www.lutron.com/TechnicalDocumentLibrary/369-119_Wallbox_Warranty.pdf" target="_blank">Warranty Information</a> |  |  |  |  | 0.350 L | [14 empty] | 0 | 0 | 0 | 0 | Electrical | 2016-07-15 12:15 | 2024-07-20 11:08 | 0000-00-00 00:00:00 | 2025-11-29 02:00 | 0000-00-00 00:00:00 | [6 empty] | Gray
4 | Lutron Electronics | VWP-3-IV | 4460-1678 | 4460 | 1678 | Lutron Electronics | VWP-3-IV.jpg | 27557689472 | VAREO WALLPLATE 3GNG IVORY | Multigang VWP Series Wallplate for Vareo, Nova T and GRAFIK Eye Wallstation, Three-gang for 3 dimmers or switches in ivory |  | 6 | 8.7 |  | VWP-3-IV.jpg | http://grandbrass.xologic.com/vendors/4460/large/VWP-3-IV.jpg | [47 empty] | 0 | 0 | 0 | [6 empty] | 0 | 1 | 1 | EA | 1 | Lighting Controls |  |  | Fittings and Hardware |  | Electrical Hardware And Supplies |  | Wallplates | White | [16 empty] | Traditional |  |  | Switch Plates | [266 empty] | 2.000 DW |  |  | 1.5000 IN | [89 empty] | 1.000 EA | 1.000 EA | [35 empty] | No | [42 empty] | https://www.lutron.com/TechnicalDocumentLibrary/Vareo_Spec_Submittal.pdf | [7 empty] | Shelf Stock | [39 empty] | 39121704 | [13 empty] | <a href="https://www.lutron.com/TechnicalDocumentLibrary/369-119_Wallbox_Warranty.pdf" target="_blank">Warranty Information</a> |  |  |  |  | 0.350 L | [14 empty] | 0 | 0 | 0 | 0 | Electrical | 2016-07-15 12:15 | 2024-07-20 11:08 | 0000-00-00 00:00:00 | 2025-11-29 02:00 | 0000-00-00 00:00:00 | [6 empty] | Ivory
4 | Lutron Electronics | VWP-3-TP | 4460-1679 | 4460 | 1679 | Lutron Electronics | VWP-3-TP.jpg | 27557689496 | VAREO WALLPLATE 3GNG TAUPE | Multigang VWP Series Wallplate for Vareo, Nova T and GRAFIK Eye Wallstation, Three-gang for 3 dimmers or switches in taupe |  | 6 | 8.7 |  | VWP-3-TP.jpg | http://grandbrass.xologic.com/vendors/4460/large/VWP-3-TP.jpg | [47 empty] | 0 | 0 | 0 | [6 empty] | 0 | 1 | 1 | EA | 1 | Lighting Controls |  |  | Fittings and Hardware |  | Electrical Hardware And Supplies |  | Wallplates | Gray | [16 empty] | Traditional |  |  | Switch Plates | [266 empty] | 2.000 DW |  |  | 1.5000 IN | [89 empty] | 1.000 EA | 1.000 EA | [35 empty] | No | [42 empty] | https://www.lutron.com/TechnicalDocumentLibrary/Vareo_Spec_Submittal.pdf | [7 empty] | Shelf Stock | [39 empty] | 39121704 | [13 empty] | <a href="https://www.lutron.com/TechnicalDocumentLibrary/369-119_Wallbox_Warranty.pdf" target="_blank">Warranty Information</a> |  |  |  |  | 0.350 L | [14 empty] | 0 | 0 | 0 | 0 | Electrical | 2016-07-15 12:15 | 2024-07-20 11:05 | 0000-00-00 00:00:00 | 2025-11-29 02:00 | 0000-00-00 00:00:00 | [6 empty] | Taupe
4 | Lutron Electronics | VWP-4-WH | 4460-1680 | 4460 | 1680 | Lutron Electronics | VWP-4-WH.jpg | 27557689502 | VAREO WALLPLATE 4GNG WHITE | Multigang VWP Series Wallplate for Vareo, Nova T and GRAFIK Eye Wallstation, Four-gang for 4 dimmers or switches in white |  | 6.2 | 12.2 |  | VWP-4-WH.jpg | http://grandbrass.xologic.com/vendors/4460/large/VWP-4-WH.jpg | [47 empty] | 0 | 0 | 0 | [6 empty] | 0 | 1 | 1 | EA | 1 | Lighting Controls |  |  | Fittings and Hardware |  | Electrical Hardware And Supplies |  | Wallplates | White | [16 empty] | Traditional |  |  | Switch Plates | [266 empty] | 10.000 DW |  |  | 1.4000 IN | [89 empty] | 1.000 EA | 1.000 EA | [35 empty] | No | [42 empty] | https://www.lutron.com/TechnicalDocumentLibrary/Vareo_Spec_Submittal.pdf | [7 empty] | Shelf Stock | [39 empty] | 39121704 | [13 empty] | <a href="https://www.lutron.com/TechnicalDocumentLibrary/369-119_Wallbox_Warranty.pdf" target="_blank">Warranty Information</a> |  |  |  |  | 0.400 L | [14 empty] | 0 | 0 | 0 | 0 | Electrical | 2016-07-15 12:15 | 2024-07-20 11:06 | 0000-00-00 00:00:00 | 2025-11-29 02:00 | 0000-00-00 00:00:00 | [6 empty] | White
4 | Lutron Electronics | VWP-4-BE | 4460-1681 | 4460 | 1681 | Lutron Electronics | VWP-4-BE.jpg | 27557689519 | VAREO WALLPLATE 4GNG BEIGE | Multigang VWP Series Wallplate for Vareo, Nova T and GRAFIK Eye Wallstation, Four-gang for 4 dimmers or switches in beige |  | 6.2 | 12.2 |  | VWP-4-BE.jpg | http://grandbrass.xologic.com/vendors/4460/large/VWP-4-BE.jpg | [47 empty] | 0 | 0 | 0 | [6 empty] | 0 | 1 | 1 | EA | 1 | Lighting Controls |  |  | Fittings and Hardware |  | Electrical Hardware And Supplies |  | Wallplates | White | [16 empty] | Traditional |  |  | Switch Plates | [266 empty] | 2.000 DW |  |  | 1.4000 IN | [89 empty] | 1.000 EA | 1.000 EA | [35 empty] | No | [42 empty] | https://www.lutron.com/TechnicalDocumentLibrary/Vareo_Spec_Submittal.pdf | [7 empty] | Shelf Stock | [39 empty] | 39121704 | [13 empty] | <a href="https://www.lutron.com/TechnicalDocumentLibrary/369-119_Wallbox_Warranty.pdf" target="_blank">Warranty Information</a> |  |  |  |  | 0.400 L | [14 empty] | 0 | 0 | 0 | 0 | Electrical | 2016-07-15 12:15 | 2024-07-20 11:05 | 0000-00-00 00:00:00 | 2025-11-29 02:00 | 0000-00-00 00:00:00 | [6 empty] | Beige
4 | Lutron Electronics | VWP-4-BL | 4460-1682 | 4460 | 1682 | Lutron Electronics | VWP-4-BL.jpg | 27557689526 | VAREO WALLPLATE 4GNG BLACK | Multigang VWP Series Wallplate for Vareo, Nova T and GRAFIK Eye Wallstation, Four-gang for 4 dimmers or switches in black |  | 6.2 | 12.2 |  | VWP-4-BL.jpg | http://grandbrass.xologic.com/vendors/4460/large/VWP-4-BL.jpg | [47 empty] | 0 | 0 | 0 | [6 empty] | 0 | 1 | 1 | EA | 1 | Lighting Controls |  |  | Fittings and Hardware |  | Electrical Hardware And Supplies |  | Wallplates | Black | [16 empty] | Traditional |  |  | Switch Plates | [266 empty] | 2.000 DW |  |  | 1.4000 IN | [89 empty] | 1.000 EA | 1.000 EA | [35 empty] | No | [42 empty] | https://www.lutron.com/TechnicalDocumentLibrary/Vareo_Spec_Submittal.pdf | [7 empty] | Shelf Stock | [39 empty] | 39121704 | [13 empty] | <a href="https://www.lutron.com/TechnicalDocumentLibrary/369-119_Wallbox_Warranty.pdf" target="_blank">Warranty Information</a> |  |  |  |  | 0.400 L | [14 empty] | 0 | 0 | 0 | 0 | Electrical | 2016-07-15 12:15 | 2024-07-20 11:05 | 0000-00-00 00:00:00 | 2025-11-29 02:00 | 0000-00-00 00:00:00 | [6 empty] | Black
4 | Lutron Electronics | VWP-4-BR | 4460-1683 | 4460 | 1683 | Lutron Electronics | VWP-4-BR.jpg | 27557689533 | VAREO WALLPLATE 4GNG BROWN | Multigang VWP Series Wallplate for Vareo, Nova T and GRAFIK Eye Wallstation, Four-gang for 4 dimmers or switches in brown |  | 6.2 | 12.2 |  | VWP-4-BR.jpg | http://grandbrass.xologic.com/vendors/4460/large/VWP-4-BR.jpg | [47 empty] | 0 | 0 | 0 | [6 empty] | 0 | 1 | 1 | EA | 1 | Lighting Controls |  |  | Fittings and Hardware |  | Electrical Hardware And Supplies |  | Wallplates | Brown | [16 empty] | Traditional |  |  | Switch Plates | [266 empty] | 2.000 DW |  |  | 1.4000 IN | [89 empty] | 1.000 EA | 1.000 EA | [35 empty] | No | [42 empty] | https://www.lutron.com/TechnicalDocumentLibrary/Vareo_Spec_Submittal.pdf | [7 empty] | Shelf Stock | [39 empty] | 39121704 | [13 empty] | <a href="https://www.lutron.com/TechnicalDocumentLibrary/369-119_Wallbox_Warranty.pdf" target="_blank">Warranty Information</a> |  |  |  |  | 0.400 L | [14 empty] | 0 | 0 | 0 | 0 | Electrical | 2016-07-15 12:15 | 2024-07-20 11:09 | 0000-00-00 00:00:00 | 2025-11-29 02:00 | 0000-00-00 00:00:00 | [6 empty] | Brown
4 | Lutron Electronics | VWP-4-GR | 4460-1684 | 4460 | 1684 | Lutron Electronics | VWP-4-GR.jpg | 27557689540 | VAREO WALLPLATE 4GNG GRAY | Multigang VWP Series Wallplate for Vareo, Nova T and GRAFIK Eye Wallstation, Four-gang for 4 dimmers or switches in gray |  | 6.2 | 12.2 |  | VWP-4-GR.jpg | http://grandbrass.xologic.com/vendors/4460/large/VWP-4-GR.jpg | [47 empty] | 0 | 0 | 0 | [6 empty] | 0 | 1 | 1 | EA | 1 | Lighting Controls |  |  | Fittings and Hardware |  | Electrical Hardware And Supplies |  | Wallplates | Gray | [16 empty] | Traditional |  |  | Switch Plates | [266 empty] | 2.000 DW |  |  | 1.4000 IN | [89 empty] | 1.000 EA | 1.000 EA | [35 empty] | No | [42 empty] | https://www.lutron.com/TechnicalDocumentLibrary/Vareo_Spec_Submittal.pdf | [7 empty] | Shelf Stock | [39 empty] | 39121704 | [13 empty] | <a href="https://www.lutron.com/TechnicalDocumentLibrary/369-119_Wallbox_Warranty.pdf" target="_blank">Warranty Information</a> |  |  |  |  | 0.400 L | [14 empty] | 0 | 0 | 0 | 0 | Electrical | 2016-07-15 12:15 | 2024-07-20 11:09 | 0000-00-00 00:00:00 | 2025-11-29 02:00 | 0000-00-00 00:00:00 | [6 empty] | Gray
4 | Lutron Electronics | VWP-4-IV | 4460-1685 | 4460 | 1685 | Lutron Electronics | VWP-4-IV.jpg | 27557689557 | VAREO WALLPLATE 4GNG IVORY | Multigang VWP Series Wallplate for Vareo, Nova T and GRAFIK Eye Wallstation, Four-gang for 4 dimmers or switches in ivory |  | 6.2 | 12.2 |  | VWP-4-IV.jpg | http://grandbrass.xologic.com/vendors/4460/large/VWP-4-IV.jpg | [47 empty] | 0 | 0 | 0 | [6 empty] | 0 | 1 | 1 | EA | 1 | Lighting Controls |  |  | Fittings and Hardware |  | Electrical Hardware And Supplies |  | Wallplates | White | [16 empty] | Traditional |  |  | Switch Plates | [266 empty] | 2.000 DW |  |  | 1.4000 IN | [89 empty] | 1.000 EA | 1.000 EA | [35 empty] | No | [42 empty] | https://www.lutron.com/TechnicalDocumentLibrary/Vareo_Spec_Submittal.pdf | [7 empty] | Shelf Stock | [39 empty] | 39121704 | [13 empty] | <a href="https://www.lutron.com/TechnicalDocumentLibrary/369-119_Wallbox_Warranty.pdf" target="_blank">Warranty Information</a> |  |  |  |  | 0.400 L | [14 empty] | 0 | 0 | 0 | 0 | Electrical | 2016-07-15 12:15 | 2024-07-20 11:07 | 0000-00-00 00:00:00 | 2025-11-29 02:00 | 0000-00-00 00:00:00 | [6 empty] | Ivory
4 | Lutron Electronics | VWP-4-TP | 4460-1686 | 4460 | 1686 | Lutron Electronics | VWP-4-TP.jpg | 27557689571 | VAREO WALLPLATE 4GNG TAUPE | Multigang VWP Series Wallplate for Vareo, Nova T and GRAFIK Eye Wallstation, Four-gang for 4 dimmers or switches in taupe |  | 6.2 | 12.2 |  | VWP-4-TP.jpg | http://grandbrass.xologic.com/vendors/4460/large/VWP-4-TP.jpg | [47 empty] | 0 | 0 | 0 | [6 empty] | 0 | 1 | 1 | EA | 1 | Lighting Controls |  |  | Fittings and Hardware |  | Electrical Hardware And Supplies |  | Wallplates | White | [16 empty] | Traditional |  |  | Switch Plates | [266 empty] | 2.000 DW |  |  | 1.4000 IN | [89 empty] | 1.000 EA | 1.000 EA | [35 empty] | No | [42 empty] | https://www.lutron.com/TechnicalDocumentLibrary/Vareo_Spec_Submittal.pdf | [7 empty] | Shelf Stock | [39 empty] | 39121704 | [13 empty] | <a href="https://www.lutron.com/TechnicalDocumentLibrary/369-119_Wallbox_Warranty.pdf" target="_blank">Warranty Information</a> |  |  |  |  | 0.400 L | [14 empty] | 0 | 0 | 0 | 0 | Electrical | 2016-07-15 12:15 | 2024-07-20 11:07 | 0000-00-00 00:00:00 | 2025-11-29 02:00 | 0000-00-00 00:00:00 | [6 empty] | Taupe
4 | Lutron Electronics | VWP-2R-WH | 4460-1687 | 4460 | 1687 | Lutron Electronics | VWP-2R-WH.jpg | 27557689588 | VAREO WALLPLATE 2GNG RECEPT WH | Multigang VWP Series Wallplate for Vareo, Nova T and GRAFIK Eye Wallstation, Two-gang for 2 accessories in white |  | 6 | 8.7 |  | VWP-2R-WH.jpg | http://grandbrass.xologic.com/vendors/4460/large/VWP-2R-WH.jpg | [47 empty] | 0 | 0 | 0 | [6 empty] | 0 | 1 | 1 | EA | 1 | Lighting Controls |  |  | Fittings and Hardware |  | Electrical Hardware And Supplies |  | Wallplates | White | [16 empty] | Traditional |  |  | Switch Plates | [266 empty] | 5.000 DW |  |  | 1.5000 IN | [89 empty] | 1.000 EA | 1.000 EA | [35 empty] | No | [42 empty] | https://www.lutron.com/TechnicalDocumentLibrary/Vareo_Spec_Submittal.pdf | [7 empty] | Shelf Stock | [39 empty] | 39121704 | [13 empty] | <a href="https://www.lutron.com/TechnicalDocumentLibrary/369-119_Wallbox_Warranty.pdf" target="_blank">Warranty Information</a> |  |  |  |  | 0.300 L | [14 empty] | 0 | 0 | 0 | 0 | Electrical | 2016-07-15 12:15 | 2024-07-20 11:11 | 0000-00-00 00:00:00 | 2025-11-29 02:00 | 0000-00-00 00:00:00 | [6 empty] | White
4 | Lutron Electronics | VWP-2R-BE | 4460-1688 | 4460 | 1688 | Lutron Electronics | VWP-2R-BE.jpg | 27557689595 | VAREO WALLPLATE 2GNG RECEPT BE | Multigang VWP Series Wallplate for Vareo, Nova T and GRAFIK Eye Wallstation, Two-gang for 2 accessories in beige |  | 6 | 8.7 |  | VWP-2R-BE.jpg | http://grandbrass.xologic.com/vendors/4460/large/VWP-2R-BE.jpg | [47 empty] | 0 | 0 | 0 | [6 empty] | 0 | 1 | 1 | EA | 1 | Lighting Controls |  |  | Fittings and Hardware |  | Electrical Hardware And Supplies |  | Wallplates | White | [16 empty] | Traditional |  |  | Switch Plates | [266 empty] | 2.000 DW |  |  | 1.5000 IN | [89 empty] | 1.000 EA | 1.000 EA | [35 empty] | No | [42 empty] | https://www.lutron.com/TechnicalDocumentLibrary/Vareo_Spec_Submittal.pdf | [7 empty] | Shelf Stock | [39 empty] | 39121704 | [13 empty] | <a href="https://www.lutron.com/TechnicalDocumentLibrary/369-119_Wallbox_Warranty.pdf" target="_blank">Warranty Information</a> |  |  |  |  | 0.300 L | [14 empty] | 0 | 0 | 0 | 0 | Electrical | 2016-07-15 12:15 | 2024-07-20 11:09 | 0000-00-00 00:00:00 | 2025-11-29 02:00 | 0000-00-00 00:00:00 | [6 empty] | Beige
4 | Lutron Electronics | VWP-2R-BL | 4460-1689 | 4460 | 1689 | Lutron Electronics | VWP-2R-BL.jpg | 27557689601 | VAREO WALLPLATE 2GNG RECEPT BL | Multigang VWP Series Wallplate for Vareo, Nova T and GRAFIK Eye Wallstation, Two-gang for 2 accessories in black |  | 6 | 8.7 |  | VWP-2R-BL.jpg | http://grandbrass.xologic.com/vendors/4460/large/VWP-2R-BL.jpg | [47 empty] | 0 | 0 | 0 | [6 empty] | 0 | 1 | 1 | EA | 1 | Lighting Controls |  |  | Fittings and Hardware |  | Electrical Hardware And Supplies |  | Wallplates | Black | [16 empty] | Traditional |  |  | Switch Plates | [266 empty] | 10.000 DW |  |  | 1.5000 IN | [89 empty] | 1.000 EA | 1.000 EA | [35 empty] | No | [42 empty] | https://www.lutron.com/TechnicalDocumentLibrary/Vareo_Spec_Submittal.pdf | [7 empty] | Shelf Stock | [39 empty] | 39121704 | [13 empty] | <a href="https://www.lutron.com/TechnicalDocumentLibrary/369-119_Wallbox_Warranty.pdf" target="_blank">Warranty Information</a> |  |  |  |  | 0.300 L | [14 empty] | 0 | 0 | 0 | 0 | Electrical | 2016-07-15 12:15 | 2024-07-20 11:08 | 0000-00-00 00:00:00 | 2025-11-29 02:00 | 0000-00-00 00:00:00 | [6 empty] | Black
4 | Lutron Electronics | VWP-2R-BR | 4460-1690 | 4460 | 1690 | Lutron Electronics | VWP-2R-BR.jpg | 27557689618 | VAREO WALLPLATE 2GNG RECEPT BR | Multigang VWP Series Wallplate for Vareo, Nova T and GRAFIK Eye Wallstation, Two-gang for 2 accessories in brown |  | 6 | 8.7 |  | VWP-2R-BR.jpg | http://grandbrass.xologic.com/vendors/4460/large/VWP-2R-BR.jpg | [47 empty] | 0 | 0 | 0 | [6 empty] | 0 | 1 | 1 | EA | 1 | Lighting Controls |  |  | Fittings and Hardware |  | Electrical Hardware And Supplies |  | Wallplates | Brown | [16 empty] | Traditional |  |  | Switch Plates | [266 empty] | 2.000 DW |  |  | 1.5000 IN | [89 empty] | 1.000 EA | 1.000 EA | [35 empty] | No | [42 empty] | https://www.lutron.com/TechnicalDocumentLibrary/Vareo_Spec_Submittal.pdf | [7 empty] | Shelf Stock | [39 empty] | 39121704 | [13 empty] | <a href="https://www.lutron.com/TechnicalDocumentLibrary/369-119_Wallbox_Warranty.pdf" target="_blank">Warranty Information</a> |  |  |  |  | 0.300 L | [14 empty] | 0 | 0 | 0 | 0 | Electrical | 2016-07-15 12:15 | 2024-07-20 11:11 | 0000-00-00 00:00:00 | 2025-11-29 02:00 | 0000-00-00 00:00:00 | [6 empty] | Brown
4 | Lutron Electronics | VWP-2R-GR | 4460-1691 | 4460 | 1691 | Lutron Electronics | VWP-2R-GR.jpg | 27557689625 | VAREO WALLPLATE 2GNG RECEPT GR | Multigang VWP Series Wallplate for Vareo, Nova T and GRAFIK Eye Wallstation, Two-gang for 2 accessories in gray |  | 6 | 8.7 |  | VWP-2R-GR.jpg | http://grandbrass.xologic.com/vendors/4460/large/VWP-2R-GR.jpg | [47 empty] | 0 | 0 | 0 | [6 empty] | 0 | 1 | 1 | EA | 1 | Lighting Controls |  |  | Fittings and Hardware |  | Electrical Hardware And Supplies |  | Wallplates | Gray | [16 empty] | Traditional |  |  | Switch Plates | [266 empty] | 2.000 DW |  |  | 1.5000 IN | [89 empty] | 1.000 EA | 1.000 EA | [35 empty] | No | [42 empty] | https://www.lutron.com/TechnicalDocumentLibrary/Vareo_Spec_Submittal.pdf | [7 empty] | Shelf Stock | [39 empty] | 39121704 | [13 empty] | <a href="https://www.lutron.com/TechnicalDocumentLibrary/369-119_Wallbox_Warranty.pdf" target="_blank">Warranty Information</a> |  |  |  |  | 0.300 L | [14 empty] | 0 | 0 | 0 | 0 | Electrical | 2016-07-15 12:15 | 2024-07-20 11:05 | 0000-00-00 00:00:00 | 2025-11-29 02:00 | 0000-00-00 00:00:00 | [6 empty] | Gray
4 | Lutron Electronics | VWP-2R-IV | 4460-1692 | 4460 | 1692 | Lutron Electronics | VWP-2R-IV.jpg | 27557689632 | VAREO WALLPLATE 2GNG RECEPT IV | Multigang VWP Series Wallplate for Vareo, Nova T and GRAFIK Eye Wallstation, Two-gang for 2 accessories in ivory |  | 6 | 8.7 |  | VWP-2R-IV.jpg | http://grandbrass.xologic.com/vendors/4460/large/VWP-2R-IV.jpg | [47 empty] | 0 | 0 | 0 | [6 empty] | 0 | 1 | 1 | EA | 1 | Lighting Controls |  |  | Fittings and Hardware |  | Electrical Hardware And Supplies |  | Wallplates | White | [16 empty] | Traditional |  |  | Switch Plates | [266 empty] | 2.000 DW |  |  | 1.5000 IN | [89 empty] | 1.000 EA | 1.000 EA | [35 empty] | No | [42 empty] | https://www.lutron.com/TechnicalDocumentLibrary/Vareo_Spec_Submittal.pdf | [7 empty] | Shelf Stock | [39 empty] | 39121704 | [13 empty] | <a href="https://www.lutron.com/TechnicalDocumentLibrary/369-119_Wallbox_Warranty.pdf" target="_blank">Warranty Information</a> |  |  |  |  | 0.300 L | [14 empty] | 0 | 0 | 0 | 0 | Electrical | 2016-07-15 12:15 | 2024-07-20 11:08 | 0000-00-00 00:00:00 | 2025-11-29 02:00 | 0000-00-00 00:00:00 | [6 empty] | Ivory
4 | Lutron Electronics | VWP-2R-TP | 4460-1693 | 4460 | 1693 | Lutron Electronics | VWP-2R-TP.jpg | 27557689656 | VAREO WALLPLATE 2GNG RECEPT TP | Multigang VWP Series Wallplate for Vareo, Nova T and GRAFIK Eye Wallstation, Two-gang for 2 accessories in taupe |  | 6 | 8.7 |  | VWP-2R-TP.jpg | http://grandbrass.xologic.com/vendors/4460/large/VWP-2R-TP.jpg | [47 empty] | 0 | 0 | 0 | [6 empty] | 0 | 1 | 1 | EA | 1 | Lighting Controls |  |  | Fittings and Hardware |  | Electrical Hardware And Supplies |  | Wallplates | Gray | [16 empty] | Traditional |  |  | Switch Plates | [266 empty] | 2.000 DW |  |  | 1.5000 IN | [89 empty] | 1.000 EA | 1.000 EA | [35 empty] | No | [42 empty] | https://www.lutron.com/TechnicalDocumentLibrary/Vareo_Spec_Submittal.pdf | [7 empty] | Shelf Stock | [39 empty] | 39121704 | [13 empty] | <a href="https://www.lutron.com/TechnicalDocumentLibrary/369-119_Wallbox_Warranty.pdf" target="_blank">Warranty Information</a> |  |  |  |  | 0.300 L | [14 empty] | 0 | 0 | 0 | 0 | Electrical | 2016-07-15 12:15 | 2024-07-20 11:08 | 0000-00-00 00:00:00 | 2025-11-29 02:00 | 0000-00-00 00:00:00 | [6 empty] | Taupe
4 | Lutron Electronics | VWP-2CR-WH | 4460-1694 | 4460 | 1694 | Lutron Electronics | VWP-2CR-WH.jpg | 27557689663 | VAREO WALLPLATE 2GNG CONT/RCPT WHITE | Multigang VWP Series Wallplate for Vareo, Nova T and GRAFIK Eye Wallstation, Two-gang for one dimmer or switch and one accessory in white |  | 6.1 | 8.8 |  | VWP-2CR-WH.jpg | http://grandbrass.xologic.com/vendors/4460/large/VWP-2CR-WH.jpg | [47 empty] | 0 | 0 | 0 | [6 empty] | 0 | 1 | 1 | EA | 1 | Lighting Controls |  |  | Fittings and Hardware |  | Electrical Hardware And Supplies |  | Wallplates | White | [16 empty] | Traditional |  |  | Switch Plates | [266 empty] | 2.000 DW |  |  | 1.5000 IN | [89 empty] | 1.000 EA | 1.000 EA | [35 empty] | No | [42 empty] | https://www.lutron.com/TechnicalDocumentLibrary/Vareo_Spec_Submittal.pdf | [7 empty] | Shelf Stock | [39 empty] | 39121704 | [13 empty] | <a href="https://www.lutron.com/TechnicalDocumentLibrary/369-119_Wallbox_Warranty.pdf" target="_blank">Warranty Information</a> |  |  |  |  | 0.400 L | [14 empty] | 0 | 0 | 0 | 0 | Electrical | 2016-07-15 12:15 | 2024-07-20 11:06 | 0000-00-00 00:00:00 | 2025-11-29 02:00 | 0000-00-00 00:00:00 | [6 empty] | White
4 | Lutron Electronics | VWP-2CR-BE | 4460-1695 | 4460 | 1695 | Lutron Electronics | VWP-2CR-BE.jpg | 27557689670 | VAREO WALLPLATE 2GNG CONT/RCPT BEIGE | Multigang VWP Series Wallplate for Vareo, Nova T and GRAFIK Eye Wallstation, Two-gang for one dimmer or switch and one accessory in beige |  | 6.1 | 8.8 |  | VWP-2CR-BE.jpg | http://grandbrass.xologic.com/vendors/4460/large/VWP-2CR-BE.jpg | [47 empty] | 0 | 0 | 0 | [6 empty] | 0 | 1 | 1 | EA | 1 | Lighting Controls |  |  | Fittings and Hardware |  | Electrical Hardware And Supplies |  | Wallplates | White | [16 empty] | Traditional |  |  | Switch Plates | [266 empty] | 2.000 DW |  |  | 1.5000 IN | [89 empty] | 1.000 EA | 1.000 EA | [35 empty] | No | [42 empty] | https://www.lutron.com/TechnicalDocumentLibrary/Vareo_Spec_Submittal.pdf | [7 empty] | Shelf Stock | [39 empty] | 39121704 | [13 empty] | <a href="https://www.lutron.com/TechnicalDocumentLibrary/369-119_Wallbox_Warranty.pdf" target="_blank">Warranty Information</a> |  |  |  |  | 0.400 L | [14 empty] | 0 | 0 | 0 | 0 | Electrical | 2016-07-15 12:15 | 2024-07-20 11:09 | 0000-00-00 00:00:00 | 2025-11-29 02:00 | 0000-00-00 00:00:00 | [6 empty] | Beige
4 | Lutron Electronics | VWP-2CR-BL | 4460-1696 | 4460 | 1696 | Lutron Electronics | VWP-2CR-BL.jpg | 27557689687 | VAREO WALLPLATE 2GNG CONT/RCPT BLACK | Multigang VWP Series Wallplate for Vareo, Nova T and GRAFIK Eye Wallstation, Two-gang for one dimmer or switch and one accessory in black |  | 6.1 | 8.8 |  | VWP-2CR-BL.jpg | http://grandbrass.xologic.com/vendors/4460/large/VWP-2CR-BL.jpg | [47 empty] | 0 | 0 | 0 | [6 empty] | 0 | 1 | 1 | EA | 1 | Lighting Controls |  |  | Fittings and Hardware |  | Electrical Hardware And Supplies |  | Wallplates | Black | [16 empty] | Traditional |  |  | Switch Plates | [266 empty] | 2.000 DW |  |  | 1.5000 IN | [89 empty] | 1.000 EA | 1.000 EA | [35 empty] | No | [42 empty] | https://www.lutron.com/TechnicalDocumentLibrary/Vareo_Spec_Submittal.pdf | [7 empty] | Shelf Stock | [39 empty] | 39121704 | [13 empty] | <a href="https://www.lutron.com/TechnicalDocumentLibrary/369-119_Wallbox_Warranty.pdf" target="_blank">Warranty Information</a> |  |  |  |  | 0.400 L | [14 empty] | 0 | 0 | 0 | 0 | Electrical | 2016-07-15 12:15 | 2024-07-20 11:11 | 0000-00-00 00:00:00 | 2025-11-29 02:00 | 0000-00-00 00:00:00 | [6 empty] | Black
4 | Lutron Electronics | VWP-2CR-BR | 4460-1697 | 4460 | 1697 | Lutron Electronics | VWP-2CR-BR.jpg | 27557689694 | VAREO WALLPLATE 2GNG CONT/RCPT BROWN | Multigang VWP Series Wallplate for Vareo, Nova T and GRAFIK Eye Wallstation, Two-gang for one dimmer or switch and one accessory in brown |  | 6.1 | 8.8 |  | VWP-2CR-BR.jpg | http://grandbrass.xologic.com/vendors/4460/large/VWP-2CR-BR.jpg | [47 empty] | 0 | 0 | 0 | [6 empty] | 0 | 1 | 1 | EA | 1 | Lighting Controls |  |  | Fittings and Hardware |  | Electrical Hardware And Supplies |  | Wallplates | Brown | [16 empty] | Traditional |  |  | Switch Plates | [266 empty] | 2.000 DW |  |  | 1.5000 IN | [89 empty] | 1.000 EA | 1.000 EA | [35 empty] | No | [42 empty] | https://www.lutron.com/TechnicalDocumentLibrary/Vareo_Spec_Submittal.pdf | [7 empty] | Shelf Stock | [39 empty] | 39121704 | [13 empty] | <a href="https://www.lutron.com/TechnicalDocumentLibrary/369-119_Wallbox_Warranty.pdf" target="_blank">Warranty Information</a> |  |  |  |  | 0.400 L | [14 empty] | 0 | 0 | 0 | 0 | Electrical | 2016-07-15 12:15 | 2024-07-20 11:05 | 0000-00-00 00:00:00 | 2025-11-29 02:00 | 0000-00-00 00:00:00 | [6 empty] | Brown
4 | Lutron Electronics | VWP-2CR-GR | 4460-1698 | 4460 | 1698 | Lutron Electronics | VWP-2CR-GR.jpg | 27557689700 | VAREO WALLPLATE 2GNG CONT/RCPT GRAY | Multigang VWP Series Wallplate for Vareo, Nova T and GRAFIK Eye Wallstation, Two-gang for one dimmer or switch and one accessory in gray |  | 6.1 | 8.8 |  | VWP-2CR-GR.jpg | http://grandbrass.xologic.com/vendors/4460/large/VWP-2CR-GR.jpg | [47 empty] | 0 | 0 | 0 | [6 empty] | 0 | 1 | 1 | EA | 1 | Lighting Controls |  |  | Fittings and Hardware |  | Electrical Hardware And Supplies |  | Wallplates | Gray | [16 empty] | Traditional |  |  | Switch Plates | [266 empty] | 2.000 DW |  |  | 1.5000 IN | [89 empty] | 1.000 EA | 1.000 EA | [35 empty] | No | [42 empty] | https://www.lutron.com/TechnicalDocumentLibrary/Vareo_Spec_Submittal.pdf | [7 empty] | Shelf Stock | [39 empty] | 39121704 | [13 empty] | <a href="https://www.lutron.com/TechnicalDocumentLibrary/369-119_Wallbox_Warranty.pdf" target="_blank">Warranty Information</a> |  |  |  |  | 0.400 L | [14 empty] | 0 | 0 | 0 | 0 | Electrical | 2016-07-15 12:15 | 2024-07-20 11:04 | 0000-00-00 00:00:00 | 2025-11-29 02:00 | 0000-00-00 00:00:00 | [6 empty] | Gray
4 | Lutron Electronics | VWP-2CR-IV | 4460-1699 | 4460 | 1699 | Lutron Electronics | VWP-2CR-IV.jpg | 27557689717 | VAREO WALLPLATE 2GNG CONT/RCPT IVORY | Multigang VWP Series Wallplate for Vareo, Nova T and GRAFIK Eye Wallstation, Two-gang for one dimmer or switch and one accessory in ivory |  | 6.1 | 8.8 |  | VWP-2CR-IV.jpg | http://grandbrass.xologic.com/vendors/4460/large/VWP-2CR-IV.jpg | [47 empty] | 0 | 0 | 0 | [6 empty] | 0 | 1 | 1 | EA | 1 | Lighting Controls |  |  | Fittings and Hardware |  | Electrical Hardware And Supplies |  | Wallplates | White | [16 empty] | Traditional |  |  | Switch Plates | [266 empty] | 2.000 DW |  |  | 1.5000 IN | [89 empty] | 1.000 EA | 1.000 EA | [35 empty] | No | [42 empty] | https://www.lutron.com/TechnicalDocumentLibrary/Vareo_Spec_Submittal.pdf | [7 empty] | Shelf Stock | [39 empty] | 39121704 | [13 empty] | <a href="https://www.lutron.com/TechnicalDocumentLibrary/369-119_Wallbox_Warranty.pdf" target="_blank">Warranty Information</a> |  |  |  |  | 0.400 L | [14 empty] | 0 | 0 | 0 | 0 | Electrical | 2016-07-15 12:15 | 2024-07-20 11:05 | 0000-00-00 00:00:00 | 2025-11-29 02:00 | 0000-00-00 00:00:00 | [6 empty] | Ivory
4 | Lutron Electronics | VWP-2CR-TP | 4460-1700 | 4460 | 1700 | Lutron Electronics | VWP-2CR-TP.jpg | 27557689731 | VAREO WALLPLATE 2GNG CONT/RCPT TAUPE | Multigang VWP Series Wallplate for Vareo, Nova T and GRAFIK Eye Wallstation, Two-gang for one dimmer or switch and one accessory in taupe |  | 6.1 | 8.8 |  | VWP-2CR-TP.jpg | http://grandbrass.xologic.com/vendors/4460/large/VWP-2CR-TP.jpg | [47 empty] | 0 | 0 | 0 | [6 empty] | 0 | 1 | 1 | EA | 1 | Lighting Controls |  |  | Fittings and Hardware |  | Electrical Hardware And Supplies |  | Wallplates | Gray | [16 empty] | Traditional |  |  | Switch Plates | [266 empty] | 2.000 DW |  |  | 1.5000 IN | [89 empty] | 1.000 EA | 1.000 EA | [35 empty] | No | [42 empty] | https://www.lutron.com/TechnicalDocumentLibrary/Vareo_Spec_Submittal.pdf | [7 empty] | Shelf Stock | [39 empty] | 39121704 | [13 empty] | <a href="https://www.lutron.com/TechnicalDocumentLibrary/369-119_Wallbox_Warranty.pdf" target="_blank">Warranty Information</a> |  |  |  |  | 0.400 L | [14 empty] | 0 | 0 | 0 | 0 | Electrical | 2016-07-15 12:15 | 2024-07-20 11:09 | 0000-00-00 00:00:00 | 2025-11-29 02:00 | 0000-00-00 00:00:00 | [6 empty] | Taupe
1 | Lutron Electronics | AYF-103P-WH | 4460-1701 | 4460 | 1701 | Lutron Electronics | AYF-103P-WH.jpg | 27557689922 | ARIADNI FLUOR CTRL 120V WH 3WY | Ariadni Fluorescent Dimmer with Hi-lume Ballasts, 3-way/single-pole, preset, 120V/8A in white |  | 2.3 | 4.5 |  | AYF-103P-WH.jpg | http://grandbrass.xologic.com/vendors/4460/large/AYF-103P-WH.jpg | [47 empty] | 0 | 0 | 0 | [6 empty] | 0 | 1 | 1 | EA | 1 | Lighting Controls | [7 empty] | White | [16 empty] | Traditional |  |  | Dimmers | [242 empty] | <a href="https://www.lutron.com/TechnicalDocumentLibrary/031376.pdf" target="_blank">Installation Instructions</a> | [23 empty] | 2.000 DW |  |  | 2.3000 IN | [89 empty] | 1.000 EA | 1.000 EA | [35 empty] | No | [42 empty] | https://assets.lutron.com/a/documents/spec%20guide%20volume%201%20with%20addendums.pdf#page=50 | [7 empty] | Shelf Stock | [13 empty] | <a href="https://www.lutron.com/TechnicalDocumentLibrary/368-4493_Page_43.pdf" target="_blank">Tech Drawing</a> | [25 empty] | 39122206 | [6 empty] | <a href="https://www.lutron.com/Education-Training/Tools/Pages/InstallDimmer.aspx?syst=Dimmers+%26+Switches&prodn=Ariadni%c2%ae+%2f+Toggler%c2%ae+dimmer" target="_blank">Product Video Clip</a> | [6 empty] | <a href="https://www.lutron.com/TechnicalDocumentLibrary/369-119_Wallbox_Warranty.pdf" target="_blank">Warranty Information</a> |  |  |  |  | 0.250 L | [14 empty] | 0 | 0 | 0 | 0 | Lighting Fixtures | 2016-07-15 12:15 | 2024-07-20 11:04 | 0000-00-00 00:00:00 | 2024-07-20 11:04 | 0000-00-00 00:00:00 | [6 empty] | White
1 | Lutron Electronics | AYF-103P-IV | 4460-1702 | 4460 | 1702 | Lutron Electronics | AYF-103P-IV.jpg | 27557689939 | ARIADNI FLUOR CTRL 120V IV 3WY | Ariadni Fluorescent Dimmer with Hi-lume Ballasts, 3-way/single-pole, preset, 120V/8A in ivory |  | 2.3 | 4.5 |  | AYF-103P-IV.jpg | http://grandbrass.xologic.com/vendors/4460/large/AYF-103P-IV.jpg | [47 empty] | 0 | 0 | 0 | [6 empty] | 0 | 1 | 1 | EA | 1 | Lighting Controls | [7 empty] | White | [16 empty] | Traditional |  |  | Dimmers | [242 empty] | <a href="https://www.lutron.com/TechnicalDocumentLibrary/031376.pdf" target="_blank">Installation Instructions</a> | [23 empty] | 2.000 DW |  |  | 2.3000 IN | [89 empty] | 1.000 EA | 1.000 EA | [35 empty] | No | [42 empty] | https://assets.lutron.com/a/documents/spec%20guide%20volume%201%20with%20addendums.pdf#page=50 | [7 empty] | Shelf Stock | [13 empty] | <a href="https://www.lutron.com/TechnicalDocumentLibrary/368-4493_Page_43.pdf" target="_blank">Tech Drawing</a> | [25 empty] | 39122206 | [6 empty] | <a href="https://www.lutron.com/Education-Training/Tools/Pages/InstallDimmer.aspx?syst=Dimmers+%26+Switches&prodn=Ariadni%c2%ae+%2f+Toggler%c2%ae+dimmer" target="_blank">Product Video Clip</a> | [6 empty] | <a href="https://www.lutron.com/TechnicalDocumentLibrary/369-119_Wallbox_Warranty.pdf" target="_blank">Warranty Information</a> |  |  |  |  | 0.250 L | [14 empty] | 0 | 0 | 0 | 0 | Lighting Fixtures | 2016-07-15 12:15 | 2024-07-20 11:07 | 0000-00-00 00:00:00 | 2024-07-20 11:07 | 0000-00-00 00:00:00 | [6 empty] | Ivory
1 | Lutron Electronics | AYF-103P-277-WH | 4460-1703 | 4460 | 1703 | Lutron Electronics | AYF-103P-277-WH.jpg | 27557689960 | ARIADNI FLUOR CTRL 277V WH 3WY | Ariadni Fluorescent Dimmer with Hi-lume Ballasts, 3-way/single-pole, preset, 277V/6A in white |  | 2.3 | 4.5 |  | AYF-103P-277-WH.jpg | http://grandbrass.xologic.com/vendors/4460/large/AYF-103P-277-WH.jpg | [47 empty] | 0 | 0 | 0 | [6 empty] | 0 | 1 | 1 | EA | 1 | Lighting Controls | [7 empty] | White | [16 empty] | Traditional |  |  | Dimmers | [242 empty] | <a href="https://www.lutron.com/TechnicalDocumentLibrary/031376.pdf" target="_blank">Installation Instructions</a> | [23 empty] | 2.000 DW |  |  | 2.3000 IN | [89 empty] | 1.000 EA | 1.000 EA | [35 empty] | No | [42 empty] | https://assets.lutron.com/a/documents/spec%20guide%20volume%201%20with%20addendums.pdf#page=50 | [7 empty] | Shelf Stock | [13 empty] | <a href="https://www.lutron.com/TechnicalDocumentLibrary/368-4493_Page_43.pdf" target="_blank">Tech Drawing</a> | [25 empty] | 39122206 | [13 empty] | <a href="https://www.lutron.com/TechnicalDocumentLibrary/369-119_Wallbox_Warranty.pdf" target="_blank">Warranty Information</a> |  |  |  |  | 0.400 L | [14 empty] | 0 | 0 | 0 | 0 | Lighting Fixtures | 2016-07-15 12:15 | 2024-07-20 11:04 | 0000-00-00 00:00:00 | 2024-07-20 11:04 | 0000-00-00 00:00:00 | [6 empty] | White
1 | Lutron Electronics | AYF-103P-277-IV | 4460-1704 | 4460 | 1704 | Lutron Electronics | AYF-103P-277-IV.jpg | 27557689977 | ARIADNI FLUOR CTRL 277V IV 3WY | Ariadni Fluorescent Dimmer with Hi-lume Ballasts, 3-way/single-pole, preset, 277V/6A in ivory |  | 2.3 | 4.5 |  | AYF-103P-277-IV.jpg | http://grandbrass.xologic.com/vendors/4460/large/AYF-103P-277-IV.jpg | [47 empty] | 0 | 0 | 0 | [6 empty] | 0 | 1 | 1 | EA | 1 | Lighting Controls | [7 empty] | White | [16 empty] | Traditional |  |  | Dimmers | [242 empty] | <a href="https://www.lutron.com/TechnicalDocumentLibrary/031376.pdf" target="_blank">Installation Instructions</a> | [23 empty] | 10.000 DW |  |  | 2.3000 IN | [89 empty] | 1.000 EA | 1.000 EA | [35 empty] | No | [42 empty] | https://assets.lutron.com/a/documents/spec%20guide%20volume%201%20with%20addendums.pdf#page=50 | [7 empty] | Shelf Stock | [13 empty] | <a href="https://www.lutron.com/TechnicalDocumentLibrary/368-4493_Page_43.pdf" target="_blank">Tech Drawing</a> | [25 empty] | 39122206 | [13 empty] | <a href="https://www.lutron.com/TechnicalDocumentLibrary/369-119_Wallbox_Warranty.pdf" target="_blank">Warranty Information</a> |  |  |  |  | 0.400 L | [14 empty] | 0 | 0 | 0 | 0 | Lighting Fixtures | 2016-07-15 12:15 | 2024-07-20 11:04 | 0000-00-00 00:00:00 | 2024-07-20 11:04 | 0000-00-00 00:00:00 | [6 empty] | Ivory
1 | Lutron Electronics | AY-10PH-WH | 4460-1709 | 4460 | 1709 | Lutron Electronics | AY-10PH-WH.jpg | 27557690034 | ARIADNI 1000W PRESET WH CLM | Ariadni Dimmer, Incandescent/Halogen, Single-pole, preset, 120V/1000W clamshell packaging in white |  | 4.1 | 6.1 |  | AY-10PH-WH.jpg | http://grandbrass.xologic.com/vendors/4460/large/AY-10PH-WH.jpg | [47 empty] | 0 | 0 | 0 | [6 empty] | 0 | 1 | 1 | EA | 1 | Lighting Controls | [7 empty] | White | [16 empty] | Traditional |  |  | Dimmers | [242 empty] | <a href="https://www.lutron.com/TechnicalDocumentLibrary/0301689.pdf" target="_blank">Installation Instructions</a> | [23 empty] | 10.000 DW |  |  | 2.3000 IN | [89 empty] | 1.000 EA | 1.000 EA | [35 empty] | No | [42 empty] | https://assets.lutron.com/a/documents/spec%20guide%20volume%201%20with%20addendums.pdf#page=50 | [7 empty] | Shelf Stock | [13 empty] | <a href="https://www.lutron.com/TechnicalDocumentLibrary/368-4493_Page_2.pdf" target="_blank">Tech Drawing</a> | [25 empty] | 39122206 | [6 empty] | <a href="https://www.lutron.com/Education-Training/Tools/Pages/InstallDimmer.aspx?syst=Dimmers+%26+Switches&prodn=Ariadni%c2%ae+%2f+Toggler%c2%ae+dimmer" target="_blank">Product Video Clip</a> | [6 empty] | <a href="https://www.lutron.com/TechnicalDocumentLibrary/369-119_Wallbox_Warranty.pdf" target="_blank">Warranty Information</a> |  |  |  |  | 0.300 L | [14 empty] | 0 | 0 | 0 | 0 | Lighting Fixtures | 2016-07-15 12:16 | 2024-07-20 11:09 | 0000-00-00 00:00:00 | 2024-07-20 11:09 | 0000-00-00 00:00:00 | [6 empty] | White
1 | Lutron Electronics | AY-10PH-IV | 4460-1710 | 4460 | 1710 | Lutron Electronics | AY-10PH-IV.jpg | 27557690041 | ARIADNI 1000W PRESET IV CLM | Ariadni Dimmer, Incandescent/Halogen, Single-pole, preset, 120V/1000W clamshell packaging in ivory |  | 4.1 | 6.1 |  | AY-10PH-IV.jpg | http://grandbrass.xologic.com/vendors/4460/large/AY-10PH-IV.jpg | [47 empty] | 0 | 0 | 0 | [6 empty] | 0 | 1 | 1 | EA | 1 | Lighting Controls | [7 empty] | White | [16 empty] | Traditional |  |  | Dimmers | [242 empty] | <a href="https://www.lutron.com/TechnicalDocumentLibrary/0301689.pdf" target="_blank">Installation Instructions</a> | [23 empty] | 2.000 DW |  |  | 2.3000 IN | [89 empty] | 1.000 EA | 1.000 EA | [35 empty] | No | [42 empty] | https://assets.lutron.com/a/documents/spec%20guide%20volume%201%20with%20addendums.pdf#page=50 | [7 empty] | Shelf Stock | [13 empty] | <a href="https://www.lutron.com/TechnicalDocumentLibrary/368-4493_Page_2.pdf" target="_blank">Tech Drawing</a> | [25 empty] | 39122206 | [6 empty] | <a href="https://www.lutron.com/Education-Training/Tools/Pages/InstallDimmer.aspx?syst=Dimmers+%26+Switches&prodn=Ariadni%c2%ae+%2f+Toggler%c2%ae+dimmer" target="_blank">Product Video Clip</a> | [6 empty] | <a href="https://www.lutron.com/TechnicalDocumentLibrary/369-119_Wallbox_Warranty.pdf" target="_blank">Warranty Information</a> |  |  |  |  | 0.300 L | [14 empty] | 0 | 0 | 0 | 0 | Lighting Fixtures | 2016-07-15 12:16 | 2024-07-20 11:05 | 0000-00-00 00:00:00 | 2024-07-20 11:05 | 0000-00-00 00:00:00 | [6 empty] | Ivory
1 | Lutron Electronics | AY-103PH-WH | 4460-1711 | 4460 | 1711 | Lutron Electronics | AY-103PH-WH.jpg | 27557690058 | ARIADNI 1000W 3WY WH CLAMSHELL | Ariadni Dimmer, Incandescent/Halogen, 3-way, preset, 120V/1000W clamshell packaging in white |  | 2.4 | 5.8 |  | AY-103PH-WH.jpg | http://grandbrass.xologic.com/vendors/4460/large/AY-103PH-WH.jpg | [47 empty] | 0 | 0 | 0 | [6 empty] | 0 | 1 | 1 | EA | 1 | Lighting Controls | [7 empty] | White | [16 empty] | Traditional |  |  | Dimmers | [242 empty] | <a href="https://www.lutron.com/TechnicalDocumentLibrary/0301689.pdf" target="_blank">Installation Instructions</a> | [23 empty] | 10.000 DW |  |  | 4.0000 IN | [89 empty] | 1.000 EA | 1.000 EA | [35 empty] | No | [42 empty] | https://assets.lutron.com/a/documents/spec%20guide%20volume%201%20with%20addendums.pdf#page=50 | [7 empty] | Shelf Stock | [13 empty] | <a href="https://www.lutron.com/TechnicalDocumentLibrary/368-4493_Page_5.pdf" target="_blank">Tech Drawing</a> | [25 empty] | 39122206 | [6 empty] | <a href="https://www.lutron.com/Education-Training/Tools/Pages/InstallDimmer.aspx?syst=Dimmers+%26+Switches&prodn=Ariadni%c2%ae+%2f+Toggler%c2%ae+dimmer" target="_blank">Product Video Clip</a> | [6 empty] | <a href="https://www.lutron.com/TechnicalDocumentLibrary/369-119_Wallbox_Warranty.pdf" target="_blank">Warranty Information</a> |  |  |  |  | 0.280 L | [14 empty] | 0 | 0 | 0 | 0 | Lighting Fixtures | 2016-07-15 12:16 | 2024-07-20 11:11 | 0000-00-00 00:00:00 | 2024-07-20 11:11 | 0000-00-00 00:00:00 | [6 empty] | White
1 | Lutron Electronics | AY-103PH-IV | 4460-1712 | 4460 | 1712 | Lutron Electronics | AY-103PH-IV.jpg | 27557690065 | ARIADNI 1000W 3WAY IV CLAMSHELL | Ariadni Dimmer, Incandescent/Halogen, 3-way, preset, 120V/1000W clamshell packaging in ivory |  | 2.4 | 5.8 |  | AY-103PH-IV.jpg | http://grandbrass.xologic.com/vendors/4460/large/AY-103PH-IV.jpg | [47 empty] | 0 | 0 | 0 | [6 empty] | 0 | 1 | 1 | EA | 1 | Lighting Controls | [7 empty] | White | [16 empty] | Traditional |  |  | Dimmers | [242 empty] | <a href="https://www.lutron.com/TechnicalDocumentLibrary/0301689.pdf" target="_blank">Installation Instructions</a> | [23 empty] | 2.000 DW |  |  | 4.0000 IN | [89 empty] | 1.000 EA | 1.000 EA | [35 empty] | No | [42 empty] | https://assets.lutron.com/a/documents/spec%20guide%20volume%201%20with%20addendums.pdf#page=50 | [7 empty] | Shelf Stock | [13 empty] | <a href="https://www.lutron.com/TechnicalDocumentLibrary/368-4493_Page_5.pdf" target="_blank">Tech Drawing</a> | [25 empty] | 39122206 | [6 empty] | <a href="https://www.lutron.com/Education-Training/Tools/Pages/InstallDimmer.aspx?syst=Dimmers+%26+Switches&prodn=Ariadni%c2%ae+%2f+Toggler%c2%ae+dimmer" target="_blank">Product Video Clip</a> | [6 empty] | <a href="https://www.lutron.com/TechnicalDocumentLibrary/369-119_Wallbox_Warranty.pdf" target="_blank">Warranty Information</a> |  |  |  |  | 0.280 L | [14 empty] | 0 | 0 | 0 | 0 | Lighting Fixtures | 2016-07-15 12:16 | 2024-07-20 11:05 | 0000-00-00 00:00:00 | 2024-07-20 11:05 | 0000-00-00 00:00:00 | [6 empty] | Ivory
1 | Lutron Electronics | S-1000-AL | 4460-1717 | 4460 | 1717 | Lutron Electronics | S-1000-AL.jpg | 27557691369 | SKYLARK INC DMR 1000W ALMOND | Skylark Slide-to-Off Dimmer, Incandescent/Halogen, Single-pole, 120V/1000W in almond |  | 2.3 | 4.5 |  | S-1000-AL.jpg | http://grandbrass.xologic.com/vendors/4460/large/S-1000-AL.jpg | [47 empty] | 0 | 0 | 0 | [6 empty] | 0 | 1 | 1 | EA | 1 | Lighting Controls | [7 empty] | Nickel | [16 empty] | Traditional |  |  | Dimmers | [242 empty] | <a href="https://www.lutron.com/TechnicalDocumentLibrary/0301689.pdf" target="_blank">Installation Instructions</a> | [23 empty] | 10.000 DW |  |  | 2.3000 IN | [89 empty] | 1.000 EA | 1.000 EA | [35 empty] | No | [42 empty] | https://www.lutron.com/technicaldocumentlibrary/spec%20guide%20volume%201%20with%20addendums.pdf#page=20 | [7 empty] | Shelf Stock | [13 empty] | <a href="https://www.lutron.com/TechnicalDocumentLibrary/368-4493_Page_2.pdf" target="_blank">Tech Drawing</a> | [25 empty] | 39122206 | [13 empty] | <a href="https://www.lutron.com/TechnicalDocumentLibrary/369-119_Wallbox_Warranty.pdf" target="_blank">Warranty Information</a> |  |  |  |  | 0.280 L | [14 empty] | 0 | 0 | 0 | 0 | Lighting Fixtures | 2016-07-15 12:16 | 2024-07-20 11:11 | 0000-00-00 00:00:00 | 2024-07-20 11:11 | 0000-00-00 00:00:00 | [6 empty] | Almond
1 | Lutron Electronics | S-10P-AL | 4460-1719 | 4460 | 1719 | Lutron Electronics | S-10P-AL.jpg | 27557691383 | SKYLARK INC 1000W PRESET AL | Skylark Dimmer with On/Off Switch, Incandescent/Halogen, Single-pole, preset, 120V/1000W in almond |  | 2.3 | 4.5 |  | S-10P-AL.jpg | http://grandbrass.xologic.com/vendors/4460/large/S-10P-AL.jpg | [47 empty] | 0 | 0 | 0 | [6 empty] | 0 | 1 | 1 | EA | 1 | Lighting Controls | [7 empty] | Nickel | [16 empty] | Traditional |  |  | Dimmers | [242 empty] | <a href="https://www.lutron.com/TechnicalDocumentLibrary/0301689.pdf" target="_blank">Installation Instructions</a> | [23 empty] | 10.000 DW |  |  | 2.3000 IN | [89 empty] | 1.000 EA | 1.000 EA | [35 empty] | No | [42 empty] | https://www.lutron.com/technicaldocumentlibrary/spec%20guide%20volume%201%20with%20addendums.pdf#page=20 | [7 empty] | Shelf Stock | [13 empty] | <a href="https://www.lutron.com/TechnicalDocumentLibrary/368-4493_Page_2.pdf" target="_blank">Tech Drawing</a> | [25 empty] | 39122206 | [13 empty] | <a href="https://www.lutron.com/TechnicalDocumentLibrary/369-119_Wallbox_Warranty.pdf" target="_blank">Warranty Information</a> |  |  |  |  | 0.350 L | [14 empty] | 0 | 0 | 0 | 0 | Lighting Fixtures | 2016-07-15 12:16 | 2024-07-20 11:07 | 0000-00-00 00:00:00 | 2024-07-20 11:07 | 0000-00-00 00:00:00 | [6 empty] | Almond
1 | Lutron Electronics | S-103P-AL | 4460-1721 | 4460 | 1721 | Lutron Electronics | S-103P-AL.jpg | 27557691406 | SKYLARK 100W PRESET 3WY AL | Skylark Dimmer with On/Off Switch, Incandescent/Halogen, 3-way, preset, 120V/1000W in almond |  | 2.3 | 4.5 |  | S-103P-AL.jpg | http://grandbrass.xologic.com/vendors/4460/large/S-103P-AL.jpg | [47 empty] | 0 | 0 | 0 | [6 empty] | 0 | 1 | 1 | EA | 1 | Lighting Controls | [7 empty] | Nickel | [16 empty] | Traditional |  |  | Dimmers | [242 empty] | <a href="https://www.lutron.com/TechnicalDocumentLibrary/0301689.pdf" target="_blank">Installation Instructions</a> | [23 empty] | 2.000 DW |  |  | 2.3000 IN | [89 empty] | 1.000 EA | 1.000 EA | [35 empty] | No | [42 empty] | https://www.lutron.com/technicaldocumentlibrary/spec%20guide%20volume%201%20with%20addendums.pdf#page=20 | [7 empty] | Shelf Stock | [13 empty] | <a href="https://www.lutron.com/TechnicalDocumentLibrary/368-4493_Page_5.pdf" target="_blank">Tech Drawing</a> | [25 empty] | 39122206 | [13 empty] | <a href="https://www.lutron.com/TechnicalDocumentLibrary/369-119_Wallbox_Warranty.pdf" target="_blank">Warranty Information</a> |  |  |  |  | 0.200 L | [14 empty] | 0 | 0 | 0 | 0 | Lighting Fixtures | 2016-07-15 12:16 | 2024-07-20 11:09 | 0000-00-00 00:00:00 | 2024-07-20 11:09 | 0000-00-00 00:00:00 | [6 empty] | Almond
1 | Lutron Electronics | S-10PNL-AL | 4460-1723 | 4460 | 1723 | Lutron Electronics | S-10PNL-AL.jpg | 27557691420 | SKYLARK 1000W PRESET W/NIGHT LIGHT AL | Skylark Dimmer with On/Off Switch and Locator Light, Incandescent/Halogen, Single-pole, preset, 120V/1000W in almond |  | 2.3 | 4.5 |  | S-10PNL-AL.jpg | http://grandbrass.xologic.com/vendors/4460/large/S-10PNL-AL.jpg | [47 empty] | 0 | 0 | 0 | [6 empty] | 0 | 1 | 1 | EA | 1 | Lighting Controls | [7 empty] | Nickel | [16 empty] | Traditional |  |  | Dimmers | [242 empty] | <a href="https://www.lutron.com/TechnicalDocumentLibrary/0301689.pdf" target="_blank">Installation Instructions</a> | [23 empty] | 2.000 DW |  |  | 2.3000 IN | [89 empty] | 1.000 EA | 1.000 EA | [35 empty] | No | [42 empty] | https://www.lutron.com/technicaldocumentlibrary/spec%20guide%20volume%201%20with%20addendums.pdf#page=20 | [7 empty] | Shelf Stock | [13 empty] | <a href="https://www.lutron.com/TechnicalDocumentLibrary/368-4493_Page_2.pdf" target="_blank">Tech Drawing</a> | [25 empty] | 39122206 | [13 empty] | <a href="https://www.lutron.com/TechnicalDocumentLibrary/369-119_Wallbox_Warranty.pdf" target="_blank">Warranty Information</a> |  |  |  |  | 0.270 L | [14 empty] | 0 | 0 | 0 | 0 | Lighting Fixtures | 2016-07-15 12:16 | 2024-07-20 11:07 | 0000-00-00 00:00:00 | 2024-07-20 11:07 | 0000-00-00 00:00:00 | [6 empty] | Almond
1 | Lutron Electronics | SLV-600P-AL | 4460-1726 | 4460 | 1726 | Lutron Electronics | SLV-600P-AL.jpg | 27557691451 | SKYLARK 600VA LV PRESET ALMOND | Skylark Dimmer with On/Off Switch, Magnetic Low-Voltage, Single-pole, preset, 120V/600VA (450W) in almond |  | 2.3 | 4.5 |  | SLV-600P-AL.jpg | http://grandbrass.xologic.com/vendors/4460/large/SLV-600P-AL.jpg | [47 empty] | 0 | 0 | 0 | [6 empty] | 0 | 1 | 1 | EA | 1 | Lighting Controls | [7 empty] | Nickel | [16 empty] | Traditional |  |  | Dimmers | [242 empty] | <a href="https://www.lutron.com/TechnicalDocumentLibrary/0301296.pdf" target="_blank">Installation Instructions</a> | [23 empty] | 2.000 DW |  |  | 2.3000 IN | [89 empty] | 1.000 EA | 1.000 EA | [35 empty] | No | [42 empty] | https://www.lutron.com/technicaldocumentlibrary/spec%20guide%20volume%201%20with%20addendums.pdf#page=20 | [7 empty] | Shelf Stock | [13 empty] | <a href="https://www.lutron.com/TechnicalDocumentLibrary/368-4493_Page_2.pdf" target="_blank">Tech Drawing</a> | [25 empty] | 39122206 | [13 empty] | <a href="https://www.lutron.com/TechnicalDocumentLibrary/369-119_Wallbox_Warranty.pdf" target="_blank">Warranty Information</a> |  |  |  |  | 0.250 L | [14 empty] | 0 | 0 | 0 | 0 | Lighting Fixtures | 2016-07-15 12:16 | 2024-07-20 11:05 | 0000-00-00 00:00:00 | 2024-07-20 11:05 | 0000-00-00 00:00:00 | [6 empty] | Almond
1 | Lutron Electronics | SLV-603P-AL | 4460-1727 | 4460 | 1727 | Lutron Electronics | SLV-603P-AL.jpg | 27557691468 | SKYLARK 600VA 3WY PRESET AL | Skylark Dimmer with On/Off Switch, Magnetic Low-Voltage, 3-way, preset, 120V/600VA (450W) in almond |  | 2.3 | 4.5 |  | SLV-603P-AL.jpg | http://grandbrass.xologic.com/vendors/4460/large/SLV-603P-AL.jpg | [47 empty] | 0 | 0 | 0 | [6 empty] | 0 | 1 | 1 | EA | 1 | Lighting Controls | [7 empty] | Nickel | [16 empty] | Traditional |  |  | Dimmers | [242 empty] | <a href="https://www.lutron.com/TechnicalDocumentLibrary/0301296.pdf" target="_blank">Installation Instructions</a> | [23 empty] | 2.000 DW |  |  | 2.3000 IN | [89 empty] | 1.000 EA | 1.000 EA | [35 empty] | No | [42 empty] | https://www.lutron.com/technicaldocumentlibrary/spec%20guide%20volume%201%20with%20addendums.pdf#page=20 | [7 empty] | Shelf Stock | [13 empty] | <a href="https://www.lutron.com/TechnicalDocumentLibrary/368-4493_Page_5.pdf" target="_blank">Tech Drawing</a> | [25 empty] | 39122206 | [13 empty] | <a href="https://www.lutron.com/TechnicalDocumentLibrary/369-119_Wallbox_Warranty.pdf" target="_blank">Warranty Information</a> |  |  |  |  | 0.250 L | [14 empty] | 0 | 0 | 0 | 0 | Lighting Fixtures | 2016-07-15 12:16 | 2024-07-20 11:09 | 0000-00-00 00:00:00 | 2024-07-20 11:09 | 0000-00-00 00:00:00 | [6 empty] | Almond
1 | Lutron Electronics | SELV-300P-AL | 4460-1728 | 4460 | 1728 | Lutron Electronics | SELV-300P-AL.jpg | 27557691475 | SKYLARK 300W PRESET ELECTR LOW VOLT AL | Skylark Dimmer with On/Off Switch, Electronic Low-Voltage, Single-pole, preset, 120V/300W in almond |  | 2.3 | 4.5 |  | SELV-300P-AL.jpg | http://grandbrass.xologic.com/vendors/4460/large/SELV-300P-AL.jpg | [47 empty] | 0 | 0 | 0 | [6 empty] | 0 | 1 | 1 | EA | 1 | Lighting Controls | [7 empty] | Nickel | [16 empty] | Traditional |  |  | Dimmers | [242 empty] | <a href="https://www.lutron.com/TechnicalDocumentLibrary/0301295.pdf" target="_blank">Installation Instructions</a> | [23 empty] | 2.000 DW |  |  | 2.3000 IN | [89 empty] | 1.000 EA | 1.000 EA | [35 empty] | No | [42 empty] | https://www.lutron.com/technicaldocumentlibrary/spec%20guide%20volume%201%20with%20addendums.pdf#page=20 | [7 empty] | Shelf Stock | [13 empty] | <a href="https://www.lutron.com/TechnicalDocumentLibrary/368-4493_Page_41.pdf" target="_blank">Tech Drawing</a> | [25 empty] | 39122206 | [13 empty] | <a href="https://www.lutron.com/TechnicalDocumentLibrary/369-119_Wallbox_Warranty.pdf" target="_blank">Warranty Information</a> |  |  |  |  | 0.250 L | [14 empty] | 0 | 0 | 0 | 0 | Lighting Fixtures | 2016-07-15 12:16 | 2024-07-20 11:04 | 0000-00-00 00:00:00 | 2024-07-20 11:04 | 0000-00-00 00:00:00 | [6 empty] | Almond
1 | Lutron Electronics | SELV-303P-AL | 4460-1729 | 4460 | 1729 | Lutron Electronics | SELV-303P-AL.jpg | 27557691482 | SKYLARK 300 3WY PRESET ELECTR | Skylark Dimmer with On/Off Switch, Electronic Low-Voltage, 3-way, preset, 120V/300W in almond |  | 2.3 | 4.5 |  | SELV-303P-AL.jpg | http://grandbrass.xologic.com/vendors/4460/large/SELV-303P-AL.jpg | [47 empty] | 0 | 0 | 0 | [6 empty] | 0 | 1 | 1 | EA | 1 | Lighting Controls | [7 empty] | Nickel | [16 empty] | Traditional |  |  | Dimmers | [242 empty] | <a href="https://www.lutron.com/TechnicalDocumentLibrary/0301295.pdf" target="_blank">Installation Instructions</a> | [23 empty] | 2.000 DW |  |  | 2.3000 IN | [89 empty] | 1.000 EA | 1.000 EA | [35 empty] | No | [42 empty] | https://www.lutron.com/technicaldocumentlibrary/spec%20guide%20volume%201%20with%20addendums.pdf#page=20 | [7 empty] | Shelf Stock | [13 empty] | <a href="https://www.lutron.com/TechnicalDocumentLibrary/368-4493_Page_39.pdf" target="_blank">Tech Drawing</a> | [25 empty] | 39122206 | [13 empty] | <a href="https://www.lutron.com/TechnicalDocumentLibrary/369-119_Wallbox_Warranty.pdf" target="_blank">Warranty Information</a> |  |  |  |  | 0.250 L | [14 empty] | 0 | 0 | 0 | 0 | Lighting Fixtures | 2016-07-15 12:16 | 2024-07-20 11:04 | 0000-00-00 00:00:00 | 2024-07-20 11:04 | 0000-00-00 00:00:00 | [6 empty] | Almond
4 | Lutron Electronics | SFS-5E-AL | 4460-1730 | 4460 | 1730 | Lutron Electronics | Ecom_SFS-5E-AL_WithWallPlate.jpeg?w=1500 | 27557691499 | SKYLARK 120V 5A FANSPEED AL | Skylark Fan-Speed Control, Single-pole, slide-to-off, fully variable fan control, 120V/5A in almond |  | 2.3 | 4.5 | [50 empty] | 0 | 0 | 0 | [6 empty] | 0 | 1 | 1 | EA | 1 |  |  |  | Control And Automation |  | Switches |  | Speed Switch | Nickel | [16 empty] | Traditional | [245 empty] | <a href="https://www.lutron.com/TechnicalDocumentLibrary/033203.pdf" target="_blank">Installation Instructions</a> | [23 empty] | 2.000 DW |  |  | 2.3000 IN | [89 empty] | 1.000 EA | 1.000 EA | [35 empty] | No | [42 empty] | https://www.lutron.com/technicaldocumentlibrary/spec%20guide%20volume%201%20with%20addendums.pdf#page=20 | [7 empty] | Shelf Stock | [13 empty] | <a href="https://www.lutron.com/TechnicalDocumentLibrary/368-4493_Page_31.pdf" target="_blank">Tech Drawing</a> | [25 empty] | 39122240 | [13 empty] | <a href="https://www.lutron.com/TechnicalDocumentLibrary/369-119_Wallbox_Warranty.pdf" target="_blank">Warranty Information</a> |  |  |  |  | 0.250 L | [14 empty] | 0 | 0 | 0 | 0 | Electrical | 2016-07-15 12:16 | 2024-07-20 11:11 | 0000-00-00 00:00:00 | 2024-07-20 11:11 | 0000-00-00 00:00:00 | [6 empty] | Almond
4 | Lutron Electronics | SFSQ-F-AL | 4460-1731 | 4460 | 1731 | Lutron Electronics | SFSQ-F-AL.jpeg?w=1500 | 27557691529 | SKYLARK QUIET FAN SPEED ALMOND | Skylark Fan-Speed Control, Single-pole, quiet 3-speed, 120V/1.5A in almond |  | 2.3 | 4.5 | [50 empty] | 0 | 0 | 0 | [6 empty] | 0 | 1 | 1 | EA | 1 |  |  |  | Control And Automation |  | Switches |  | Speed Switch | Nickel | [16 empty] | Traditional | [245 empty] | <a href="https://www.lutron.com/TechnicalDocumentLibrary/033206.pdf" target="_blank">Installation Instructions</a> | [23 empty] | 30.000 DW |  |  | 2.3000 IN | [89 empty] | 1.000 EA | 1.000 EA | [35 empty] | No | [42 empty] | https://www.lutron.com/technicaldocumentlibrary/spec%20guide%20volume%201%20with%20addendums.pdf#page=20 | [7 empty] | Shelf Stock | [13 empty] | <a href="https://www.lutron.com/TechnicalDocumentLibrary/368-4493_Page_2.pdf" target="_blank">Tech Drawing</a> | [25 empty] | 39122240 | [13 empty] | <a href="https://www.lutron.com/TechnicalDocumentLibrary/369-119_Wallbox_Warranty.pdf" target="_blank">Warranty Information</a> |  |  |  |  | 0.220 L | [14 empty] | 0 | 0 | 0 | 0 | Electrical | 2016-07-15 12:16 | 2024-07-20 11:13 | 0000-00-00 00:00:00 | 2024-07-20 11:13 | 0000-00-00 00:00:00 | [6 empty] | Almond
1 | Lutron Electronics | SFSQ-LF-AL | 4460-1732 | 4460 | 1732 | Lutron Electronics | Ecom_SFSQ-LFH-AL_nowallplate.jpeg?w=1500 | 27557691536 | SKYLARK QUIET LGT/FAN AL | Skylark Fan-Speed Control, Single-pole, quiet 3-speed, 120V/360W light, 1.5A fan in almond |  | 2.3 | 4.5 | [50 empty] | 0 | 0 | 0 | [6 empty] | 0 | 1 | 1 | EA | 1 | Lighting Controls | [7 empty] | Nickel | [16 empty] | Traditional |  |  | Lightswitches | [242 empty] | <a href="https://www.lutron.com/TechnicalDocumentLibrary/033203.pdf" target="_blank">Installation Instructions</a> | [23 empty] | 10.000 DW |  |  | 2.3000 IN | [89 empty] | 1.000 EA | 1.000 EA | [35 empty] | No | [42 empty] | https://www.lutron.com/technicaldocumentlibrary/spec%20guide%20volume%201%20with%20addendums.pdf#page=20 | [7 empty] | Shelf Stock | [13 empty] | <a href="https://www.lutron.com/TechnicalDocumentLibrary/368-4493_Page_31.pdf" target="_blank">Tech Drawing</a> | [25 empty] | 39122232 | [6 empty] | <a href="https://www.lutron.com/Education-Training/Tools/Pages/InstallDimmer.aspx?syst=Dimmers+%26+Switches&prodn=Skylark%c2%ae+dimmer" target="_blank">Product Video Clip</a> | [6 empty] | <a href="https://www.lutron.com/TechnicalDocumentLibrary/369-119_Wallbox_Warranty.pdf" target="_blank">Warranty Information</a> |  |  |  |  | 0.250 L | [14 empty] | 0 | 0 | 0 | 0 | Lighting Fixtures | 2016-07-15 12:16 | 2024-07-20 11:07 | 0000-00-00 00:00:00 | 2024-07-20 11:07 | 0000-00-00 00:00:00 | [6 empty] | Almond
1 | Lutron Electronics | S2-LF-AL | 4460-1734 | 4460 | 1734 | Lutron Electronics | S2-LF-AL.jpg | 27557691550 | SKYLARK DUAL FAN/LIGHT ALMOND | Skylark Fan/Light Control, Single-pole, fully variable fan control and dimmer, 120V/300W light, 2.5A fan in almond |  | 2.3 | 4.5 |  | S2-LF-AL.jpg | http://grandbrass.xologic.com/vendors/4460/large/S2-LF-AL.jpg | [47 empty] | 0 | 0 | 0 | [6 empty] | 0 | 1 | 1 | EA | 1 | Lighting Controls | [7 empty] | Nickel | [16 empty] | Traditional |  |  | Lightswitches | [242 empty] | <a href="https://www.lutron.com/TechnicalDocumentLibrary/0301992.pdf" target="_blank">Installation Instructions</a> | [23 empty] | 2.000 DW |  |  | 2.3000 IN | [89 empty] | 1.000 EA | 1.000 EA | [35 empty] | No | [42 empty] | https://www.lutron.com/technicaldocumentlibrary/spec%20guide%20volume%201%20with%20addendums.pdf#page=20 | [7 empty] | Shelf Stock | [13 empty] | <a href="https://www.lutron.com/TechnicalDocumentLibrary/368-4493_Page_30.pdf" target="_blank">Tech Drawing</a> | [25 empty] | 39122232 | [13 empty] | <a href="https://www.lutron.com/TechnicalDocumentLibrary/369-119_Wallbox_Warranty.pdf" target="_blank">Warranty Information</a> |  |  |  |  | 0.350 L | [14 empty] | 0 | 0 | 0 | 0 | Lighting Fixtures | 2016-07-15 12:16 | 2024-07-20 11:05 | 0000-00-00 00:00:00 | 2024-07-20 11:05 | 0000-00-00 00:00:00 | [6 empty] | Almond
1 | Lutron Electronics | S2-LFSQ-AL | 4460-1735 | 4460 | 1735 | Lutron Electronics | S2-LFSQ-AL.jpg | 27557691567 | SKYLARK DUAL LGT/QUIET FAN AL | Skylark Fan/Light Control, Single-pole, quiet 3-speed and dimmer, 120V/300W light, 1.5A fan in almond |  | 2.3 | 4.5 |  | S2-LFSQ-AL.jpg | http://grandbrass.xologic.com/vendors/4460/large/S2-LFSQ-AL.jpg | [47 empty] | 0 | 0 | 0 | [6 empty] | 0 | 1 | 1 | EA | 1 | Lighting Controls | [7 empty] | Nickel | [16 empty] | Traditional |  |  | Lightswitches | [242 empty] | <a href="https://www.lutron.com/TechnicalDocumentLibrary/0301992.pdf" target="_blank">Installation Instructions</a> | [23 empty] | 15.000 DW |  |  | 2.3000 IN | [89 empty] | 1.000 EA | 1.000 EA | [35 empty] | No | [42 empty] | https://www.lutron.com/technicaldocumentlibrary/spec%20guide%20volume%201%20with%20addendums.pdf#page=20 | [7 empty] | Shelf Stock | [13 empty] | <a href="https://www.lutron.com/TechnicalDocumentLibrary/368-4493_Page_30.pdf" target="_blank">Tech Drawing</a> | [25 empty] | 39122232 | [13 empty] | <a href="https://www.lutron.com/TechnicalDocumentLibrary/369-119_Wallbox_Warranty.pdf" target="_blank">Warranty Information</a> |  |  |  |  | 0.300 L | [14 empty] | 0 | 0 | 0 | 0 | Lighting Fixtures | 2016-07-15 12:16 | 2024-07-20 11:06 | 0000-00-00 00:00:00 | 2024-07-20 11:06 | 0000-00-00 00:00:00 | [6 empty] | Almond
1 | Lutron Electronics | SF-103P-AL | 4460-1736 | 4460 | 1736 | Lutron Electronics | SF-103P-AL.jpg | 27557691581 | SKYLARK FLUOR 120V 1-10LP 3WY ALMOND | Skylark Dimmer with On/Off Switch, Fluorescent or LED Dimming with 3-Wire Ballasts and Drivers, 3-way, preset, 120V/8A in almond |  | 2.3 | 4.5 |  | SF-103P-AL.jpg | http://grandbrass.xologic.com/vendors/4460/large/SF-103P-AL.jpg | [47 empty] | 0 | 0 | 0 | [6 empty] | 0 | 1 | 1 | EA | 1 | Lighting Controls | [7 empty] | Nickel | [16 empty] | Traditional |  |  | Dimmers | [242 empty] | <a href="https://www.lutron.com/TechnicalDocumentLibrary/032047c.pdf" target="_blank">Installation Instructions</a> | [23 empty] | 2.000 DW |  |  | 2.3000 IN | [89 empty] | 1.000 EA | 1.000 EA | [35 empty] | No | [42 empty] | https://www.lutron.com/technicaldocumentlibrary/spec%20guide%20volume%201%20with%20addendums.pdf#page=20 | [7 empty] | Shelf Stock | [13 empty] | <a href="https://www.lutron.com/TechnicalDocumentLibrary/368-4493_Page_37.pdf" target="_blank">Tech Drawing</a> | [25 empty] | 39122206 | [13 empty] | <a href="https://www.lutron.com/TechnicalDocumentLibrary/369-119_Wallbox_Warranty.pdf" target="_blank">Warranty Information</a> |  |  |  |  | 0.320 L | [14 empty] | 0 | 0 | 0 | 0 | Lighting Fixtures | 2016-07-15 12:16 | 2024-07-20 11:06 | 0000-00-00 00:00:00 | 2024-07-20 11:06 | 0000-00-00 00:00:00 | [6 empty] | Almond
1 | Lutron Electronics | SF-12P-277-3-AL | 4460-1737 | 4460 | 1737 | Lutron Electronics | SF-12P-277-3-AL.jpg | 27557691604 | SKYLARK FLUOR 277V 1-12LP 3WY ALMOND | Skylark Dimmer with On/Off Switch, Fluorescent or LED Dimming with 3-Wire Ballasts and Drivers, 3-way, 277V/6A in almond |  | 2.3 | 4.5 |  | SF-12P-277-3-AL.jpg | http://grandbrass.xologic.com/vendors/4460/large/SF-12P-277-3-AL.jpg | [47 empty] | 0 | 0 | 0 | [6 empty] | 0 | 1 | 1 | EA | 1 | Lighting Controls | [7 empty] | Nickel | [16 empty] | Traditional |  |  | Dimmers | [242 empty] | <a href="https://www.lutron.com/TechnicalDocumentLibrary/032345.pdf" target="_blank">Installation Instructions</a> | [23 empty] | 2.000 DW |  |  | 2.3000 IN | [89 empty] | 1.000 EA | 1.000 EA | [35 empty] | No | [42 empty] | https://www.lutron.com/technicaldocumentlibrary/spec%20guide%20volume%201%20with%20addendums.pdf#page=20 | [7 empty] | Shelf Stock | [13 empty] | <a href="https://www.lutron.com/TechnicalDocumentLibrary/368-4493_Page_37.pdf" target="_blank">Tech Drawing</a> | [25 empty] | 39122206 | [13 empty] | <a href="https://www.lutron.com/TechnicalDocumentLibrary/369-119_Wallbox_Warranty.pdf" target="_blank">Warranty Information</a> |  |  |  |  | 0.300 L | [14 empty] | 0 | 0 | 0 | 0 | Lighting Fixtures | 2016-07-15 12:16 | 2024-07-20 11:11 | 0000-00-00 00:00:00 | 2024-07-20 11:11 | 0000-00-00 00:00:00 | [6 empty] | Almond
1 | Lutron Electronics | S-1000H-AL | 4460-1740 | 4460 | 1740 | Lutron Electronics | S-1000H-AL.jpg | 27557691635 | SKYLARK 1000W INC AL CLAMSHELL | Skylark Slide-to-Off Dimmer, Incandescent/Halogen, Single-pole, 120V/1000W, clamshell packaging in almond |  | 4.1 | 6.1 |  | S-1000H-AL.jpg | http://grandbrass.xologic.com/vendors/4460/large/S-1000H-AL.jpg | [47 empty] | 0 | 0 | 0 | [6 empty] | 0 | 1 | 1 | EA | 1 | Lighting Controls | [7 empty] | Nickel | [16 empty] | Traditional |  |  | Dimmers | [242 empty] | <a href="https://www.lutron.com/TechnicalDocumentLibrary/0301689.pdf" target="_blank">Installation Instructions</a> | [23 empty] | 10.000 DW |  |  | 2.8000 IN | [89 empty] | 1.000 EA | 1.000 EA | [35 empty] | No | [42 empty] | https://www.lutron.com/technicaldocumentlibrary/spec%20guide%20volume%201%20with%20addendums.pdf#page=20 | [7 empty] | Shelf Stock | [13 empty] | <a href="https://www.lutron.com/TechnicalDocumentLibrary/368-4493_Page_2.pdf" target="_blank">Tech Drawing</a> | [25 empty] | 39122206 | [13 empty] | <a href="https://www.lutron.com/TechnicalDocumentLibrary/369-119_Wallbox_Warranty.pdf" target="_blank">Warranty Information</a> |  |  |  |  | 0.250 L | [14 empty] | 0 | 0 | 0 | 0 | Lighting Fixtures | 2016-07-15 12:17 | 2024-07-20 11:13 | 0000-00-00 00:00:00 | 2024-07-20 11:13 | 0000-00-00 00:00:00 | [6 empty] | Almond
1 | Lutron Electronics | S-10PH-AL | 4460-1741 | 4460 | 1741 | Lutron Electronics | S-10PH-AL.jpg | 27557691642 | SKYLARK 1000W PSET AL CLAMSHELL | Skylark Dimmer with On/Off Switch, Incandescent/Halogen, Single-pole, preset, 120V/1000W, clamshell packaging in almond |  | 4.1 | 6.1 |  | S-10PH-AL.jpg | http://grandbrass.xologic.com/vendors/4460/large/S-10PH-AL.jpg | [47 empty] | 0 | 0 | 0 | [6 empty] | 0 | 1 | 1 | EA | 1 | Lighting Controls | [7 empty] | Nickel | [16 empty] | Traditional |  |  | Dimmers | [242 empty] | <a href="https://www.lutron.com/TechnicalDocumentLibrary/0301370.pdf" target="_blank">Installation Instructions</a> | [23 empty] | 2.000 DW |  |  | 2.8000 IN | [89 empty] | 1.000 EA | 1.000 EA | [35 empty] | No | [42 empty] | https://www.lutron.com/technicaldocumentlibrary/spec%20guide%20volume%201%20with%20addendums.pdf#page=20 | [7 empty] | Shelf Stock | [13 empty] | <a href="https://www.lutron.com/TechnicalDocumentLibrary/368-4493_Page_2.pdf" target="_blank">Tech Drawing</a> | [25 empty] | 39122206 | [13 empty] | <a href="https://www.lutron.com/TechnicalDocumentLibrary/369-119_Wallbox_Warranty.pdf" target="_blank">Warranty Information</a> |  |  |  |  | 0.200 L | [14 empty] | 0 | 0 | 0 | 0 | Lighting Fixtures | 2016-07-15 12:17 | 2024-07-20 11:05 | 0000-00-00 00:00:00 | 2024-07-20 11:05 | 0000-00-00 00:00:00 | [6 empty] | Almond
1 | Lutron Electronics | S-103PH-AL | 4460-1743 | 4460 | 1743 | Lutron Electronics | S-103PH-AL.jpg | 27557691666 | SKYLARK 1000W 3WY AL CLAMSHELL | Skylark Dimmer with On/Off Switch, Incandescent/Halogen, 3-way, preset, 120V/1000W, clamshell packaging in almond |  | 4.1 | 6.1 |  | S-103PH-AL.jpg | http://grandbrass.xologic.com/vendors/4460/large/S-103PH-AL.jpg | [47 empty] | 0 | 0 | 0 | [6 empty] | 0 | 1 | 1 | EA | 1 | Lighting Controls | [7 empty] | Nickel | [16 empty] | Traditional |  |  | Dimmers | [242 empty] | <a href="https://www.lutron.com/TechnicalDocumentLibrary/0301689.pdf" target="_blank">Installation Instructions</a> | [23 empty] | 2.000 DW |  |  | 2.8000 IN | [89 empty] | 1.000 EA | 1.000 EA | [35 empty] | No | [42 empty] | https://www.lutron.com/technicaldocumentlibrary/spec%20guide%20volume%201%20with%20addendums.pdf#page=20 | [7 empty] | Shelf Stock | [13 empty] | <a href="https://www.lutron.com/TechnicalDocumentLibrary/368-4493_Page_5.pdf" target="_blank">Tech Drawing</a> | [25 empty] | 39122206 | [13 empty] | <a href="https://www.lutron.com/TechnicalDocumentLibrary/369-119_Wallbox_Warranty.pdf" target="_blank">Warranty Information</a> |  |  |  |  | 0.350 L | [14 empty] | 0 | 0 | 0 | 0 | Lighting Fixtures | 2016-07-15 12:17 | 2024-07-20 11:11 | 0000-00-00 00:00:00 | 2024-07-20 11:11 | 0000-00-00 00:00:00 | [6 empty] | Almond
4 | Lutron Electronics | SFSQ-FH-AL | 4460-1746 | 4460 | 1746 | Lutron Electronics | SFSQ-FH-AL.jpg | 27557691697 | SKYLARK QUIET FAN AL CLAMSHELL | Skylark Fan-Speed Control, Single-pole, quiet 3-speed, 120V/1.5A, clamshell packaging in almond |  | 4.1 | 6.1 |  | SFSQ-FH-AL.jpg | http://grandbrass.xologic.com/vendors/4460/large/SFSQ-FH-AL.jpg | [47 empty] | 0 | 0 | 0 | [6 empty] | 0 | 1 | 1 | EA | 1 | Fan Accessories |  |  | Control And Automation |  | Switches |  | Speed Switch | Nickel | [16 empty] | Traditional |  |  | Fan Wall Mount Controls | [242 empty] | <a href="https://www.lutron.com/TechnicalDocumentLibrary/033206.pdf" target="_blank">Installation Instructions</a> | [23 empty] | 30.000 DW |  |  | 2.8000 IN | [89 empty] | 1.000 EA | 1.000 EA | [35 empty] | No | [42 empty] | https://www.lutron.com/technicaldocumentlibrary/spec%20guide%20volume%201%20with%20addendums.pdf#page=20 | [7 empty] | Shelf Stock | [13 empty] | <a href="https://www.lutron.com/TechnicalDocumentLibrary/368-4493_Page_2.pdf" target="_blank">Tech Drawing</a> | [25 empty] | 39122240 | [13 empty] | <a href="https://www.lutron.com/TechnicalDocumentLibrary/369-119_Wallbox_Warranty.pdf" target="_blank">Warranty Information</a> |  |  |  |  | 0.300 L | [14 empty] | 0 | 0 | 0 | 0 | Electrical | 2016-07-15 12:17 | 2024-07-20 11:13 | 0000-00-00 00:00:00 | 2025-11-29 02:00 | 0000-00-00 00:00:00 | [6 empty] | Almond
1 | Lutron Electronics | SFSQ-LFH-AL | 4460-1747 | 4460 | 1747 | Lutron Electronics | Ecom_SFSQ-LFH-AL_nowallplate.jpeg?w=1500 | 27557691703 | SKYLARK QUIET FAN CLAMSHELL AL | Skylark Fan-Speed Control, Single-pole, quiet 3-speed, 120V/360W light, 1.5A fan, clamshell packaging in almond |  | 4.1 | 6.1 | [50 empty] | 0 | 0 | 0 | [6 empty] | 0 | 1 | 1 | EA | 1 | Lighting Controls | [7 empty] | Nickel | [16 empty] | Traditional |  |  | Lightswitches | [242 empty] | <a href="https://www.lutron.com/TechnicalDocumentLibrary/033203.pdf" target="_blank">Installation Instructions</a> | [23 empty] | 10.000 DW |  |  | 2.8000 IN | [89 empty] | 1.000 EA | 1.000 EA | [35 empty] | No | [42 empty] | https://www.lutron.com/technicaldocumentlibrary/spec%20guide%20volume%201%20with%20addendums.pdf#page=20 | [7 empty] | Shelf Stock | [13 empty] | <a href="https://www.lutron.com/TechnicalDocumentLibrary/368-4493_Page_31.pdf" target="_blank">Tech Drawing</a> | [25 empty] | 39122232 | [6 empty] | <a href="https://www.lutron.com/Education-Training/Tools/Pages/InstallDimmer.aspx?syst=Dimmers+%26+Switches&prodn=Skylark%c2%ae+dimmer" target="_blank">Product Video Clip</a> | [6 empty] | <a href="https://www.lutron.com/TechnicalDocumentLibrary/369-119_Wallbox_Warranty.pdf" target="_blank">Warranty Information</a> |  |  |  |  | 0.300 L | [14 empty] | 0 | 0 | 0 | 0 | Lighting Fixtures | 2016-07-15 12:17 | 2024-07-20 11:13 | 0000-00-00 00:00:00 | 2024-07-20 11:13 | 0000-00-00 00:00:00 | [6 empty] | Almond
1 | Lutron Electronics | S2-LFH-AL | 4460-1749 | 4460 | 1749 | Lutron Electronics | S2-LFH-AL.jpg | 27557691727 | SKYLARK LT/FAN AL CLAMSHELL | Skylark Fan/Light Control, Single-pole, fully variable fan control and dimmer, 120V/300W light, 2.5A fan, clamshell packaging in almond |  | 2.4 | 5.8 |  | S2-LFH-AL.jpg | http://grandbrass.xologic.com/vendors/4460/large/S2-LFH-AL.jpg | [47 empty] | 0 | 0 | 0 | [6 empty] | 0 | 1 | 1 | EA | 1 | Lighting Controls | [7 empty] | Nickel | [16 empty] | Traditional |  |  | Lightswitches | [242 empty] | <a href="https://www.lutron.com/TechnicalDocumentLibrary/0301992.pdf" target="_blank">Installation Instructions</a> | [23 empty] | 5.000 DW |  |  | 4.0000 IN | [89 empty] | 1.000 EA | 1.000 EA | [35 empty] | No | [42 empty] | https://www.lutron.com/technicaldocumentlibrary/spec%20guide%20volume%201%20with%20addendums.pdf#page=20 | [7 empty] | Shelf Stock | [13 empty] | <a href="https://www.lutron.com/TechnicalDocumentLibrary/368-4493_Page_30.pdf" target="_blank">Tech Drawing</a> | [25 empty] | 39122232 | [13 empty] | <a href="https://www.lutron.com/TechnicalDocumentLibrary/369-119_Wallbox_Warranty.pdf" target="_blank">Warranty Information</a> |  |  |  |  | 0.310 L | [14 empty] | 0 | 0 | 0 | 0 | Lighting Fixtures | 2016-07-15 12:17 | 2024-07-20 11:04 | 0000-00-00 00:00:00 | 2024-07-20 11:04 | 0000-00-00 00:00:00 | [6 empty] | Almond
1 | Lutron Electronics | S2-LFSQH-AL | 4460-1750 | 4460 | 1750 | Lutron Electronics | S2-LFSQH-AL.jpg | 27557691734 | SKYLARK DUAL LGT/QUIET FAN AL CLAMSHELL | Skylark Fan/Light Control, Single-pole, quiet 3-speed and dimmer, 120V/300W light, 1.5A fan, clamshell packaging in almond |  | 4.1 | 6.1 |  | S2-LFSQH-AL.jpg | http://grandbrass.xologic.com/vendors/4460/large/S2-LFSQH-AL.jpg | [47 empty] | 0 | 0 | 0 | [6 empty] | 0 | 1 | 1 | EA | 1 | Lighting Controls | [7 empty] | Nickel | [16 empty] | Traditional |  |  | Lightswitches | [242 empty] | <a href="https://www.lutron.com/TechnicalDocumentLibrary/0301992.pdf" target="_blank">Installation Instructions</a> | [23 empty] | 15.000 DW |  |  | 2.8000 IN | [89 empty] | 1.000 EA | 1.000 EA | [35 empty] | No | [42 empty] | https://www.lutron.com/technicaldocumentlibrary/spec%20guide%20volume%201%20with%20addendums.pdf#page=20 | [7 empty] | Shelf Stock | [13 empty] | <a href="https://www.lutron.com/TechnicalDocumentLibrary/368-4493_Page_30.pdf" target="_blank">Tech Drawing</a> | [25 empty] | 39122232 | [13 empty] | <a href="https://www.lutron.com/TechnicalDocumentLibrary/369-119_Wallbox_Warranty.pdf" target="_blank">Warranty Information</a> |  |  |  |  | 0.350 L | [14 empty] | 0 | 0 | 0 | 0 | Lighting Fixtures | 2016-07-15 12:17 | 2024-07-20 11:08 | 0000-00-00 00:00:00 | 2024-07-20 11:08 | 0000-00-00 00:00:00 | [6 empty] | Almond
4 | Lutron Electronics | SFS-5EH-AL | 4460-1751 | 4460 | 1751 | Lutron Electronics | Ecom_SFS-5E-AL_WithWallPlate.jpeg?w=1500 | 27557691741 | SKYLARK FAN SPEED AL CLAMSHELL | Skylark Fan-Speed Control, Single-pole, slide-to-off, fully variable fan control, 120V/5A, clamshell packaging in almond |  | 2.4 | 6 | [50 empty] | 0 | 0 | 0 | [6 empty] | 0 | 1 | 1 | EA | 1 |  |  |  | Control And Automation |  | Switches |  | Speed Switch | Nickel | [16 empty] | Traditional | [245 empty] | <a href="https://www.lutron.com/TechnicalDocumentLibrary/033203.pdf" target="_blank">Installation Instructions</a> | [23 empty] | 5.000 DW |  |  | 6.9000 IN | [89 empty] | 1.000 EA | 1.000 EA | [35 empty] | No | [42 empty] | https://www.lutron.com/technicaldocumentlibrary/spec%20guide%20volume%201%20with%20addendums.pdf#page=20 | [7 empty] | Shelf Stock | [13 empty] | <a href="https://www.lutron.com/TechnicalDocumentLibrary/368-4493_Page_31.pdf" target="_blank">Tech Drawing</a> | [25 empty] | 39122240 | [13 empty] | <a href="https://www.lutron.com/TechnicalDocumentLibrary/369-119_Wallbox_Warranty.pdf" target="_blank">Warranty Information</a> |  |  |  |  | 0.240 L | [14 empty] | 0 | 0 | 0 | 0 | Electrical | 2016-07-15 12:17 | 2024-07-20 11:08 | 0000-00-00 00:00:00 | 2024-07-20 11:08 | 0000-00-00 00:00:00 | [6 empty] | Almond
4 | Lutron Electronics | DVFSQ-F-GR | 4460-1752 | 4460 | 1752 | Lutron Electronics | Ecom_DVFSQ-F-GR_nowallplate.jpeg | 27557691758 | DIVA QUIET FANSPEED GRAY | Lutron Diva 3-Speed 1.5A Fan Control, Single-Pole/3-Way, Gray |  | 2.3 | 4.5 |  | Ecom_DVFSQ-F-GR_nowallplate.jpeg | http://grandbrass.xologic.com/vendors/4460/large/Ecom_DVFSQ-F-GR_nowallplate.jpeg | [47 empty] | 0 | 0 | 0 | [6 empty] | 0 | 1 | 1 | EA | 1 | Fan Accessories |  |  | Control And Automation |  | Switches |  | Speed Switch | Gray | [16 empty] | Traditional |  |  | Fan Wall Mount Controls | [242 empty] | <a href="https://www.lutron.com/TechnicalDocumentLibrary/0301990.pdf" target="_blank">Installation Instructions</a> | [23 empty] | 10.000 DW |  |  | 2.3000 IN | [89 empty] | 1.000 EA | 1.000 EA | [35 empty] | No | [42 empty] | https://www.lutron.com/TechnicalDocumentLibrary/3691042_SPA.pdf | [7 empty] | Shelf Stock | [13 empty] | <a href="https://www.lutron.com/TechnicalDocumentLibrary/368-4493_Page_5.pdf" target="_blank">Tech Drawing</a> | [25 empty] | 39122240 | [13 empty] | <a href="https://www.lutron.com/TechnicalDocumentLibrary/369-119_Wallbox_Warranty.pdf" target="_blank">Warranty Information</a> |  |  |  |  | 0.250 L | [14 empty] | 0 | 0 | 0 | 0 | Electrical | 2016-07-15 12:17 | 2024-07-20 11:08 | 0000-00-00 00:00:00 | 2025-11-29 02:00 | 0000-00-00 00:00:00 | [6 empty] | Gray
4 | Lutron Electronics | DVFSQ-F-BR | 4460-1753 | 4460 | 1753 | Lutron Electronics | Ecom_DVFSQ-F-BR_nowallplate.jpeg | 27557691765 | DIVA QUIET FANSPEED BROWN | Lutron Diva 3-Speed 1.5A Fan Control, Single-Pole/3-Way, Brown |  | 2.3 | 4.5 |  | Ecom_DVFSQ-F-BR_nowallplate.jpeg | http://grandbrass.xologic.com/vendors/4460/large/Ecom_DVFSQ-F-BR_nowallplate.jpeg | [47 empty] | 0 | 0 | 0 | [6 empty] | 0 | 1 | 1 | EA | 1 | Fan Accessories |  |  | Control And Automation |  | Switches |  | Speed Switch | Brown | [16 empty] | Traditional |  |  | Fan Wall Mount Controls | [242 empty] | <a href="https://www.lutron.com/TechnicalDocumentLibrary/0301990.pdf" target="_blank">Installation Instructions</a> | [23 empty] | 10.000 DW |  |  | 2.3000 IN | [89 empty] | 1.000 EA | 1.000 EA | [35 empty] | No | [42 empty] | https://www.lutron.com/TechnicalDocumentLibrary/3691042_SPA.pdf | [7 empty] | Shelf Stock | [13 empty] | <a href="https://www.lutron.com/TechnicalDocumentLibrary/368-4493_Page_5.pdf" target="_blank">Tech Drawing</a> | [25 empty] | 39122240 | [13 empty] | <a href="https://www.lutron.com/TechnicalDocumentLibrary/369-119_Wallbox_Warranty.pdf" target="_blank">Warranty Information</a> |  |  |  |  | 0.250 L | [14 empty] | 0 | 0 | 0 | 0 | Electrical | 2016-07-15 12:17 | 2024-07-20 11:08 | 0000-00-00 00:00:00 | 2025-11-29 02:00 | 0000-00-00 00:00:00 | [6 empty] | Brown
4 | Lutron Electronics | DVFSQ-F-BL | 4460-1754 | 4460 | 1754 | Lutron Electronics | Ecom_DVFSQ-F-BL_nowallplate.jpeg | 27557691772 | DIVA QUIET FANSPEED BLACK | Lutron Diva 3-Speed 1.5A Fan Control, Single-Pole/3-Way, Black |  | 2.3 | 4.5 |  | Ecom_DVFSQ-F-BL_nowallplate.jpeg | http://grandbrass.xologic.com/vendors/4460/large/Ecom_DVFSQ-F-BL_nowallplate.jpeg | [47 empty] | 0 | 0 | 0 | [6 empty] | 0 | 1 | 1 | EA | 1 | Fan Accessories |  |  | Control And Automation |  | Switches |  | Speed Switch | Black | [16 empty] | Traditional |  |  | Fan Wall Mount Controls | [242 empty] | <a href="https://www.lutron.com/TechnicalDocumentLibrary/0301990.pdf" target="_blank">Installation Instructions</a> | [23 empty] | 10.000 DW |  |  | 2.3000 IN | [89 empty] | 1.000 EA | 1.000 EA | [35 empty] | No | [42 empty] | https://www.lutron.com/TechnicalDocumentLibrary/3691042_SPA.pdf | [7 empty] | Shelf Stock | [13 empty] | <a href="https://www.lutron.com/TechnicalDocumentLibrary/368-4493_Page_5.pdf" target="_blank">Tech Drawing</a> | [25 empty] | 39122240 | [13 empty] | <a href="https://www.lutron.com/TechnicalDocumentLibrary/369-119_Wallbox_Warranty.pdf" target="_blank">Warranty Information</a> |  |  |  |  | 0.250 L | [14 empty] | 0 | 0 | 0 | 0 | Electrical | 2016-07-15 12:17 | 2024-07-20 11:05 | 0000-00-00 00:00:00 | 2025-11-29 02:00 | 0000-00-00 00:00:00 | [6 empty] | Black
4 | Lutron Electronics | DVFSQ-F-AL | 4460-1755 | 4460 | 1755 | Lutron Electronics | Ecom_DVFSQ-F-AL_nowallplate.jpeg | 27557691789 | DIVA QUIET FANSPEED ALMOND | Lutron Diva 3-Speed 1.5A Fan Control, Single-Pole/3-Way, Almond |  | 2.3 | 4.5 |  | Ecom_DVFSQ-F-AL_nowallplate.jpeg | http://grandbrass.xologic.com/vendors/4460/large/Ecom_DVFSQ-F-AL_nowallplate.jpeg | [47 empty] | 0 | 0 | 0 | [6 empty] | 0 | 1 | 1 | EA | 1 | Fan Accessories |  |  | Control And Automation |  | Switches |  | Speed Switch | Nickel | [16 empty] | Traditional |  |  | Fan Wall Mount Controls | [242 empty] | <a href="https://www.lutron.com/TechnicalDocumentLibrary/0301990.pdf" target="_blank">Installation Instructions</a> | [23 empty] | 10.000 DW |  |  | 2.3000 IN | [89 empty] | 1.000 EA | 1.000 EA | [35 empty] | No | [42 empty] | https://www.lutron.com/TechnicalDocumentLibrary/3691042_SPA.pdf | [7 empty] | Shelf Stock | [13 empty] | <a href="https://www.lutron.com/TechnicalDocumentLibrary/368-4493_Page_5.pdf" target="_blank">Tech Drawing</a> | [25 empty] | 39122240 | [13 empty] | <a href="https://www.lutron.com/TechnicalDocumentLibrary/369-119_Wallbox_Warranty.pdf" target="_blank">Warranty Information</a> |  |  |  |  | 0.250 L | [14 empty] | 0 | 0 | 0 | 0 | Electrical | 2016-07-15 12:17 | 2024-07-20 11:09 | 0000-00-00 00:00:00 | 2025-11-29 02:00 | 0000-00-00 00:00:00 | [6 empty] | Almond
4 | Lutron Electronics | DVFSQ-F-IV | 4460-1756 | 4460 | 1756 | Lutron Electronics | Ecom_DVFSQ-F-IV_nowallplate.jpeg | 27557691796 | DIVA QUIET FANSPEED IVORY | Lutron Diva 3-Speed 1.5A Fan Control, Single-Pole/3-Way, Ivory |  | 2.3 | 4.5 |  | Ecom_DVFSQ-F-IV_nowallplate.jpeg | http://grandbrass.xologic.com/vendors/4460/large/Ecom_DVFSQ-F-IV_nowallplate.jpeg | [47 empty] | 0 | 0 | 0 | [6 empty] | 0 | 1 | 1 | EA | 1 | Fan Accessories |  |  | Control And Automation |  | Switches |  | Speed Switch | White | [16 empty] | Traditional |  |  | Fan Wall Mount Controls | [242 empty] | <a href="https://www.lutron.com/TechnicalDocumentLibrary/0301990.pdf" target="_blank">Installation Instructions</a> | [23 empty] | 10.000 DW |  |  | 2.3000 IN | [89 empty] | 1.000 EA | 1.000 EA | [35 empty] | No | [42 empty] | https://www.lutron.com/TechnicalDocumentLibrary/3691042_FRE.pdf | [7 empty] | Shelf Stock | [13 empty] | <a href="https://www.lutron.com/TechnicalDocumentLibrary/368-4493_Page_5.pdf" target="_blank">Tech Drawing</a> | [25 empty] | 39122240 | [13 empty] | <a href="https://www.lutron.com/TechnicalDocumentLibrary/369-119_Wallbox_Warranty.pdf" target="_blank">Warranty Information</a> |  |  |  |  | 0.250 L | [14 empty] | 0 | 0 | 0 | 0 | Electrical | 2016-07-15 12:17 | 2024-07-20 11:09 | 0000-00-00 00:00:00 | 2025-11-29 02:00 | 0000-00-00 00:00:00 | [6 empty] | Ivory
4 | Lutron Electronics | DVFSQ-F-WH | 4460-1757 | 4460 | 1757 | Lutron Electronics | Ecom_DVFSQ-F-WH_nowallplate.jpeg | 27557691802 | DIVA QUIET FANSPEED WHITE | Lutron Diva 3-Speed 1.5A Fan Control, Single-Pole/3-Way, White |  | 2.3 | 4.5 |  | Ecom_DVFSQ-F-WH_nowallplate.jpeg | http://grandbrass.xologic.com/vendors/4460/large/Ecom_DVFSQ-F-WH_nowallplate.jpeg | [47 empty] | 0 | 0 | 0 | [6 empty] | 0 | 1 | 1 | EA | 1 | Fan Accessories |  |  | Control And Automation |  | Switches |  | Speed Switch | White | [16 empty] | Traditional |  |  | Fan Wall Mount Controls | [242 empty] | <a href="https://www.lutron.com/TechnicalDocumentLibrary/0301990.pdf" target="_blank">Installation Instructions</a> | [23 empty] | 10.000 DW |  |  | 2.3000 IN | [89 empty] | 1.000 EA | 1.000 EA | [35 empty] | No | [42 empty] | https://www.lutron.com/TechnicalDocumentLibrary/3691042_SPA.pdf | [7 empty] | Shelf Stock | [13 empty] | <a href="https://www.lutron.com/TechnicalDocumentLibrary/368-4493_Page_5.pdf" target="_blank">Tech Drawing</a> | [25 empty] | 39122240 | [13 empty] | <a href="https://www.lutron.com/TechnicalDocumentLibrary/369-119_Wallbox_Warranty.pdf" target="_blank">Warranty Information</a> |  |  |  |  | 0.250 L | [14 empty] | 0 | 0 | 0 | 0 | Electrical | 2016-07-15 12:17 | 2024-07-20 11:10 | 0000-00-00 00:00:00 | 2025-11-29 02:00 | 0000-00-00 00:00:00 | [6 empty] | White
4 | Lutron Electronics | CW-1-WH | 4460-1758 | 4460 | 1758 | Lutron Electronics | Ecom_CW-1-WH.jpeg | 27557692052 | CLARO WALLPLATE 1 GNG WH | Claro Wallplate, Gloss Finish, Single-gang in white |  | 4.25 | 6.25 |  | Ecom_CW-1-WH.jpeg | http://grandbrass.xologic.com/vendors/4460/large/Ecom_CW-1-WH.jpeg | [47 empty] | 0 | 0 | 0 | [6 empty] | 0 | 1 | 1 | EA | 1 | Lighting Controls |  |  | Fittings and Hardware |  | Electrical Hardware And Supplies |  | Wallplates | White | [16 empty] | Traditional |  |  | Switch Plates | [242 empty] | <a href="https://www.lutron.com/TechnicalDocumentLibrary/03099903B.pdf" target="_blank">Installation Instructions</a> | [23 empty] | 2.000 DW |  |  | 0.5400 IN | [7 empty] | <a href="https://www.lutron.com/TechnicalDocumentLibrary/Claro_Family.pdf" target="_blank">Line Drawing</a> | [81 empty] | 1.000 EA | 1.000 EA | [35 empty] | No | [42 empty] | https://www.lutron.com/TechnicalDocumentLibrary/Maestro.pdf | [7 empty] | Shelf Stock | [39 empty] | 39121704 | [13 empty] | <a href="https://www.lutron.com/TechnicalDocumentLibrary/369-119_Wallbox_Warranty.pdf" target="_blank">Warranty Information</a> |  |  |  |  | 0.100 L | [14 empty] | 0 | 0 | 0 | 0 | Electrical | 2016-07-15 12:17 | 2024-07-20 11:11 | 0000-00-00 00:00:00 | 2025-11-29 02:00 | 0000-00-00 00:00:00 | [6 empty] | White
4 | Lutron Electronics | CW-1-IV | 4460-1759 | 4460 | 1759 | Lutron Electronics | Ecom_CW-1-IV.jpeg | 27557692069 | CLARO WALLPLATE 1 GNG IV | Claro Wallplate, Gloss Finish, Single-gang in ivory |  | 3.75 | 0.4 |  | Ecom_CW-1-IV.jpeg | http://grandbrass.xologic.com/vendors/4460/large/Ecom_CW-1-IV.jpeg | [47 empty] | 0 | 0 | 0 | [6 empty] | 0 | 1 | 1 | EA | 1 | Lighting Controls |  |  | Fittings and Hardware |  | Electrical Hardware And Supplies |  | Wallplates | White | [16 empty] | Traditional |  |  | Switch Plates | [242 empty] | <a href="https://www.lutron.com/TechnicalDocumentLibrary/03099903B.pdf" target="_blank">Installation Instructions</a> | [23 empty] | 2.000 DW |  |  | 5.5000 IN | [7 empty] | <a href="https://www.lutron.com/TechnicalDocumentLibrary/Claro_Family.pdf" target="_blank">Line Drawing</a> | [81 empty] | 1.000 EA | 1.000 EA | [35 empty] | No | [42 empty] | https://www.lutron.com/TechnicalDocumentLibrary/Maestro.pdf | [7 empty] | Shelf Stock | [39 empty] | 39121704 | [13 empty] | <a href="https://www.lutron.com/TechnicalDocumentLibrary/369-119_Wallbox_Warranty.pdf" target="_blank">Warranty Information</a> |  |  |  |  | 0.100 L | [14 empty] | 0 | 0 | 0 | 0 | Electrical | 2016-07-15 12:17 | 2024-07-20 11:08 | 0000-00-00 00:00:00 | 2025-11-29 02:00 | 0000-00-00 00:00:00 | [6 empty] | Ivory
4 | Lutron Electronics | CW-1-AL | 4460-1760 | 4460 | 1760 | Lutron Electronics | Ecom_CW-1-AL.jpeg | 27557692076 | CLARO WALLPLATE 1 GNG AL | Claro Wallplate, Gloss Finish, Single-gang in almond |  | 3.75 | 0.4 |  | Ecom_CW-1-AL.jpeg | http://grandbrass.xologic.com/vendors/4460/large/Ecom_CW-1-AL.jpeg | [47 empty] | 0 | 0 | 0 | [6 empty] | 0 | 1 | 1 | EA | 1 | Lighting Controls |  |  | Fittings and Hardware |  | Electrical Hardware And Supplies |  | Wallplates | Nickel | [16 empty] | Traditional |  |  | Switch Plates | [242 empty] | <a href="https://www.lutron.com/TechnicalDocumentLibrary/03099903B.pdf" target="_blank">Installation Instructions</a> | [23 empty] | 10.000 DW |  |  | 5.5000 IN | [7 empty] | <a href="https://www.lutron.com/TechnicalDocumentLibrary/Claro_Family.pdf" target="_blank">Line Drawing</a> | [81 empty] | 1.000 EA | 1.000 EA | [35 empty] | No | [42 empty] | https://www.lutron.com/TechnicalDocumentLibrary/Maestro.pdf | [7 empty] | Shelf Stock | [39 empty] | 39121704 | [13 empty] | <a href="https://www.lutron.com/TechnicalDocumentLibrary/369-119_Wallbox_Warranty.pdf" target="_blank">Warranty Information</a> |  |  |  |  | 0.100 L | [14 empty] | 0 | 0 | 0 | 0 | Electrical | 2016-07-15 12:17 | 2024-07-20 11:05 | 0000-00-00 00:00:00 | 2025-11-29 02:00 | 0000-00-00 00:00:00 | [6 empty] | Almond
4 | Lutron Electronics | CW-1-GR | 4460-1761 | 4460 | 1761 | Lutron Electronics | Ecom_CW-1-GR.jpeg | 27557692083 | CLARO WALLPLATE 1 GNG GR | Claro Wallplate, Gloss Finish, Single-gang in gray |  | 4.25 | 6.25 |  | Ecom_CW-1-GR.jpeg | http://grandbrass.xologic.com/vendors/4460/large/Ecom_CW-1-GR.jpeg | [47 empty] | 0 | 0 | 0 | [6 empty] | 0 | 1 | 1 | EA | 1 | Lighting Controls |  |  | Fittings and Hardware |  | Electrical Hardware And Supplies |  | Wallplates | Gray | [16 empty] | Traditional |  |  | Switch Plates | [242 empty] | <a href="https://www.lutron.com/TechnicalDocumentLibrary/03099903B.pdf" target="_blank">Installation Instructions</a> | [23 empty] | 10.000 DW |  |  | 0.5400 IN | [7 empty] | <a href="https://www.lutron.com/TechnicalDocumentLibrary/Claro_Family.pdf" target="_blank">Line Drawing</a> | [81 empty] | 1.000 EA | 1.000 EA | [35 empty] | No | [42 empty] | https://www.lutron.com/TechnicalDocumentLibrary/Maestro.pdf | [7 empty] | Shelf Stock | [39 empty] | 39121704 | [13 empty] | <a href="https://www.lutron.com/TechnicalDocumentLibrary/369-119_Wallbox_Warranty.pdf" target="_blank">Warranty Information</a> |  |  |  |  | 0.100 L | [14 empty] | 0 | 0 | 0 | 0 | Electrical | 2016-07-15 12:17 | 2024-07-20 11:08 | 0000-00-00 00:00:00 | 2025-11-29 02:00 | 0000-00-00 00:00:00 | [6 empty] | Gray
4 | Lutron Electronics | CW-1-BR | 4460-1762 | 4460 | 1762 | Lutron Electronics | Ecom_CW-1-BR.jpeg | 27557692090 | CLARO WALLPLATE 1 GNG BR | Claro Wallplate, Gloss Finish, Single-gang in brown |  | 3.75 | 0.4 |  | Ecom_CW-1-BR.jpeg | http://grandbrass.xologic.com/vendors/4460/large/Ecom_CW-1-BR.jpeg | [47 empty] | 0 | 0 | 0 | [6 empty] | 0 | 1 | 1 | EA | 1 | Lighting Controls |  |  | Fittings and Hardware |  | Electrical Hardware And Supplies |  | Wallplates | Brown | [16 empty] | Traditional |  |  | Switch Plates | [242 empty] | <a href="https://www.lutron.com/TechnicalDocumentLibrary/03099903B.pdf" target="_blank">Installation Instructions</a> | [23 empty] | 10.000 DW |  |  | 5.5000 IN | [7 empty] | <a href="https://www.lutron.com/TechnicalDocumentLibrary/Claro_Family.pdf" target="_blank">Line Drawing</a> | [81 empty] | 1.000 EA | 1.000 EA | [35 empty] | No | [42 empty] | https://www.lutron.com/TechnicalDocumentLibrary/Maestro.pdf | [7 empty] | Shelf Stock | [39 empty] | 39121704 | [13 empty] | <a href="https://www.lutron.com/TechnicalDocumentLibrary/369-119_Wallbox_Warranty.pdf" target="_blank">Warranty Information</a> |  |  |  |  | 0.100 L | [14 empty] | 0 | 0 | 0 | 0 | Electrical | 2016-07-15 12:17 | 2024-07-20 11:06 | 0000-00-00 00:00:00 | 2025-11-29 02:00 | 0000-00-00 00:00:00 | [6 empty] | Brown
4 | Lutron Electronics | CW-1-BL | 4460-1763 | 4460 | 1763 | Lutron Electronics | Ecom_CW-1-BL.jpeg | 27557692106 | CLARO WALLPLATE 1 GNG BL | Claro Wallplate, Gloss Finish, Single-gang in black |  | 3.9 | 0.6 |  | Ecom_CW-1-BL.jpeg | http://grandbrass.xologic.com/vendors/4460/large/Ecom_CW-1-BL.jpeg | [47 empty] | 0 | 0 | 0 | [6 empty] | 0 | 1 | 1 | EA | 1 | Lighting Controls |  |  | Fittings and Hardware |  | Electrical Hardware And Supplies |  | Wallplates | Black | [16 empty] | Traditional |  |  | Switch Plates | [242 empty] | <a href="https://www.lutron.com/TechnicalDocumentLibrary/03099903B.pdf" target="_blank">Installation Instructions</a> | [23 empty] | 10.000 DW |  |  | 5.9000 IN | [7 empty] | <a href="https://www.lutron.com/TechnicalDocumentLibrary/Claro_Family.pdf" target="_blank">Line Drawing</a> | [81 empty] | 1.000 EA | 1.000 EA | [35 empty] | No | [42 empty] | https://www.lutron.com/TechnicalDocumentLibrary/Maestro.pdf | [7 empty] | Shelf Stock | [39 empty] | 39121704 | [13 empty] | <a href="https://www.lutron.com/TechnicalDocumentLibrary/369-119_Wallbox_Warranty.pdf" target="_blank">Warranty Information</a> |  |  |  |  | 0.100 L | [14 empty] | 0 | 0 | 0 | 0 | Electrical | 2016-07-15 12:17 | 2024-07-20 11:09 | 0000-00-00 00:00:00 | 2025-11-29 02:00 | 0000-00-00 00:00:00 | [6 empty] | Black
4 | Lutron Electronics | CW-2-WH | 4460-1764 | 4460 | 1764 | Lutron Electronics | Ecom_CW-2-WH.jpeg | 27557692113 | CLARO WALLPLATE 2 GNG WH | Claro Wallplate, Gloss Finish, Two-gang in white |  | 6 | 0.6 |  | Ecom_CW-2-WH.jpeg | http://grandbrass.xologic.com/vendors/4460/large/Ecom_CW-2-WH.jpeg | [47 empty] | 0 | 0 | 0 | [6 empty] | 0 | 1 | 1 | EA | 1 | Lighting Controls |  |  | Fittings and Hardware |  | Electrical Hardware And Supplies |  | Wallplates | White | [16 empty] | Traditional |  |  | Switch Plates | [242 empty] | <a href="https://www.lutron.com/TechnicalDocumentLibrary/03099903B.pdf" target="_blank">Installation Instructions</a> | [23 empty] | 2.000 DW |  |  | 6.7500 IN | [7 empty] | <a href="https://www.lutron.com/TechnicalDocumentLibrary/Claro_Family.pdf" target="_blank">Line Drawing</a> | [81 empty] | 1.000 EA | 1.000 EA | [35 empty] | No | [42 empty] | https://www.lutron.com/TechnicalDocumentLibrary/Maestro.pdf | [7 empty] | Shelf Stock | [39 empty] | 39121704 | [13 empty] | <a href="https://www.lutron.com/TechnicalDocumentLibrary/369-119_Wallbox_Warranty.pdf" target="_blank">Warranty Information</a> |  |  |  |  | 0.150 L | [14 empty] | 0 | 0 | 0 | 0 | Electrical | 2016-07-15 12:17 | 2024-07-20 11:07 | 0000-00-00 00:00:00 | 2025-11-29 02:00 | 0000-00-00 00:00:00 | [6 empty] | White
4 | Lutron Electronics | CW-2-AL | 4460-1765 | 4460 | 1765 | Lutron Electronics | Ecom_CW-2-AL.jpeg | 27557692120 | CLARO WALLPLATE 2 GNG AL | Claro Wallplate, Gloss Finish, Two-gang in almond |  | 6 | 0.6 |  | Ecom_CW-2-AL.jpeg | http://grandbrass.xologic.com/vendors/4460/large/Ecom_CW-2-AL.jpeg | [47 empty] | 0 | 0 | 0 | [6 empty] | 0 | 1 | 1 | EA | 1 | Lighting Controls |  |  | Fittings and Hardware |  | Electrical Hardware And Supplies |  | Wallplates | Nickel | [16 empty] | Traditional |  |  | Switch Plates | [242 empty] | <a href="https://www.lutron.com/TechnicalDocumentLibrary/03099903B.pdf" target="_blank">Installation Instructions</a> | [23 empty] | 10.000 DW |  |  | 6.7500 IN | [7 empty] | <a href="https://www.lutron.com/TechnicalDocumentLibrary/Claro_Family.pdf" target="_blank">Line Drawing</a> | [81 empty] | 1.000 EA | 1.000 EA | [35 empty] | No | [42 empty] | https://www.lutron.com/TechnicalDocumentLibrary/Maestro.pdf | [7 empty] | Shelf Stock | [39 empty] | 39121704 | [13 empty] | <a href="https://www.lutron.com/TechnicalDocumentLibrary/369-119_Wallbox_Warranty.pdf" target="_blank">Warranty Information</a> |  |  |  |  | 0.150 L | [14 empty] | 0 | 0 | 0 | 0 | Electrical | 2016-07-15 12:17 | 2024-07-20 11:09 | 0000-00-00 00:00:00 | 2025-11-29 02:00 | 0000-00-00 00:00:00 | [6 empty] | Almond
4 | Lutron Electronics | CW-2-IV | 4460-1766 | 4460 | 1766 | Lutron Electronics | Ecom_CW-2-IV.jpeg | 27557692137 | CLARO WALLPLATE 2 GNG IV | Claro Wallplate, Gloss Finish, Two-gang in ivory |  | 6.5 | 0.4 |  | Ecom_CW-2-IV.jpeg | http://grandbrass.xologic.com/vendors/4460/large/Ecom_CW-2-IV.jpeg | [47 empty] | 0 | 0 | 0 | [6 empty] | 0 | 1 | 1 | EA | 1 | Lighting Controls |  |  | Fittings and Hardware |  | Electrical Hardware And Supplies |  | Wallplates | White | [16 empty] | Traditional |  |  | Switch Plates | [242 empty] | <a href="https://www.lutron.com/TechnicalDocumentLibrary/03099903B.pdf" target="_blank">Installation Instructions</a> | [23 empty] | 10.000 DW |  |  | 5.5000 IN | [7 empty] | <a href="https://www.lutron.com/TechnicalDocumentLibrary/Claro_Family.pdf" target="_blank">Line Drawing</a> | [81 empty] | 1.000 EA | 1.000 EA | [35 empty] | No | [42 empty] | https://www.lutron.com/TechnicalDocumentLibrary/Maestro.pdf | [7 empty] | Shelf Stock | [39 empty] | 39121704 | [13 empty] | <a href="https://www.lutron.com/TechnicalDocumentLibrary/369-119_Wallbox_Warranty.pdf" target="_blank">Warranty Information</a> |  |  |  |  | 0.150 L | [14 empty] | 0 | 0 | 0 | 0 | Electrical | 2016-07-15 12:17 | 2024-07-20 11:07 | 0000-00-00 00:00:00 | 2025-11-29 02:00 | 0000-00-00 00:00:00 | [6 empty] | Ivory
4 | Lutron Electronics | CW-2-GR | 4460-1767 | 4460 | 1767 | Lutron Electronics | Ecom_CW-2-GR.jpeg | 27557692144 | CLARO WALLPLATE 2 GNG GR | Claro Wallplate, Gloss Finish, Two-gang in gray |  | 6 | 7 |  | Ecom_CW-2-GR.jpeg | http://grandbrass.xologic.com/vendors/4460/large/Ecom_CW-2-GR.jpeg | [47 empty] | 0 | 0 | 0 | [6 empty] | 0 | 1 | 1 | EA | 1 | Lighting Controls |  |  | Fittings and Hardware |  | Electrical Hardware And Supplies |  | Wallplates | Gray | [16 empty] | Traditional |  |  | Switch Plates | [242 empty] | <a href="https://www.lutron.com/TechnicalDocumentLibrary/03099903B.pdf" target="_blank">Installation Instructions</a> | [23 empty] | 10.000 DW |  |  | 0.5400 IN | [7 empty] | <a href="https://www.lutron.com/TechnicalDocumentLibrary/Claro_Family.pdf" target="_blank">Line Drawing</a> | [81 empty] | 1.000 EA | 1.000 EA | [35 empty] | No | [42 empty] | https://www.lutron.com/TechnicalDocumentLibrary/Maestro.pdf | [7 empty] | Shelf Stock | [39 empty] | 39121704 | [13 empty] | <a href="https://www.lutron.com/TechnicalDocumentLibrary/369-119_Wallbox_Warranty.pdf" target="_blank">Warranty Information</a> |  |  |  |  | 0.150 L | [14 empty] | 0 | 0 | 0 | 0 | Electrical | 2016-07-15 12:17 | 2024-07-20 11:11 | 0000-00-00 00:00:00 | 2025-11-29 02:00 | 0000-00-00 00:00:00 | [6 empty] | Gray
4 | Lutron Electronics | CW-2-BR | 4460-1768 | 4460 | 1768 | Lutron Electronics | Ecom_CW-2-BR.jpeg | 27557692151 | CLARO WALLPLATE 2 GNG BR | Claro Wallplate, Gloss Finish, Two-gang in brown |  | 6 | 0.6 |  | Ecom_CW-2-BR.jpeg | http://grandbrass.xologic.com/vendors/4460/large/Ecom_CW-2-BR.jpeg | [47 empty] | 0 | 0 | 0 | [6 empty] | 0 | 1 | 1 | EA | 1 | Lighting Controls |  |  | Fittings and Hardware |  | Electrical Hardware And Supplies |  | Wallplates | Brown | [16 empty] | Traditional |  |  | Switch Plates | [242 empty] | <a href="https://www.lutron.com/TechnicalDocumentLibrary/03099903B.pdf" target="_blank">Installation Instructions</a> | [23 empty] | 10.000 DW |  |  | 6.7500 IN | [7 empty] | <a href="https://www.lutron.com/TechnicalDocumentLibrary/Claro_Family.pdf" target="_blank">Line Drawing</a> | [81 empty] | 1.000 EA | 1.000 EA | [35 empty] | No | [42 empty] | https://www.lutron.com/TechnicalDocumentLibrary/Maestro.pdf | [7 empty] | Shelf Stock | [39 empty] | 39121704 | [13 empty] | <a href="https://www.lutron.com/TechnicalDocumentLibrary/369-119_Wallbox_Warranty.pdf" target="_blank">Warranty Information</a> |  |  |  |  | 0.150 L | [14 empty] | 0 | 0 | 0 | 0 | Electrical | 2016-07-15 12:17 | 2024-07-20 11:09 | 0000-00-00 00:00:00 | 2025-11-29 02:00 | 0000-00-00 00:00:00 | [6 empty] | Brown
4 | Lutron Electronics | CW-2-BL | 4460-1769 | 4460 | 1769 | Lutron Electronics | Ecom_CW-2-BL.jpeg | 27557692168 | CLARO WALLPLATE 2 GNG BL | Claro Wallplate, Gloss Finish, Two-gang in black |  | 6 | 0.6 |  | Ecom_CW-2-BL.jpeg | http://grandbrass.xologic.com/vendors/4460/large/Ecom_CW-2-BL.jpeg | [47 empty] | 0 | 0 | 0 | [6 empty] | 0 | 1 | 1 | EA | 1 | Lighting Controls |  |  | Fittings and Hardware |  | Electrical Hardware And Supplies |  | Wallplates | Black | [16 empty] | Traditional |  |  | Switch Plates | [242 empty] | <a href="https://www.lutron.com/TechnicalDocumentLibrary/03099903B.pdf" target="_blank">Installation Instructions</a> | [23 empty] | 10.000 DW |  |  | 6.7500 IN | [7 empty] | <a href="https://www.lutron.com/TechnicalDocumentLibrary/Claro_Family.pdf" target="_blank">Line Drawing</a> | [81 empty] | 1.000 EA | 1.000 EA | [35 empty] | No | [42 empty] | https://www.lutron.com/TechnicalDocumentLibrary/Maestro.pdf | [7 empty] | Shelf Stock | [39 empty] | 39121704 | [13 empty] | <a href="https://www.lutron.com/TechnicalDocumentLibrary/369-119_Wallbox_Warranty.pdf" target="_blank">Warranty Information</a> |  |  |  |  | 0.150 L | [14 empty] | 0 | 0 | 0 | 0 | Electrical | 2016-07-15 12:18 | 2024-07-20 11:07 | 0000-00-00 00:00:00 | 2025-11-29 02:00 | 0000-00-00 00:00:00 | [6 empty] | Black
4 | Lutron Electronics | CW-3-WH | 4460-1770 | 4460 | 1770 | Lutron Electronics | Ecom_CW-3-WH.jpeg | 27557692175 | CLARO WALLPLATE 3 GNG WH | Claro Wallplate, Gloss Finish, Three-gang in white |  | 5.75 | 8.5 |  | Ecom_CW-3-WH.jpeg | http://grandbrass.xologic.com/vendors/4460/large/Ecom_CW-3-WH.jpeg | [47 empty] | 0 | 0 | 0 | [6 empty] | 0 | 1 | 1 | EA | 1 | Lighting Controls |  |  | Fittings and Hardware |  | Electrical Hardware And Supplies |  | Wallplates | White | [16 empty] | Traditional |  |  | Switch Plates | [242 empty] | <a href="https://www.lutron.com/TechnicalDocumentLibrary/03099903B.pdf" target="_blank">Installation Instructions</a> | [23 empty] | 10.000 DW |  |  | 0.4000 IN | [7 empty] | <a href="https://www.lutron.com/TechnicalDocumentLibrary/Claro_Family.pdf" target="_blank">Line Drawing</a> | [81 empty] | 1.000 EA | 1.000 EA | [35 empty] | No | [42 empty] | https://www.lutron.com/TechnicalDocumentLibrary/Maestro.pdf | [7 empty] | Shelf Stock | [39 empty] | 39121704 | [13 empty] | <a href="https://www.lutron.com/TechnicalDocumentLibrary/369-119_Wallbox_Warranty.pdf" target="_blank">Warranty Information</a> |  |  |  |  | 0.200 L | [14 empty] | 0 | 0 | 0 | 0 | Electrical | 2016-07-15 12:18 | 2024-07-20 11:07 | 0000-00-00 00:00:00 | 2025-11-29 02:00 | 0000-00-00 00:00:00 | [6 empty] | White
4 | Lutron Electronics | CW-3-AL | 4460-1771 | 4460 | 1771 | Lutron Electronics | Ecom_CW-3-AL.jpeg | 27557692182 | CLARO WALLPLATE 3 GNG AL | Claro Wallplate, Gloss Finish, Three-gang in almond |  | 5.2 | 7.1 |  | Ecom_CW-3-AL.jpeg | http://grandbrass.xologic.com/vendors/4460/large/Ecom_CW-3-AL.jpeg | [47 empty] | 0 | 0 | 0 | [6 empty] | 0 | 1 | 1 | EA | 1 | Lighting Controls |  |  | Fittings and Hardware |  | Electrical Hardware And Supplies |  | Wallplates | Nickel | [16 empty] | Traditional |  |  | Switch Plates | [242 empty] | <a href="https://www.lutron.com/TechnicalDocumentLibrary/03099903B.pdf" target="_blank">Installation Instructions</a> | [23 empty] | 10.000 DW |  |  | 0.4000 IN | [7 empty] | <a href="https://www.lutron.com/TechnicalDocumentLibrary/Claro_Family.pdf" target="_blank">Line Drawing</a> | [81 empty] | 1.000 EA | 1.000 EA | [35 empty] | No | [42 empty] | https://www.lutron.com/TechnicalDocumentLibrary/Maestro.pdf | [7 empty] | Shelf Stock | [39 empty] | 39121704 | [13 empty] | <a href="https://www.lutron.com/TechnicalDocumentLibrary/369-119_Wallbox_Warranty.pdf" target="_blank">Warranty Information</a> |  |  |  |  | 0.300 L | [14 empty] | 0 | 0 | 0 | 0 | Electrical | 2016-07-15 12:18 | 2024-07-20 11:11 | 0000-00-00 00:00:00 | 2025-11-29 02:00 | 0000-00-00 00:00:00 | [6 empty] | Almond
4 | Lutron Electronics | CW-3-IV | 4460-1772 | 4460 | 1772 | Lutron Electronics | Ecom_CW-3-IV.jpeg | 27557692199 | CLARO WALLPLATE 3 GNG IV | Claro Wallplate, Gloss Finish, Three-gang in ivory |  | 5.2 | 7.1 |  | Ecom_CW-3-IV.jpeg | http://grandbrass.xologic.com/vendors/4460/large/Ecom_CW-3-IV.jpeg | [47 empty] | 0 | 0 | 0 | [6 empty] | 0 | 1 | 1 | EA | 1 | Lighting Controls |  |  | Fittings and Hardware |  | Electrical Hardware And Supplies |  | Wallplates | White | [16 empty] | Traditional |  |  | Switch Plates | [242 empty] | <a href="https://www.lutron.com/TechnicalDocumentLibrary/03099903B.pdf" target="_blank">Installation Instructions</a> | [23 empty] | 10.000 DW |  |  | 0.4000 IN | [7 empty] | <a href="https://www.lutron.com/TechnicalDocumentLibrary/Claro_Family.pdf" target="_blank">Line Drawing</a> | [81 empty] | 1.000 EA | 1.000 EA | [35 empty] | No | [42 empty] | https://www.lutron.com/TechnicalDocumentLibrary/Maestro.pdf | [7 empty] | Shelf Stock | [39 empty] | 39121704 | [13 empty] | <a href="https://www.lutron.com/TechnicalDocumentLibrary/369-119_Wallbox_Warranty.pdf" target="_blank">Warranty Information</a> |  |  |  |  | 0.300 L | [14 empty] | 0 | 0 | 0 | 0 | Electrical | 2016-07-15 12:18 | 2024-07-20 11:08 | 0000-00-00 00:00:00 | 2025-11-29 02:00 | 0000-00-00 00:00:00 | [6 empty] | Ivory
4 | Lutron Electronics | CW-3-GR | 4460-1773 | 4460 | 1773 | Lutron Electronics | Ecom_CW-3-GR.jpeg | 27557692205 | CLARO WALLPLATE 3 GNG GR | Claro Wallplate, Gloss Finish, Three-gang in gray |  | 5.2 | 7.1 |  | Ecom_CW-3-GR.jpeg | http://grandbrass.xologic.com/vendors/4460/large/Ecom_CW-3-GR.jpeg | [47 empty] | 0 | 0 | 0 | [6 empty] | 0 | 1 | 1 | EA | 1 | Lighting Controls |  |  | Fittings and Hardware |  | Electrical Hardware And Supplies |  | Wallplates | Gray | [16 empty] | Traditional |  |  | Switch Plates | [242 empty] | <a href="https://www.lutron.com/TechnicalDocumentLibrary/03099903B.pdf" target="_blank">Installation Instructions</a> | [23 empty] | 2.000 DW |  |  | 0.4000 IN | [7 empty] | <a href="https://www.lutron.com/TechnicalDocumentLibrary/Claro_Family.pdf" target="_blank">Line Drawing</a> | [81 empty] | 1.000 EA | 1.000 EA | [35 empty] | No | [42 empty] | https://www.lutron.com/TechnicalDocumentLibrary/Maestro.pdf | [7 empty] | Shelf Stock | [39 empty] | 39121704 | [13 empty] | <a href="https://www.lutron.com/TechnicalDocumentLibrary/369-119_Wallbox_Warranty.pdf" target="_blank">Warranty Information</a> |  |  |  |  | 0.300 L | [14 empty] | 0 | 0 | 0 | 0 | Electrical | 2016-07-15 12:18 | 2024-07-20 11:04 | 0000-00-00 00:00:00 | 2025-11-29 02:00 | 0000-00-00 00:00:00 | [6 empty] | Gray
4 | Lutron Electronics | CW-3-BR | 4460-1774 | 4460 | 1774 | Lutron Electronics | Ecom_CW-3-BR.jpeg | 27557692212 | CLARO WALLPLATE 3 GNG BR | Claro Wallplate, Gloss Finish, Three-gang in brown |  | 5.75 | 0.3 |  | Ecom_CW-3-BR.jpeg | http://grandbrass.xologic.com/vendors/4460/large/Ecom_CW-3-BR.jpeg | [47 empty] | 0 | 0 | 0 | [6 empty] | 0 | 1 | 1 | EA | 1 | Lighting Controls |  |  | Fittings and Hardware |  | Electrical Hardware And Supplies |  | Wallplates | Brown | [16 empty] | Traditional |  |  | Switch Plates | [242 empty] | <a href="https://www.lutron.com/TechnicalDocumentLibrary/03099903B.pdf" target="_blank">Installation Instructions</a> | [23 empty] | 10.000 DW |  |  | 8.2500 IN | [7 empty] | <a href="https://www.lutron.com/TechnicalDocumentLibrary/Claro_Family.pdf" target="_blank">Line Drawing</a> | [81 empty] | 1.000 EA | 1.000 EA | [35 empty] | No | [42 empty] | https://www.lutron.com/TechnicalDocumentLibrary/Maestro.pdf | [7 empty] | Shelf Stock | [39 empty] | 39121704 | [13 empty] | <a href="https://www.lutron.com/TechnicalDocumentLibrary/369-119_Wallbox_Warranty.pdf" target="_blank">Warranty Information</a> |  |  |  |  | 0.300 L | [14 empty] | 0 | 0 | 0 | 0 | Electrical | 2016-07-15 12:18 | 2024-07-20 11:08 | 0000-00-00 00:00:00 | 2025-11-29 02:00 | 0000-00-00 00:00:00 | [6 empty] | Brown
4 | Lutron Electronics | CW-3-BL | 4460-1775 | 4460 | 1775 | Lutron Electronics | Ecom_CW-3-BL.jpeg | 27557692229 | CLARO WALLPLATE 3 GNG BL | Claro Wallplate, Gloss Finish, Three-gang in black |  | 5.75 | 0.3 |  | Ecom_CW-3-BL.jpeg | http://grandbrass.xologic.com/vendors/4460/large/Ecom_CW-3-BL.jpeg | [47 empty] | 0 | 0 | 0 | [6 empty] | 0 | 1 | 1 | EA | 1 | Lighting Controls |  |  | Fittings and Hardware |  | Electrical Hardware And Supplies |  | Wallplates | Black | [16 empty] | Traditional |  |  | Switch Plates | [242 empty] | <a href="https://www.lutron.com/TechnicalDocumentLibrary/03099903B.pdf" target="_blank">Installation Instructions</a> | [23 empty] | 10.000 DW |  |  | 8.2500 IN | [7 empty] | <a href="https://www.lutron.com/TechnicalDocumentLibrary/Claro_Family.pdf" target="_blank">Line Drawing</a> | [81 empty] | 1.000 EA | 1.000 EA | [35 empty] | No | [42 empty] | https://www.lutron.com/TechnicalDocumentLibrary/Maestro.pdf | [7 empty] | Shelf Stock | [39 empty] | 39121704 | [13 empty] | <a href="https://www.lutron.com/TechnicalDocumentLibrary/369-119_Wallbox_Warranty.pdf" target="_blank">Warranty Information</a> |  |  |  |  | 0.300 L | [14 empty] | 0 | 0 | 0 | 0 | Electrical | 2016-07-15 12:18 | 2024-07-20 11:06 | 0000-00-00 00:00:00 | 2025-11-29 02:00 | 0000-00-00 00:00:00 | [6 empty] | Black
4 | Lutron Electronics | CW-4-WH | 4460-1776 | 4460 | 1776 | Lutron Electronics | Ecom_CW-4-WH.jpeg | 27557692236 | CLARO WALLPLATE 4 GNG WH | Claro Wallplate, Gloss Finish, Four-gang in white |  | 6.1 | 0.5 |  | Ecom_CW-4-WH.jpeg | http://grandbrass.xologic.com/vendors/4460/large/Ecom_CW-4-WH.jpeg | [47 empty] | 0 | 0 | 0 | [6 empty] | 0 | 1 | 1 | EA | 1 | Lighting Controls |  |  | Fittings and Hardware |  | Electrical Hardware And Supplies |  | Wallplates | White | [16 empty] | Traditional |  |  | Switch Plates | [242 empty] | <a href="https://www.lutron.com/TechnicalDocumentLibrary/03099903B.pdf" target="_blank">Installation Instructions</a> | [23 empty] | 10.000 DW |  |  | 10.0000 IN | [7 empty] | <a href="https://www.lutron.com/TechnicalDocumentLibrary/Claro_Family.pdf" target="_blank">Line Drawing</a> | [81 empty] | 1.000 EA | 1.000 EA | [35 empty] | No | [42 empty] | https://www.lutron.com/TechnicalDocumentLibrary/Maestro.pdf | [7 empty] | Shelf Stock | [39 empty] | 39121704 | [13 empty] | <a href="https://www.lutron.com/TechnicalDocumentLibrary/369-119_Wallbox_Warranty.pdf" target="_blank">Warranty Information</a> |  |  |  |  | 0.300 L | [14 empty] | 0 | 0 | 0 | 0 | Electrical | 2016-07-15 12:18 | 2024-07-20 11:06 | 0000-00-00 00:00:00 | 2025-11-29 02:00 | 0000-00-00 00:00:00 | [6 empty] | White
4 | Lutron Electronics | CW-4-AL | 4460-1777 | 4460 | 1777 | Lutron Electronics | Ecom_CW-4-AL.jpeg | 27557692243 | CLARO WALLPLATE 4 GNG AL | Claro Wallplate, Gloss Finish, Four-gang in almond |  | 5.2 | 8.7 |  | Ecom_CW-4-AL.jpeg | http://grandbrass.xologic.com/vendors/4460/large/Ecom_CW-4-AL.jpeg | [47 empty] | 0 | 0 | 0 | [6 empty] | 0 | 1 | 1 | EA | 1 | Lighting Controls |  |  | Fittings and Hardware |  | Electrical Hardware And Supplies |  | Wallplates | Nickel | [16 empty] | Traditional |  |  | Switch Plates | [242 empty] | <a href="https://www.lutron.com/TechnicalDocumentLibrary/03099903B.pdf" target="_blank">Installation Instructions</a> | [23 empty] | 2.000 DW |  |  | 0.4000 IN | [7 empty] | <a href="https://www.lutron.com/TechnicalDocumentLibrary/Claro_Family.pdf" target="_blank">Line Drawing</a> | [81 empty] | 1.000 EA | 1.000 EA | [35 empty] | No | [42 empty] | https://www.lutron.com/TechnicalDocumentLibrary/Maestro.pdf | [7 empty] | Shelf Stock | [39 empty] | 39121704 | [13 empty] | <a href="https://www.lutron.com/TechnicalDocumentLibrary/369-119_Wallbox_Warranty.pdf" target="_blank">Warranty Information</a> |  |  |  |  | 0.350 L | [14 empty] | 0 | 0 | 0 | 0 | Electrical | 2016-07-15 12:18 | 2024-07-20 11:07 | 0000-00-00 00:00:00 | 2025-11-29 02:00 | 0000-00-00 00:00:00 | [6 empty] | Almond
4 | Lutron Electronics | CW-4-IV | 4460-1778 | 4460 | 1778 | Lutron Electronics | Ecom_CW-4-IV.jpeg | 27557692250 | CLARO WALLPLATE 4 GNG IV | Claro Wallplate, Gloss Finish, Four-gang in ivory |  | 6 | 0.5 |  | Ecom_CW-4-IV.jpeg | http://grandbrass.xologic.com/vendors/4460/large/Ecom_CW-4-IV.jpeg | [47 empty] | 0 | 0 | 0 | [6 empty] | 0 | 1 | 1 | EA | 1 | Lighting Controls |  |  | Fittings and Hardware |  | Electrical Hardware And Supplies |  | Wallplates | White | [16 empty] | Traditional |  |  | Switch Plates | [242 empty] | <a href="https://www.lutron.com/TechnicalDocumentLibrary/03099903B.pdf" target="_blank">Installation Instructions</a> | [23 empty] | 10.000 DW |  |  | 10.0000 IN | [7 empty] | <a href="https://www.lutron.com/TechnicalDocumentLibrary/Claro_Family.pdf" target="_blank">Line Drawing</a> | [81 empty] | 1.000 EA | 1.000 EA | [35 empty] | No | [42 empty] | https://www.lutron.com/TechnicalDocumentLibrary/Maestro.pdf | [7 empty] | Shelf Stock | [39 empty] | 39121704 | [13 empty] | <a href="https://www.lutron.com/TechnicalDocumentLibrary/369-119_Wallbox_Warranty.pdf" target="_blank">Warranty Information</a> |  |  |  |  | 0.350 L | [14 empty] | 0 | 0 | 0 | 0 | Electrical | 2016-07-15 12:18 | 2024-07-20 11:07 | 0000-00-00 00:00:00 | 2025-11-29 02:00 | 0000-00-00 00:00:00 | [6 empty] | Ivory
4 | Lutron Electronics | CW-4-GR | 4460-1779 | 4460 | 1779 | Lutron Electronics | Ecom_CW-4-GR.jpeg | 27557692267 | CLARO WALLPLATE 4 GNG GR | Claro Wallplate, Gloss Finish, Four-gang in gray |  | 6 | 0.5 |  | Ecom_CW-4-GR.jpeg | http://grandbrass.xologic.com/vendors/4460/large/Ecom_CW-4-GR.jpeg | [47 empty] | 0 | 0 | 0 | [6 empty] | 0 | 1 | 1 | EA | 1 | Lighting Controls |  |  | Fittings and Hardware |  | Electrical Hardware And Supplies |  | Wallplates | Gray | [16 empty] | Traditional |  |  | Switch Plates | [242 empty] | <a href="https://www.lutron.com/TechnicalDocumentLibrary/03099903B.pdf" target="_blank">Installation Instructions</a> | [23 empty] | 10.000 DW |  |  | 10.0000 IN | [7 empty] | <a href="https://www.lutron.com/TechnicalDocumentLibrary/Claro_Family.pdf" target="_blank">Line Drawing</a> | [81 empty] | 1.000 EA | 1.000 EA | [35 empty] | No | [42 empty] | https://www.lutron.com/TechnicalDocumentLibrary/Maestro.pdf | [7 empty] | Shelf Stock | [39 empty] | 39121704 | [13 empty] | <a href="https://www.lutron.com/TechnicalDocumentLibrary/369-119_Wallbox_Warranty.pdf" target="_blank">Warranty Information</a> |  |  |  |  | 0.350 L | [14 empty] | 0 | 0 | 0 | 0 | Electrical | 2016-07-15 12:18 | 2024-07-20 11:06 | 0000-00-00 00:00:00 | 2025-11-29 02:00 | 0000-00-00 00:00:00 | [6 empty] | Gray
4 | Lutron Electronics | CW-4-BR | 4460-1780 | 4460 | 1780 | Lutron Electronics | Ecom_CW-4-BR.jpeg | 27557692274 | CLARO WALLPLATE 4 GNG BR | Claro Wallplate, Gloss Finish, Four-gang in brown |  | 6 | 0.5 |  | Ecom_CW-4-BR.jpeg | http://grandbrass.xologic.com/vendors/4460/large/Ecom_CW-4-BR.jpeg | [47 empty] | 0 | 0 | 0 | [6 empty] | 0 | 1 | 1 | EA | 1 | Lighting Controls |  |  | Fittings and Hardware |  | Electrical Hardware And Supplies |  | Wallplates | Brown | [16 empty] | Traditional |  |  | Switch Plates | [242 empty] | <a href="https://www.lutron.com/TechnicalDocumentLibrary/03099903B.pdf" target="_blank">Installation Instructions</a> | [23 empty] | 10.000 DW |  |  | 10.0000 IN | [7 empty] | <a href="https://www.lutron.com/TechnicalDocumentLibrary/Claro_Family.pdf" target="_blank">Line Drawing</a> | [81 empty] | 1.000 EA | 1.000 EA | [35 empty] | No | [42 empty] | https://www.lutron.com/TechnicalDocumentLibrary/Maestro.pdf | [7 empty] | Shelf Stock | [39 empty] | 39121704 | [13 empty] | <a href="https://www.lutron.com/TechnicalDocumentLibrary/369-119_Wallbox_Warranty.pdf" target="_blank">Warranty Information</a> |  |  |  |  | 0.350 L | [14 empty] | 0 | 0 | 0 | 0 | Electrical | 2016-07-15 12:18 | 2024-07-20 11:10 | 0000-00-00 00:00:00 | 2025-11-29 02:00 | 0000-00-00 00:00:00 | [6 empty] | Brown
4 | Lutron Electronics | CW-4-BL | 4460-1781 | 4460 | 1781 | Lutron Electronics | Ecom_CW-4-BL.jpeg | 27557692281 | CLARO WALLPLATE 4 GNG BL | Claro Wallplate, Gloss Finish, Four-gang in black |  | 6.1 | 0.5 |  | Ecom_CW-4-BL.jpeg | http://grandbrass.xologic.com/vendors/4460/large/Ecom_CW-4-BL.jpeg | [47 empty] | 0 | 0 | 0 | [6 empty] | 0 | 1 | 1 | EA | 1 | Lighting Controls |  |  | Fittings and Hardware |  | Electrical Hardware And Supplies |  | Wallplates | Black | [16 empty] | Traditional |  |  | Switch Plates | [242 empty] | <a href="https://www.lutron.com/TechnicalDocumentLibrary/03099903B.pdf" target="_blank">Installation Instructions</a> | [23 empty] | 10.000 DW |  |  | 10.0000 IN | [7 empty] | <a href="https://www.lutron.com/TechnicalDocumentLibrary/Claro_Family.pdf" target="_blank">Line Drawing</a> | [81 empty] | 1.000 EA | 1.000 EA | [35 empty] | No | [42 empty] | https://www.lutron.com/TechnicalDocumentLibrary/Maestro.pdf | [7 empty] | Shelf Stock | [39 empty] | 39121704 | [13 empty] | <a href="https://www.lutron.com/TechnicalDocumentLibrary/369-119_Wallbox_Warranty.pdf" target="_blank">Warranty Information</a> |  |  |  |  | 0.350 L | [14 empty] | 0 | 0 | 0 | 0 | Electrical | 2016-07-15 12:18 | 2024-07-20 11:07 | 0000-00-00 00:00:00 | 2025-11-29 02:00 | 0000-00-00 00:00:00 | [6 empty] | Black
1 | Lutron Electronics | AY2-LFSQ-BR | 4460-1783 | 4460 | 1783 | Lutron Electronics | Ecom_AY2-LFSQ-BR_nowallplate.jpeg?w=1500 | 27557693806 | ARIADNI DUAL LT/QFS BROWN | Ariadni Fan/Light Control, Fan control and dimmer, single-pole - quiet 3-speed, 120V/1.5A/300W in brown |  | 2.3 | 4.5 | [50 empty] | 0 | 0 | 0 | [6 empty] | 0 | 1 | 1 | EA | 1 | Lighting Controls | [7 empty] | Brown | [16 empty] | Traditional |  |  | Lightswitches | [242 empty] | <a href="https://www.lutron.com/TechnicalDocumentLibrary/0301992.pdf" target="_blank">Installation Instructions</a> | [23 empty] | 10.000 DW |  |  | 2.3000 IN | [89 empty] | 1.000 EA | 1.000 EA | [35 empty] | No | [42 empty] | https://assets.lutron.com/a/documents/spec%20guide%20volume%201%20with%20addendums.pdf#page=50 | [7 empty] | Shelf Stock | [13 empty] | <a href="https://www.lutron.com/TechnicalDocumentLibrary/368-4493_Page_30.pdf" target="_blank">Tech Drawing</a> | [25 empty] | 39122232 | [13 empty] | <a href="https://www.lutron.com/TechnicalDocumentLibrary/369-119_Wallbox_Warranty.pdf" target="_blank">Warranty Information</a> |  |  |  |  | 0.250 L | [14 empty] | 0 | 0 | 0 | 0 | Lighting Fixtures | 2016-07-15 12:18 | 2024-07-20 11:07 | 0000-00-00 00:00:00 | 2024-07-20 11:07 | 0000-00-00 00:00:00 | [6 empty] | Brown
1 | Lutron Electronics | DVF-103P-WH | 4460-1784 | 4460 | 1784 | Lutron Electronics | DVF-103P-WH.jpg | 27557697231 | DIVA FLUOR CTRL 120V 3WAY WH | Diva Dimmer - Gloss Finish, Fluorescent or LED Dimming with 3-Wire Ballasts and Drivers, 3-way/single-pole, 120V/8A in white |  | 2.25 | 0.8 |  | DVF-103P-WH.jpg | http://grandbrass.xologic.com/vendors/4460/large/DVF-103P-WH.jpg | [47 empty] | 0 | 0 | 0 | [6 empty] | 0 | 1 | 1 | EA | 1 | Lighting Controls | [7 empty] | White | [16 empty] | Traditional |  |  | Dimmers | [242 empty] | <a href="https://www.lutron.com/TechnicalDocumentLibrary/03115901D.pdf" target="_blank">Installation Instructions</a> | [23 empty] | 10.000 DW |  |  | 1.5000 IN | [89 empty] | 1.000 EA | 1.000 EA | [35 empty] | No | [42 empty] | https://www.lutron.com/TechnicalDocumentLibrary/DivaSatinColors.pdf | [7 empty] | Shelf Stock | [13 empty] | <a href="https://www.lutron.com/TechnicalDocumentLibrary/368-4493_Page_43.pdf" target="_blank">Tech Drawing</a> | [25 empty] | 39122206 | [6 empty] | <a href="https://www.lutron.com/Education-Training/Tools/Pages/InstallDimmer.aspx?syst=Dimmers+%26+Switches&prodn=Diva%c2%ae+dimmer+%26+switch" target="_blank">Product Video Clip</a> | [6 empty] | <a href="https://www.lutron.com/TechnicalDocumentLibrary/369-119_Wallbox_Warranty.pdf" target="_blank">Warranty Information</a> |  |  |  |  | 0.080 L | [14 empty] | 0 | 0 | 0 | 0 | Lighting Fixtures | 2016-07-15 12:18 | 2024-07-20 11:05 | 0000-00-00 00:00:00 | 2024-07-20 11:05 | 0000-00-00 00:00:00 | [6 empty] | White
1 | Lutron Electronics | DVF-103P-IV | 4460-1785 | 4460 | 1785 | Lutron Electronics | DVF-103P-IV.jpg | 27557697248 | DIVA FLUOR CTRL 120V 3WAY IV | Diva Dimmer - Gloss Finish, Fluorescent or LED Dimming with 3-Wire Ballasts and Drivers, 3-way/single-pole, 120V/8A in ivory |  | 2.4 | 4.5 |  | DVF-103P-IV.jpg | http://grandbrass.xologic.com/vendors/4460/large/DVF-103P-IV.jpg | [47 empty] | 0 | 0 | 0 | [6 empty] | 0 | 1 | 1 | EA | 1 | Lighting Controls | [7 empty] | White | [16 empty] | Traditional |  |  | Dimmers | [242 empty] | <a href="https://www.lutron.com/TechnicalDocumentLibrary/03115901D.pdf" target="_blank">Installation Instructions</a> | [23 empty] | 2.000 DW |  |  | 2.4000 IN | [89 empty] | 1.000 EA | 1.000 EA | [35 empty] | No | [42 empty] | https://www.lutron.com/TechnicalDocumentLibrary/DivaSatinColors.pdf | [7 empty] | Shelf Stock | [13 empty] | <a href="https://www.lutron.com/TechnicalDocumentLibrary/368-4493_Page_43.pdf" target="_blank">Tech Drawing</a> | [25 empty] | 39122206 | [6 empty] | <a href="https://www.lutron.com/Education-Training/Tools/Pages/InstallDimmer.aspx?syst=Dimmers+%26+Switches&prodn=Diva%c2%ae+dimmer+%26+switch" target="_blank">Product Video Clip</a> | [6 empty] | <a href="https://www.lutron.com/TechnicalDocumentLibrary/369-119_Wallbox_Warranty.pdf" target="_blank">Warranty Information</a> |  |  |  |  | 0.080 L | [14 empty] | 0 | 0 | 0 | 0 | Lighting Fixtures | 2016-07-15 12:18 | 2024-07-20 11:06 | 0000-00-00 00:00:00 | 2024-07-20 11:06 | 0000-00-00 00:00:00 | [6 empty] | Ivory
1 | Lutron Electronics | DVF-103P-AL | 4460-1786 | 4460 | 1786 | Lutron Electronics | DVF-103P-AL.jpg | 27557697255 | DIVA FLUOR CTRL 120V 3WAY AL | Diva Dimmer - Gloss Finish, Fluorescent or LED Dimming with 3-Wire Ballasts and Drivers, 3-way/single-pole, 120V/8A in almond |  | 2.25 | 0.8 |  | DVF-103P-AL.jpg | http://grandbrass.xologic.com/vendors/4460/large/DVF-103P-AL.jpg | [47 empty] | 0 | 0 | 0 | [6 empty] | 0 | 1 | 1 | EA | 1 | Lighting Controls | [7 empty] | Nickel | [16 empty] | Traditional |  |  | Dimmers | [242 empty] | <a href="https://www.lutron.com/TechnicalDocumentLibrary/03115901D.pdf" target="_blank">Installation Instructions</a> | [23 empty] | 2.000 DW |  |  | 1.5000 IN | [89 empty] | 1.000 EA | 1.000 EA | [35 empty] | No | [42 empty] | https://www.lutron.com/TechnicalDocumentLibrary/DivaSatinColors.pdf | [7 empty] | Shelf Stock | [13 empty] | <a href="https://www.lutron.com/TechnicalDocumentLibrary/368-4493_Page_43.pdf" target="_blank">Tech Drawing</a> | [25 empty] | 39122206 | [6 empty] | <a href="https://www.lutron.com/Education-Training/Tools/Pages/InstallDimmer.aspx?syst=Dimmers+%26+Switches&prodn=Diva%c2%ae+dimmer+%26+switch" target="_blank">Product Video Clip</a> | [6 empty] | <a href="https://www.lutron.com/TechnicalDocumentLibrary/369-119_Wallbox_Warranty.pdf" target="_blank">Warranty Information</a> |  |  |  |  | 0.080 L | [14 empty] | 0 | 0 | 0 | 0 | Lighting Fixtures | 2016-07-15 12:18 | 2024-07-20 11:07 | 0000-00-00 00:00:00 | 2024-07-20 11:07 | 0000-00-00 00:00:00 | [6 empty] | Almond
1 | Lutron Electronics | DVF-103P-BL | 4460-1787 | 4460 | 1787 | Lutron Electronics | DVF-103P-BL.jpg | 27557697262 | DIVA FLUOR CTRL 120V 3WAY BL | Diva Dimmer - Gloss Finish, Fluorescent or LED Dimming with 3-Wire Ballasts and Drivers, 3-way/single-pole, 120V/8A in black |  | 2.25 | 0.8 |  | DVF-103P-BL.jpg | http://grandbrass.xologic.com/vendors/4460/large/DVF-103P-BL.jpg | [47 empty] | 0 | 0 | 0 | [6 empty] | 0 | 1 | 1 | EA | 1 | Lighting Controls | [7 empty] | Black | [16 empty] | Traditional |  |  | Dimmers | [242 empty] | <a href="https://www.lutron.com/TechnicalDocumentLibrary/03115901D.pdf" target="_blank">Installation Instructions</a> | [23 empty] | 10.000 DW |  |  | 1.5000 IN | [89 empty] | 1.000 EA | 1.000 EA | [35 empty] | No | [42 empty] | https://www.lutron.com/TechnicalDocumentLibrary/DivaSatinColors.pdf | [7 empty] | Shelf Stock | [13 empty] | <a href="https://www.lutron.com/TechnicalDocumentLibrary/368-4493_Page_43.pdf" target="_blank">Tech Drawing</a> | [25 empty] | 39122206 | [6 empty] | <a href="https://www.lutron.com/Education-Training/Tools/Pages/InstallDimmer.aspx?syst=Dimmers+%26+Switches&prodn=Diva%c2%ae+dimmer+%26+switch" target="_blank">Product Video Clip</a> | [6 empty] | <a href="https://www.lutron.com/TechnicalDocumentLibrary/369-119_Wallbox_Warranty.pdf" target="_blank">Warranty Information</a> |  |  |  |  | 0.080 L | [14 empty] | 0 | 0 | 0 | 0 | Lighting Fixtures | 2016-07-15 12:18 | 2024-07-20 11:10 | 0000-00-00 00:00:00 | 2024-07-20 11:10 | 0000-00-00 00:00:00 | [6 empty] | Black
1 | Lutron Electronics | DVF-103P-BR | 4460-1788 | 4460 | 1788 | Lutron Electronics | DVF-103P-BR.jpg | 27557697279 | DIVA FLUOR CTRL 120V 3WAY BR | Diva Dimmer - Gloss Finish, Fluorescent or LED Dimming with 3-Wire Ballasts and Drivers, 3-way/single-pole, 120V/8A in brown |  | 2.25 | 0.8 |  | DVF-103P-BR.jpg | http://grandbrass.xologic.com/vendors/4460/large/DVF-103P-BR.jpg | [47 empty] | 0 | 0 | 0 | [6 empty] | 0 | 1 | 1 | EA | 1 | Lighting Controls | [7 empty] | Brown | [16 empty] | Traditional |  |  | Dimmers | [242 empty] | <a href="https://www.lutron.com/TechnicalDocumentLibrary/03115901D.pdf" target="_blank">Installation Instructions</a> | [23 empty] | 2.000 DW |  |  | 1.5000 IN | [89 empty] | 1.000 EA | 1.000 EA | [35 empty] | No | [42 empty] | https://www.lutron.com/TechnicalDocumentLibrary/DivaSatinColors.pdf | [7 empty] | Shelf Stock | [13 empty] | <a href="https://www.lutron.com/TechnicalDocumentLibrary/368-4493_Page_43.pdf" target="_blank">Tech Drawing</a> | [25 empty] | 39122206 | [6 empty] | <a href="https://www.lutron.com/Education-Training/Tools/Pages/InstallDimmer.aspx?syst=Dimmers+%26+Switches&prodn=Diva%c2%ae+dimmer+%26+switch" target="_blank">Product Video Clip</a> | [6 empty] | <a href="https://www.lutron.com/TechnicalDocumentLibrary/369-119_Wallbox_Warranty.pdf" target="_blank">Warranty Information</a> |  |  |  |  | 0.080 L | [14 empty] | 0 | 0 | 0 | 0 | Lighting Fixtures | 2016-07-15 12:18 | 2024-07-20 11:10 | 0000-00-00 00:00:00 | 2024-07-20 11:10 | 0000-00-00 00:00:00 | [6 empty] | Brown
1 | Lutron Electronics | DVF-103P-GR | 4460-1789 | 4460 | 1789 | Lutron Electronics | DVF-103P-GR.jpg | 27557697286 | DIVA FLUOR CTRL 120V 3WAY GR | Diva Dimmer - Gloss Finish, Fluorescent or LED Dimming with 3-Wire Ballasts and Drivers, 3-way/single-pole, 120V/8A in gray |  | 2.25 | 0.8 |  | DVF-103P-GR.jpg | http://grandbrass.xologic.com/vendors/4460/large/DVF-103P-GR.jpg | [47 empty] | 0 | 0 | 0 | [6 empty] | 0 | 1 | 1 | EA | 1 | Lighting Controls | [7 empty] | Gray | [16 empty] | Traditional |  |  | Dimmers | [242 empty] | <a href="https://www.lutron.com/TechnicalDocumentLibrary/03115901D.pdf" target="_blank">Installation Instructions</a> | [23 empty] | 2.000 DW |  |  | 1.5000 IN | [89 empty] | 1.000 EA | 1.000 EA | [35 empty] | No | [42 empty] | https://www.lutron.com/TechnicalDocumentLibrary/DivaSatinColors.pdf | [7 empty] | Shelf Stock | [13 empty] | <a href="https://www.lutron.com/TechnicalDocumentLibrary/368-4493_Page_43.pdf" target="_blank">Tech Drawing</a> | [25 empty] | 39122206 | [6 empty] | <a href="https://www.lutron.com/Education-Training/Tools/Pages/InstallDimmer.aspx?syst=Dimmers+%26+Switches&prodn=Diva%c2%ae+dimmer+%26+switch" target="_blank">Product Video Clip</a> | [6 empty] | <a href="https://www.lutron.com/TechnicalDocumentLibrary/369-119_Wallbox_Warranty.pdf" target="_blank">Warranty Information</a> |  |  |  |  | 0.080 L | [14 empty] | 0 | 0 | 0 | 0 | Lighting Fixtures | 2016-07-15 12:18 | 2024-07-20 11:08 | 0000-00-00 00:00:00 | 2024-07-20 11:08 | 0000-00-00 00:00:00 | [6 empty] | Gray
1 | Lutron Electronics | DVF-103P-277-WH | 4460-1790 | 4460 | 1790 | Lutron Electronics | DVF-103P-277-WH.jpg | 27557697293 | DIVA FLUOR CTRL 277V 3WAY WH | Diva Dimmer - Gloss Finish, Fluorescent or LED Dimming with 3-Wire Ballasts and Drivers, 3-way/single-pole, 277V/6A in white |  | 2.4 | 4.6 |  | DVF-103P-277-WH.jpg | http://grandbrass.xologic.com/vendors/4460/large/DVF-103P-277-WH.jpg | [47 empty] | 0 | 0 | 0 | [6 empty] | 0 | 1 | 1 | EA | 1 | Lighting Controls | [7 empty] | White | [16 empty] | Traditional |  |  | Dimmers | [242 empty] | <a href="https://www.lutron.com/TechnicalDocumentLibrary/03115901D.pdf" target="_blank">Installation Instructions</a> | [23 empty] | 10.000 DW |  |  | 2.4000 IN | [89 empty] | 1.000 EA | 1.000 EA | [35 empty] | No | [42 empty] | https://www.lutron.com/TechnicalDocumentLibrary/DivaSatinColors.pdf | [7 empty] | Shelf Stock | [13 empty] | <a href="https://www.lutron.com/TechnicalDocumentLibrary/368-4493_Page_43.pdf" target="_blank">Tech Drawing</a> | [25 empty] | 39122206 | [6 empty] | <a href="https://www.lutron.com/Education-Training/Tools/Pages/InstallDimmer.aspx?syst=Dimmers+%26+Switches&prodn=Diva%c2%ae+dimmer+%26+switch" target="_blank">Product Video Clip</a> | [6 empty] | <a href="https://www.lutron.com/TechnicalDocumentLibrary/369-119_Wallbox_Warranty.pdf" target="_blank">Warranty Information</a> |  |  |  |  | 0.080 L | [14 empty] | 0 | 0 | 0 | 0 | Lighting Fixtures | 2016-07-15 12:18 | 2024-07-20 11:08 | 0000-00-00 00:00:00 | 2024-07-20 11:08 | 0000-00-00 00:00:00 | [6 empty] | White
1 | Lutron Electronics | DVF-103P-277-IV | 4460-1791 | 4460 | 1791 | Lutron Electronics | DVF-103P-277-IV.jpg | 27557697309 | DIVA FLUOR CTRL 277V 3WAY IV | Diva Dimmer - Gloss Finish, Fluorescent or LED Dimming with 3-Wire Ballasts and Drivers, 3-way/single-pole, 277V/6A in ivory |  | 2.25 | 0.8 |  | DVF-103P-277-IV.jpg | http://grandbrass.xologic.com/vendors/4460/large/DVF-103P-277-IV.jpg | [47 empty] | 0 | 0 | 0 | [6 empty] | 0 | 1 | 1 | EA | 1 | Lighting Controls | [7 empty] | White | [16 empty] | Traditional |  |  | Dimmers | [242 empty] | <a href="https://www.lutron.com/TechnicalDocumentLibrary/03115901D.pdf" target="_blank">Installation Instructions</a> | [23 empty] | 2.000 DW |  |  | 1.5000 IN | [89 empty] | 1.000 EA | 1.000 EA | [35 empty] | No | [42 empty] | https://www.lutron.com/TechnicalDocumentLibrary/DivaSatinColors.pdf | [7 empty] | Shelf Stock | [13 empty] | <a href="https://www.lutron.com/TechnicalDocumentLibrary/368-4493_Page_43.pdf" target="_blank">Tech Drawing</a> | [25 empty] | 39122206 | [6 empty] | <a href="https://www.lutron.com/Education-Training/Tools/Pages/InstallDimmer.aspx?syst=Dimmers+%26+Switches&prodn=Diva%c2%ae+dimmer+%26+switch" target="_blank">Product Video Clip</a> | [6 empty] | <a href="https://www.lutron.com/TechnicalDocumentLibrary/369-119_Wallbox_Warranty.pdf" target="_blank">Warranty Information</a> |  |  |  |  | 0.080 L | [14 empty] | 0 | 0 | 0 | 0 | Lighting Fixtures | 2016-07-15 12:18 | 2024-07-20 11:07 | 0000-00-00 00:00:00 | 2024-07-20 11:07 | 0000-00-00 00:00:00 | [6 empty] | Ivory
1 | Lutron Electronics | DVF-103P-277-AL | 4460-1792 | 4460 | 1792 | Lutron Electronics | DVF-103P-277-AL.jpg | 27557697316 | DIVA FLUOR CTRL 277V 3WAY AL | Diva Dimmer - Gloss Finish, Fluorescent or LED Dimming with 3-Wire Ballasts and Drivers, 3-way/single-pole, 277V/6A in almond |  | 2.25 | 0.8 |  | DVF-103P-277-AL.jpg | http://grandbrass.xologic.com/vendors/4460/large/DVF-103P-277-AL.jpg | [47 empty] | 0 | 0 | 0 | [6 empty] | 0 | 1 | 1 | EA | 1 | Lighting Controls | [7 empty] | Nickel | [16 empty] | Traditional |  |  | Dimmers | [242 empty] | <a href="https://www.lutron.com/TechnicalDocumentLibrary/03115901D.pdf" target="_blank">Installation Instructions</a> | [23 empty] | 2.000 DW |  |  | 1.5000 IN | [89 empty] | 1.000 EA | 1.000 EA | [35 empty] | No | [42 empty] | https://www.lutron.com/TechnicalDocumentLibrary/DivaSatinColors.pdf | [7 empty] | Shelf Stock | [13 empty] | <a href="https://www.lutron.com/TechnicalDocumentLibrary/368-4493_Page_43.pdf" target="_blank">Tech Drawing</a> | [25 empty] | 39122206 | [6 empty] | <a href="https://www.lutron.com/Education-Training/Tools/Pages/InstallDimmer.aspx?syst=Dimmers+%26+Switches&prodn=Diva%c2%ae+dimmer+%26+switch" target="_blank">Product Video Clip</a> | [6 empty] | <a href="https://www.lutron.com/TechnicalDocumentLibrary/369-119_Wallbox_Warranty.pdf" target="_blank">Warranty Information</a> |  |  |  |  | 0.080 L | [14 empty] | 0 | 0 | 0 | 0 | Lighting Fixtures | 2016-07-15 12:18 | 2024-07-20 11:08 | 0000-00-00 00:00:00 | 2024-07-20 11:08 | 0000-00-00 00:00:00 | [6 empty] | Almond
1 | Lutron Electronics | DVF-103P-277-BL | 4460-1793 | 4460 | 1793 | Lutron Electronics | DVF-103P-277-BL.jpg | 27557697323 | DIVA FLUOR CTRL 277V 3WAY BL | Diva Dimmer - Gloss Finish, Fluorescent or LED Dimming with 3-Wire Ballasts and Drivers, 3-way/single-pole, 277V/6A in black |  | 2.25 | 0.8 |  | DVF-103P-277-BL.jpg | http://grandbrass.xologic.com/vendors/4460/large/DVF-103P-277-BL.jpg | [47 empty] | 0 | 0 | 0 | [6 empty] | 0 | 1 | 1 | EA | 1 | Lighting Controls | [7 empty] | Black | [16 empty] | Traditional |  |  | Dimmers | [242 empty] | <a href="https://www.lutron.com/TechnicalDocumentLibrary/03115901D.pdf" target="_blank">Installation Instructions</a> | [23 empty] | 10.000 DW |  |  | 1.5000 IN | [89 empty] | 1.000 EA | 1.000 EA | [35 empty] | No | [42 empty] | https://www.lutron.com/TechnicalDocumentLibrary/DivaSatinColors.pdf | [7 empty] | Shelf Stock | [13 empty] | <a href="https://www.lutron.com/TechnicalDocumentLibrary/368-4493_Page_43.pdf" target="_blank">Tech Drawing</a> | [25 empty] | 39122206 | [6 empty] | <a href="https://www.lutron.com/Education-Training/Tools/Pages/InstallDimmer.aspx?syst=Dimmers+%26+Switches&prodn=Diva%c2%ae+dimmer+%26+switch" target="_blank">Product Video Clip</a> | [6 empty] | <a href="https://www.lutron.com/TechnicalDocumentLibrary/369-119_Wallbox_Warranty.pdf" target="_blank">Warranty Information</a> |  |  |  |  | 0.080 L | [14 empty] | 0 | 0 | 0 | 0 | Lighting Fixtures | 2016-07-15 12:18 | 2024-07-20 11:07 | 0000-00-00 00:00:00 | 2024-07-20 11:07 | 0000-00-00 00:00:00 | [6 empty] | Black
1 | Lutron Electronics | DVF-103P-277-BR | 4460-1794 | 4460 | 1794 | Lutron Electronics | DVF-103P-277-BR.jpg | 27557697330 | DIVA FLUOR CTRL 277V 3WAY BR | Diva Dimmer - Gloss Finish, Fluorescent or LED Dimming with 3-Wire Ballasts and Drivers, 3-way/single-pole, 277V/6A in brown |  | 2.25 | 0.8 |  | DVF-103P-277-BR.jpg | http://grandbrass.xologic.com/vendors/4460/large/DVF-103P-277-BR.jpg | [47 empty] | 0 | 0 | 0 | [6 empty] | 0 | 1 | 1 | EA | 1 | Lighting Controls | [7 empty] | Brown | [16 empty] | Traditional |  |  | Dimmers | [242 empty] | <a href="https://www.lutron.com/TechnicalDocumentLibrary/03115901D.pdf" target="_blank">Installation Instructions</a> | [23 empty] | 2.000 DW |  |  | 1.5000 IN | [89 empty] | 1.000 EA | 1.000 EA | [35 empty] | No | [42 empty] | https://www.lutron.com/TechnicalDocumentLibrary/DivaSatinColors.pdf | [7 empty] | Shelf Stock | [13 empty] | <a href="https://www.lutron.com/TechnicalDocumentLibrary/368-4493_Page_43.pdf" target="_blank">Tech Drawing</a> | [25 empty] | 39122206 | [6 empty] | <a href="https://www.lutron.com/Education-Training/Tools/Pages/InstallDimmer.aspx?syst=Dimmers+%26+Switches&prodn=Diva%c2%ae+dimmer+%26+switch" target="_blank">Product Video Clip</a> | [6 empty] | <a href="https://www.lutron.com/TechnicalDocumentLibrary/369-119_Wallbox_Warranty.pdf" target="_blank">Warranty Information</a> |  |  |  |  | 0.080 L | [14 empty] | 0 | 0 | 0 | 0 | Lighting Fixtures | 2016-07-15 12:18 | 2024-07-20 11:05 | 0000-00-00 00:00:00 | 2024-07-20 11:05 | 0000-00-00 00:00:00 | [6 empty] | Brown
1 | Lutron Electronics | DVF-103P-277-GR | 4460-1795 | 4460 | 1795 | Lutron Electronics | DVF-103P-277-GR.jpg | 27557697347 | DIVA FLUOR CTRL 277V 3WAY GR | Diva Dimmer - Gloss Finish, Fluorescent or LED Dimming with 3-Wire Ballasts and Drivers, 3-way/single-pole, 277V/6A in gray |  | 2.25 | 0.8 |  | DVF-103P-277-GR.jpg | http://grandbrass.xologic.com/vendors/4460/large/DVF-103P-277-GR.jpg | [47 empty] | 0 | 0 | 0 | [6 empty] | 0 | 1 | 1 | EA | 1 | Lighting Controls | [7 empty] | Gray | [16 empty] | Traditional |  |  | Dimmers | [242 empty] | <a href="https://www.lutron.com/TechnicalDocumentLibrary/03115901D.pdf" target="_blank">Installation Instructions</a> | [23 empty] | 2.000 DW |  |  | 1.5000 IN | [89 empty] | 1.000 EA | 1.000 EA | [35 empty] | No | [42 empty] | https://www.lutron.com/TechnicalDocumentLibrary/DivaSatinColors.pdf | [7 empty] | Shelf Stock | [13 empty] | <a href="https://www.lutron.com/TechnicalDocumentLibrary/368-4493_Page_43.pdf" target="_blank">Tech Drawing</a> | [25 empty] | 39122206 | [6 empty] | <a href="https://www.lutron.com/Education-Training/Tools/Pages/InstallDimmer.aspx?syst=Dimmers+%26+Switches&prodn=Diva%c2%ae+dimmer+%26+switch" target="_blank">Product Video Clip</a> | [6 empty] | <a href="https://www.lutron.com/TechnicalDocumentLibrary/369-119_Wallbox_Warranty.pdf" target="_blank">Warranty Information</a> |  |  |  |  | 0.080 L | [14 empty] | 0 | 0 | 0 | 0 | Lighting Fixtures | 2016-07-15 12:18 | 2024-07-20 11:08 | 0000-00-00 00:00:00 | 2024-07-20 11:08 | 0000-00-00 00:00:00 | [6 empty] | Gray
1 | Lutron Electronics | NTF-10-277-WH | 4460-1796 | 4460 | 1796 | Lutron Electronics | NTF-10-277-WH.jpg | 27557699280 | NOVA T FLUOR 1-10LP 277V WH | Nova T Dimmer, Fluorescent or LED Dimming with 3-Wire Ballasts and Drivers, Single-pole (small control), 277V/8A in white |  | 4.1 | 5.3 |  | NTF-10-277-WH.jpg | http://grandbrass.xologic.com/vendors/4460/large/NTF-10-277-WH.jpg | [47 empty] | 0 | 0 | 0 | [6 empty] | 0 | 1 | 1 | EA | 1 | Lighting Controls | [7 empty] | White | [19 empty] | Dimmers | [242 empty] | <a href="https://www.lutron.com/TechnicalDocumentLibrary/0301030A.pdf" target="_blank">Installation Instructions</a> | [23 empty] | 50.000 DW |  |  | 3.1000 IN | [7 empty] | <a href="https://www.lutron.com/TechnicalDocumentLibrary/NovaT_Family.pdf" target="_blank">Line Drawing</a> | [81 empty] | 1.000 EA | 1.000 EA | [35 empty] | No | [42 empty] | https://www.lutron.com/TechnicalDocumentLibrary/NovaTB.pdf | [7 empty] | Shelf Stock | [13 empty] | <a href="https://www.lutron.com/TechnicalDocumentLibrary/368-4493_Page_40.pdf" target="_blank">Tech Drawing</a> | [25 empty] | 39122206 | [13 empty] | <a href="https://www.lutron.com/TechnicalDocumentLibrary/369-119_Wallbox_Warranty.pdf" target="_blank">Warranty Information</a> |  |  |  |  | 0.450 L | [14 empty] | 0 | 0 | 0 | 0 | Lighting Fixtures | 2016-07-15 12:19 | 2024-07-20 11:11 | 0000-00-00 00:00:00 | 2024-07-20 11:11 | 0000-00-00 00:00:00 | [6 empty] | White
1 | Lutron Electronics | NTF-10-277-BE | 4460-1797 | 4460 | 1797 | Lutron Electronics | NTF-10-277-BE.jpg | 27557699297 | NOVA T FLUOR 1-10LP 277V BE | Nova T Dimmer, Fluorescent or LED Dimming with 3-Wire Ballasts and Drivers, Single-pole (small control), 277V/8A in beige |  | 4.1 | 5.3 |  | NTF-10-277-BE.jpg | http://grandbrass.xologic.com/vendors/4460/large/NTF-10-277-BE.jpg | [47 empty] | 0 | 0 | 0 | [6 empty] | 0 | 1 | 1 | EA | 1 | Lighting Controls | [7 empty] | White | [19 empty] | Dimmers | [242 empty] | <a href="https://www.lutron.com/TechnicalDocumentLibrary/0301030A.pdf" target="_blank">Installation Instructions</a> | [23 empty] | 2.000 DW |  |  | 3.1000 IN | [7 empty] | <a href="https://www.lutron.com/TechnicalDocumentLibrary/NovaT_Family.pdf" target="_blank">Line Drawing</a> | [81 empty] | 1.000 EA | 1.000 EA | [35 empty] | No | [42 empty] | https://www.lutron.com/TechnicalDocumentLibrary/NovaTB.pdf | [7 empty] | Shelf Stock | [13 empty] | <a href="https://www.lutron.com/TechnicalDocumentLibrary/368-4493_Page_40.pdf" target="_blank">Tech Drawing</a> | [25 empty] | 39122206 | [13 empty] | <a href="https://www.lutron.com/TechnicalDocumentLibrary/369-119_Wallbox_Warranty.pdf" target="_blank">Warranty Information</a> |  |  |  |  | 0.450 L | [14 empty] | 0 | 0 | 0 | 0 | Lighting Fixtures | 2016-07-15 12:19 | 2024-07-20 11:07 | 0000-00-00 00:00:00 | 2024-07-20 11:07 | 0000-00-00 00:00:00 | [6 empty] | Beige
1 | Lutron Electronics | NTF-10-277-BL | 4460-1798 | 4460 | 1798 | Lutron Electronics | NTF-10-277-BL.jpg | 27557699303 | NOVA T FLUOR 1-10LP 277V BL | Nova T Dimmer, Fluorescent or LED Dimming with 3-Wire Ballasts and Drivers, Single-pole (small control), 277V/8A in black |  | 4.1 | 5.3 |  | NTF-10-277-BL.jpg | http://grandbrass.xologic.com/vendors/4460/large/NTF-10-277-BL.jpg | [47 empty] | 0 | 0 | 0 | [6 empty] | 0 | 1 | 1 | EA | 1 | Lighting Controls | [7 empty] | Black | [19 empty] | Dimmers | [242 empty] | <a href="https://www.lutron.com/TechnicalDocumentLibrary/0301030A.pdf" target="_blank">Installation Instructions</a> | [23 empty] | 2.000 DW |  |  | 3.1000 IN | [7 empty] | <a href="https://www.lutron.com/TechnicalDocumentLibrary/NovaT_Family.pdf" target="_blank">Line Drawing</a> | [81 empty] | 1.000 EA | 1.000 EA | [35 empty] | No | [42 empty] | https://www.lutron.com/TechnicalDocumentLibrary/NovaTB.pdf | [7 empty] | Shelf Stock | [13 empty] | <a href="https://www.lutron.com/TechnicalDocumentLibrary/368-4493_Page_40.pdf" target="_blank">Tech Drawing</a> | [25 empty] | 39122206 | [13 empty] | <a href="https://www.lutron.com/TechnicalDocumentLibrary/369-119_Wallbox_Warranty.pdf" target="_blank">Warranty Information</a> |  |  |  |  | 0.450 L | [14 empty] | 0 | 0 | 0 | 0 | Lighting Fixtures | 2016-07-15 12:19 | 2024-07-20 11:07 | 0000-00-00 00:00:00 | 2024-07-20 11:07 | 0000-00-00 00:00:00 | [6 empty] | Black
1 | Lutron Electronics | NTF-10-277-BR | 4460-1799 | 4460 | 1799 | Lutron Electronics | NTF-10-277-BR.jpg | 27557699310 | NOVA T FLUOR 1-10LP 277V BR | Nova T Dimmer, Fluorescent or LED Dimming with 3-Wire Ballasts and Drivers, Single-pole (small control), 277V/8A in brown |  | 4.1 | 5.3 |  | NTF-10-277-BR.jpg | http://grandbrass.xologic.com/vendors/4460/large/NTF-10-277-BR.jpg | [47 empty] | 0 | 0 | 0 | [6 empty] | 0 | 1 | 1 | EA | 1 | Lighting Controls | [7 empty] | Brown | [19 empty] | Dimmers | [242 empty] | <a href="https://www.lutron.com/TechnicalDocumentLibrary/0301030A.pdf" target="_blank">Installation Instructions</a> | [23 empty] | 2.000 DW |  |  | 3.1000 IN | [7 empty] | <a href="https://www.lutron.com/TechnicalDocumentLibrary/NovaT_Family.pdf" target="_blank">Line Drawing</a> | [81 empty] | 1.000 EA | 1.000 EA | [35 empty] | No | [42 empty] | https://www.lutron.com/TechnicalDocumentLibrary/NovaTB.pdf | [7 empty] | Shelf Stock | [13 empty] | <a href="https://www.lutron.com/TechnicalDocumentLibrary/368-4493_Page_40.pdf" target="_blank">Tech Drawing</a> | [25 empty] | 39122206 | [13 empty] | <a href="https://www.lutron.com/TechnicalDocumentLibrary/369-119_Wallbox_Warranty.pdf" target="_blank">Warranty Information</a> |  |  |  |  | 0.450 L | [14 empty] | 0 | 0 | 0 | 0 | Lighting Fixtures | 2016-07-15 12:19 | 2024-07-20 11:07 | 0000-00-00 00:00:00 | 2024-07-20 11:07 | 0000-00-00 00:00:00 | [6 empty] | Brown
1 | Lutron Electronics | NTF-10-277-GR | 4460-1800 | 4460 | 1800 | Lutron Electronics | NTF-10-277-GR.jpg | 27557699327 | NOVA T FLUOR 1-10LP 277V GR | Nova T Dimmer, Fluorescent or LED Dimming with 3-Wire Ballasts and Drivers, Single-pole (small control), 277V/8A in gray |  | 4.1 | 5.3 |  | NTF-10-277-GR.jpg | http://grandbrass.xologic.com/vendors/4460/large/NTF-10-277-GR.jpg | [47 empty] | 0 | 0 | 0 | [6 empty] | 0 | 1 | 1 | EA | 1 | Lighting Controls | [7 empty] | Gray | [19 empty] | Dimmers | [242 empty] | <a href="https://www.lutron.com/TechnicalDocumentLibrary/0301030A.pdf" target="_blank">Installation Instructions</a> | [23 empty] | 2.000 DW |  |  | 3.1000 IN | [7 empty] | <a href="https://www.lutron.com/TechnicalDocumentLibrary/NovaT_Family.pdf" target="_blank">Line Drawing</a> | [81 empty] | 1.000 EA | 1.000 EA | [35 empty] | No | [42 empty] | https://www.lutron.com/TechnicalDocumentLibrary/NovaTB.pdf | [7 empty] | Shelf Stock | [13 empty] | <a href="https://www.lutron.com/TechnicalDocumentLibrary/368-4493_Page_40.pdf" target="_blank">Tech Drawing</a> | [25 empty] | 39122206 | [13 empty] | <a href="https://www.lutron.com/TechnicalDocumentLibrary/369-119_Wallbox_Warranty.pdf" target="_blank">Warranty Information</a> |  |  |  |  | 0.450 L | [14 empty] | 0 | 0 | 0 | 0 | Lighting Fixtures | 2016-07-15 12:19 | 2024-07-20 11:07 | 0000-00-00 00:00:00 | 2024-07-20 11:07 | 0000-00-00 00:00:00 | [6 empty] | Gray
1 | Lutron Electronics | NTF-10-277-IV | 4460-1801 | 4460 | 1801 | Lutron Electronics | NTF-10-277-IV.jpg | 27557699334 | NOVA T FLUOR 1-10LP 277V IV | Nova T Dimmer, Fluorescent or LED Dimming with 3-Wire Ballasts and Drivers, Single-pole (small control), 277V/8A in ivory |  | 4.1 | 5.3 |  | NTF-10-277-IV.jpg | http://grandbrass.xologic.com/vendors/4460/large/NTF-10-277-IV.jpg | [47 empty] | 0 | 0 | 0 | [6 empty] | 0 | 1 | 1 | EA | 1 | Lighting Controls | [7 empty] | White | [19 empty] | Dimmers | [242 empty] | <a href="https://www.lutron.com/TechnicalDocumentLibrary/0301030A.pdf" target="_blank">Installation Instructions</a> | [23 empty] | 10.000 DW |  |  | 3.1000 IN | [7 empty] | <a href="https://www.lutron.com/TechnicalDocumentLibrary/NovaT_Family.pdf" target="_blank">Line Drawing</a> | [81 empty] | 1.000 EA | 1.000 EA | [35 empty] | No | [42 empty] | https://www.lutron.com/TechnicalDocumentLibrary/NovaTB.pdf | [7 empty] | Shelf Stock | [13 empty] | <a href="https://www.lutron.com/TechnicalDocumentLibrary/368-4493_Page_40.pdf" target="_blank">Tech Drawing</a> | [25 empty] | 39122206 | [13 empty] | <a href="https://www.lutron.com/TechnicalDocumentLibrary/369-119_Wallbox_Warranty.pdf" target="_blank">Warranty Information</a> |  |  |  |  | 0.450 L | [14 empty] | 0 | 0 | 0 | 0 | Lighting Fixtures | 2016-07-15 12:19 | 2024-07-20 11:08 | 0000-00-00 00:00:00 | 2024-07-20 11:08 | 0000-00-00 00:00:00 | [6 empty] | Ivory
1 | Lutron Electronics | AYF-103P-BR | 4460-1804 | 4460 | 1804 | Lutron Electronics | AYF-103P-BR.jpg | 27557700023 | ARIADNI FLUORESCENT 120V 3WAY | Ariadni Fluorescent Dimmer with Hi-lume Ballasts, 3-way/single-pole, preset, 120V/8A in brown |  | 2.3 | 4.5 |  | AYF-103P-BR.jpg | http://grandbrass.xologic.com/vendors/4460/large/AYF-103P-BR.jpg | [47 empty] | 0 | 0 | 0 | [6 empty] | 0 | 1 | 1 | EA | 1 | Lighting Controls | [7 empty] | Brown | [16 empty] | Traditional |  |  | Dimmers | [242 empty] | <a href="https://www.lutron.com/TechnicalDocumentLibrary/031376.pdf" target="_blank">Installation Instructions</a> | [23 empty] | 2.000 DW |  |  | 2.3000 IN | [89 empty] | 1.000 EA | 1.000 EA | [35 empty] | No | [42 empty] | https://assets.lutron.com/a/documents/spec%20guide%20volume%201%20with%20addendums.pdf#page=50 | [7 empty] | Shelf Stock | [13 empty] | <a href="https://www.lutron.com/TechnicalDocumentLibrary/368-4493_Page_43.pdf" target="_blank">Tech Drawing</a> | [25 empty] | 39122206 | [6 empty] | <a href="https://www.lutron.com/Education-Training/Tools/Pages/InstallDimmer.aspx?syst=Dimmers+%26+Switches&prodn=Ariadni%c2%ae+%2f+Toggler%c2%ae+dimmer" target="_blank">Product Video Clip</a> | [6 empty] | <a href="https://www.lutron.com/TechnicalDocumentLibrary/369-119_Wallbox_Warranty.pdf" target="_blank">Warranty Information</a> |  |  |  |  | 0.250 L | [14 empty] | 0 | 0 | 0 | 0 | Lighting Fixtures | 2016-07-15 12:19 | 2024-07-20 11:11 | 0000-00-00 00:00:00 | 2024-07-20 11:11 | 0000-00-00 00:00:00 | [6 empty] | Brown
1 | Lutron Electronics | AYF-103P-277-BR | 4460-1805 | 4460 | 1805 | Lutron Electronics | AYF-103P-277-BR.jpg | 27557701150 | ARIADNI FLUORESCENT 277V 3WAY | Ariadni Fluorescent Dimmer with Hi-lume Ballasts, 3-way/single-pole, preset, 277V/6A in brown |  | 2.3 | 4.5 |  | AYF-103P-277-BR.jpg | http://grandbrass.xologic.com/vendors/4460/large/AYF-103P-277-BR.jpg | [47 empty] | 0 | 0 | 0 | [6 empty] | 0 | 1 | 1 | EA | 1 | Lighting Controls | [7 empty] | Brown | [16 empty] | Traditional |  |  | Dimmers | [242 empty] | <a href="https://www.lutron.com/TechnicalDocumentLibrary/031376.pdf" target="_blank">Installation Instructions</a> | [23 empty] | 2.000 DW |  |  | 2.3000 IN | [89 empty] | 1.000 EA | 1.000 EA | [35 empty] | No | [42 empty] | https://assets.lutron.com/a/documents/spec%20guide%20volume%201%20with%20addendums.pdf#page=50 | [7 empty] | Shelf Stock | [13 empty] | <a href="https://www.lutron.com/TechnicalDocumentLibrary/368-4493_Page_43.pdf" target="_blank">Tech Drawing</a> | [25 empty] | 39122206 | [13 empty] | <a href="https://www.lutron.com/TechnicalDocumentLibrary/369-119_Wallbox_Warranty.pdf" target="_blank">Warranty Information</a> |  |  |  |  | 0.400 L | [14 empty] | 0 | 0 | 0 | 0 | Lighting Fixtures | 2016-07-15 12:19 | 2024-07-20 11:13 | 0000-00-00 00:00:00 | 2024-07-20 11:13 | 0000-00-00 00:00:00 | [6 empty] | Brown
4 | Lutron Electronics | AYFSQ-F-BR | 4460-1806 | 4460 | 1806 | Lutron Electronics | Ecom_AYFSQ-F-BR_withwallplate.jpeg?w=1500 | 27557701310 | ARIADNI QUIET FAN BROWN | Ariadni Fan Control, 3-way/single-pole, quiet 3-speed, 120V/1.5A in brown |  | 2.3 | 4.5 | [50 empty] | 0 | 0 | 0 | [6 empty] | 0 | 1 | 1 | EA | 1 |  |  |  | Control And Automation |  | Switches |  | Speed Switch | Brown | [16 empty] | Traditional | [245 empty] | <a href="https://www.lutron.com/TechnicalDocumentLibrary/030-1541_Combined_Language.pdf" target="_blank">Installation Instructions</a> | [23 empty] | 10.000 DW |  |  | 2.3000 IN | [89 empty] | 1.000 EA | 1.000 EA | [35 empty] | No | [42 empty] | https://assets.lutron.com/a/documents/spec%20guide%20volume%201%20with%20addendums.pdf#page=50 | [7 empty] | Shelf Stock | [13 empty] | <a href="https://www.lutron.com/TechnicalDocumentLibrary/368-4493_Page_5.pdf" target="_blank">Tech Drawing</a> | [25 empty] | 39122240 | [13 empty] | <a href="https://www.lutron.com/TechnicalDocumentLibrary/369-119_Wallbox_Warranty.pdf" target="_blank">Warranty Information</a> |  |  |  |  | 0.250 L | [14 empty] | 0 | 0 | 0 | 0 | Electrical | 2016-07-15 12:19 | 2024-07-20 11:07 | 0000-00-00 00:00:00 | 2024-07-20 11:07 | 0000-00-00 00:00:00 | [6 empty] | Brown
1 | Lutron Electronics | AYLV-600P-BR | 4460-1807 | 4460 | 1807 | Lutron Electronics | AYLV-600P-BR.jpg | 27557704458 | ARIADNI 600VA PRESET BROWN | Ariadni Dimmer, Magnetic Low-Voltage, Single-pole, preset, 120V/600VA (450W) in brown |  | 2.3 | 4.5 |  | AYLV-600P-BR.jpg | http://grandbrass.xologic.com/vendors/4460/large/AYLV-600P-BR.jpg | [47 empty] | 0 | 0 | 0 | [6 empty] | 0 | 1 | 1 | EA | 1 | Lighting Controls | [7 empty] | Brown | [16 empty] | Traditional |  |  | Dimmers | [242 empty] | <a href="https://www.lutron.com/TechnicalDocumentLibrary/0301273.pdf" target="_blank">Installation Instructions</a> | [23 empty] | 90.000 DW |  |  | 2.3000 IN | [89 empty] | 1.000 EA | 1.000 EA | [35 empty] | No | [42 empty] | https://assets.lutron.com/a/documents/spec%20guide%20volume%201%20with%20addendums.pdf#page=50 | [7 empty] | Shelf Stock | [13 empty] | <a href="https://www.lutron.com/TechnicalDocumentLibrary/368-4493_Page_1.pdf" target="_blank">Tech Drawing</a> | [25 empty] | 39122206 | [6 empty] | <a href="https://www.lutron.com/Education-Training/Tools/Pages/InstallDimmer.aspx?syst=Dimmers+%26+Switches&prodn=Ariadni%c2%ae+%2f+Toggler%c2%ae+dimmer" target="_blank">Product Video Clip</a> | [6 empty] | <a href="https://www.lutron.com/TechnicalDocumentLibrary/369-119_Wallbox_Warranty.pdf" target="_blank">Warranty Information</a> |  |  |  |  | 0.250 L | [14 empty] | 0 | 0 | 0 | 0 | Lighting Fixtures | 2016-07-15 12:19 | 2024-07-20 11:06 | 0000-00-00 00:00:00 | 2024-07-20 11:06 | 0000-00-00 00:00:00 | [6 empty] | Brown
1 | Lutron Electronics | GRX-8IT-WH | 4460-1808 | 4460 | 1808 | Lutron Electronics | GRX-8IT-WH.jpg | 27557706407 | GRX WIRELESS REMOTE 8SN 4.5V | GRAFIK Eye 3000 Series IR Transmitter, 8-scene infrared remote control |  | 2.2 | 0.9 |  | GRX-8IT-WH.jpg | http://grandbrass.xologic.com/vendors/4460/large/GRX-8IT-WH.jpg | [47 empty] | 0 | 0 | 0 | [6 empty] | 0 | 1 | 1 | EA | 1 | Lighting Controls | [7 empty] | White | [19 empty] | Other Lighting Controls | [242 empty] | <a href="https://www.lutron.com/TechnicalDocumentLibrary/040064.pdf" target="_blank">Installation Instructions</a> | [23 empty] | 15.000 DW |  |  | 5.6000 IN | [89 empty] | 1.000 EA | 1.000 EA | [35 empty] | No | [42 empty] | https://www.lutron.com/TechnicalDocumentLibrary/grx-8it-grp.pdf | [7 empty] | Shelf Stock | [39 empty] | 52161525 | [13 empty] | <a href="https://www.lutron.com/TechnicalDocumentLibrary/3601201A_Commercial_Limited_Warranty.pdf" target="_blank">Warranty Information</a> |  |  |  |  | 0.250 L | [14 empty] | 0 | 0 | 0 | 0 | Lighting Fixtures | 2016-07-15 12:19 | 2024-07-20 11:09 | 0000-00-00 00:00:00 | 2024-07-20 11:09 | 0000-00-00 00:00:00 | [6 empty] | White
4 | Lutron Electronics | AYFSQ-F-WH | 4460-1809 | 4460 | 1809 | Lutron Electronics | Ecom_AYFSQ-F-WH_nowallplate.jpeg?w=1500 | 27557706476 | ARIADNI QUIET FAN WHITE | Ariadni Fan Control, 3-way/single-pole, quiet 3-speed, 120V/1.5A in white |  | 2.4 | 4.5 | [50 empty] | 0 | 0 | 0 | [6 empty] | 0 | 1 | 1 | EA | 1 |  |  |  | Control And Automation |  | Switches |  | Speed Switch | White | [16 empty] | Traditional | [245 empty] | <a href="https://www.lutron.com/TechnicalDocumentLibrary/030-1541_Combined_Language.pdf" target="_blank">Installation Instructions</a> | [23 empty] | 10.000 DW |  |  | 2.4000 IN | [89 empty] | 1.000 EA | 1.000 EA | [35 empty] | No | [42 empty] | https://assets.lutron.com/a/documents/spec%20guide%20volume%201%20with%20addendums.pdf#page=50 | [7 empty] | Shelf Stock | [13 empty] | <a href="https://www.lutron.com/TechnicalDocumentLibrary/368-4493_Page_5.pdf" target="_blank">Tech Drawing</a> | [25 empty] | 39122240 | [13 empty] | <a href="https://www.lutron.com/TechnicalDocumentLibrary/369-119_Wallbox_Warranty.pdf" target="_blank">Warranty Information</a> |  |  |  |  | 0.250 L | [14 empty] | 0 | 0 | 0 | 0 | Electrical | 2016-07-15 12:19 | 2024-07-20 11:07 | 0000-00-00 00:00:00 | 2024-07-20 11:07 | 0000-00-00 00:00:00 | [6 empty] | White
4 | Lutron Electronics | AYFSQ-FH-WH | 4460-1810 | 4460 | 1810 | Lutron Electronics | Ecom_AYFSQ-F-WH_nowallplate.jpeg?w=1500 | 27557706490 | ARIADNI QUIET FAN WH CLAMSHELL | Ariadni Fan Control, 3-way/single-pole, quiet 3-speed, 120V/1.5A clamshell packaging in white |  | 4.1 | 6.1 | [50 empty] | 0 | 0 | 0 | [6 empty] | 0 | 1 | 1 | EA | 1 |  |  |  | Control And Automation |  | Switches |  | Speed Switch | White | [16 empty] | Traditional | [245 empty] | <a href="https://www.lutron.com/TechnicalDocumentLibrary/030-1541_Combined_Language.pdf" target="_blank">Installation Instructions</a> | [23 empty] | 10.000 DW |  |  | 2.7000 IN | [89 empty] | 1.000 EA | 1.000 EA | [35 empty] | No | [42 empty] | https://assets.lutron.com/a/documents/spec%20guide%20volume%201%20with%20addendums.pdf#page=50 | [7 empty] | Shelf Stock | [13 empty] | <a href="https://www.lutron.com/TechnicalDocumentLibrary/368-4493_Page_5.pdf" target="_blank">Tech Drawing</a> | [25 empty] | 39122240 | [13 empty] | <a href="https://www.lutron.com/TechnicalDocumentLibrary/369-119_Wallbox_Warranty.pdf" target="_blank">Warranty Information</a> |  |  |  |  | 0.450 L | [14 empty] | 0 | 0 | 0 | 0 | Electrical | 2016-07-15 12:19 | 2024-07-20 11:06 | 0000-00-00 00:00:00 | 2024-07-20 11:06 | 0000-00-00 00:00:00 | [6 empty] | White
1 | Lutron Electronics | AY2-LFSQH-WH | 4460-1811 | 4460 | 1811 | Lutron Electronics | Ecom_AY2-LFSQ-WH_WithWallPlate.jpeg?w=1500 | 27557706513 | ARIADNI DUAL LT/QUIET FAN WH CLAMSHELL | Ariadni Fan/Light Control, Fan control and dimmer, single-pole - quiet 3-speed, 120V/1.5A/300W clamshell packaging in white |  | 4.2 | 2.6 | [50 empty] | 0 | 0 | 0 | [6 empty] | 0 | 1 | 1 | EA | 1 | Lighting Controls | [7 empty] | White | [16 empty] | Traditional |  |  | Lightswitches | [242 empty] | <a href="https://www.lutron.com/TechnicalDocumentLibrary/0301992.pdf" target="_blank">Installation Instructions</a> | [23 empty] | 10.000 DW |  |  | 6.1000 IN | [89 empty] | 1.000 EA | 1.000 EA | [35 empty] | No | [42 empty] | https://assets.lutron.com/a/documents/spec%20guide%20volume%201%20with%20addendums.pdf#page=50 | [7 empty] | Shelf Stock | [13 empty] | <a href="https://www.lutron.com/TechnicalDocumentLibrary/368-4493_Page_30.pdf" target="_blank">Tech Drawing</a> | [25 empty] | 39122232 | [13 empty] | <a href="https://www.lutron.com/TechnicalDocumentLibrary/369-119_Wallbox_Warranty.pdf" target="_blank">Warranty Information</a> |  |  |  |  | 0.350 L | [14 empty] | 0 | 0 | 0 | 0 | Lighting Fixtures | 2016-07-15 12:19 | 2024-07-20 11:07 | 0000-00-00 00:00:00 | 2024-07-20 11:07 | 0000-00-00 00:00:00 | [6 empty] | White
4 | Lutron Electronics | AYFSQ-F-IV | 4460-1812 | 4460 | 1812 | Lutron Electronics | Ecom_AYFSQ-F-IV_nowallplate.jpeg?w=1500 | 27557706544 | ARIADNI QUIET FAN IVORY | Ariadni Fan Control, 3-way/single-pole, quiet 3-speed, 120V/1.5A in ivory |  | 2.3 | 4.5 | [50 empty] | 0 | 0 | 0 | [6 empty] | 0 | 1 | 1 | EA | 1 |  |  |  | Control And Automation |  | Switches |  | Speed Switch | White | [16 empty] | Traditional | [245 empty] | <a href="https://www.lutron.com/TechnicalDocumentLibrary/030-1541_Combined_Language.pdf" target="_blank">Installation Instructions</a> | [23 empty] | 10.000 DW |  |  | 2.3000 IN | [89 empty] | 1.000 EA | 1.000 EA | [35 empty] | No | [42 empty] | https://assets.lutron.com/a/documents/spec%20guide%20volume%201%20with%20addendums.pdf#page=50 | [7 empty] | Shelf Stock | [13 empty] | <a href="https://www.lutron.com/TechnicalDocumentLibrary/368-4493_Page_5.pdf" target="_blank">Tech Drawing</a> | [25 empty] | 39122240 | [13 empty] | <a href="https://www.lutron.com/TechnicalDocumentLibrary/369-119_Wallbox_Warranty.pdf" target="_blank">Warranty Information</a> |  |  |  |  | 0.250 L | [14 empty] | 0 | 0 | 0 | 0 | Electrical | 2016-07-15 12:19 | 2024-07-20 11:07 | 0000-00-00 00:00:00 | 2024-07-20 11:07 | 0000-00-00 00:00:00 | [6 empty] | Ivory
1 | Lutron Electronics | AY2-LFSQ-IV | 4460-1813 | 4460 | 1813 | Lutron Electronics | Ecom_AY2-LFSQ-IV_nowallplate.jpeg?w=1500 | 27557706551 | ARIADNI DUAL LT/QUIET FAN IV | Ariadni Fan/Light Control, Fan control and dimmer, single-pole - quiet 3-speed, 120V/1.5A/300W in ivory |  | 2.3 | 4.5 | [50 empty] | 0 | 0 | 0 | [6 empty] | 0 | 1 | 1 | EA | 1 | Lighting Controls | [7 empty] | White | [16 empty] | Traditional |  |  | Lightswitches | [242 empty] | <a href="https://www.lutron.com/TechnicalDocumentLibrary/0301992.pdf" target="_blank">Installation Instructions</a> | [23 empty] | 10.000 DW |  |  | 2.3000 IN | [89 empty] | 1.000 EA | 1.000 EA | [35 empty] | No | [42 empty] | https://assets.lutron.com/a/documents/spec%20guide%20volume%201%20with%20addendums.pdf#page=50 | [7 empty] | Shelf Stock | [13 empty] | <a href="https://www.lutron.com/TechnicalDocumentLibrary/368-4493_Page_30.pdf" target="_blank">Tech Drawing</a> | [25 empty] | 39122232 | [13 empty] | <a href="https://www.lutron.com/TechnicalDocumentLibrary/369-119_Wallbox_Warranty.pdf" target="_blank">Warranty Information</a> |  |  |  |  | 0.250 L | [14 empty] | 0 | 0 | 0 | 0 | Lighting Fixtures | 2016-07-15 12:19 | 2024-07-20 11:13 | 0000-00-00 00:00:00 | 2024-07-20 11:13 | 0000-00-00 00:00:00 | [6 empty] | Ivory
4 | Lutron Electronics | AYFSQ-FH-IV | 4460-1814 | 4460 | 1814 | Lutron Electronics | Ecom_AYFSQ-F-IV_nowallplate.jpeg?w=1500 | 27557706568 | ARIADNI QUIET FAN IV CLAMSHELL | Ariadni Fan Control, 3-way/single-pole, quiet 3-speed, 120V/1.5A clamshell packaging in ivory |  | 4.1 | 6.1 | [50 empty] | 0 | 0 | 0 | [6 empty] | 0 | 1 | 1 | EA | 1 |  |  |  | Control And Automation |  | Switches |  | Speed Switch | White | [16 empty] | Traditional | [245 empty] | <a href="https://www.lutron.com/TechnicalDocumentLibrary/030-1541_Combined_Language.pdf" target="_blank">Installation Instructions</a> | [23 empty] | 10.000 DW |  |  | 2.7000 IN | [89 empty] | 1.000 EA | 1.000 EA | [35 empty] | No | [42 empty] | https://assets.lutron.com/a/documents/spec%20guide%20volume%201%20with%20addendums.pdf#page=50 | [7 empty] | Shelf Stock | [13 empty] | <a href="https://www.lutron.com/TechnicalDocumentLibrary/368-4493_Page_5.pdf" target="_blank">Tech Drawing</a> | [25 empty] | 39122240 | [13 empty] | <a href="https://www.lutron.com/TechnicalDocumentLibrary/369-119_Wallbox_Warranty.pdf" target="_blank">Warranty Information</a> |  |  |  |  | 0.450 L | [14 empty] | 0 | 0 | 0 | 0 | Electrical | 2016-07-15 12:19 | 2024-07-20 11:07 | 0000-00-00 00:00:00 | 2024-07-20 11:07 | 0000-00-00 00:00:00 | [6 empty] | Ivory
1 | Lutron Electronics | AY2-LFSQH-IV | 4460-1815 | 4460 | 1815 | Lutron Electronics | Ecom_AY2-LFSQ-IV_nowallplate.jpeg?w=1500 | 27557706582 | ARIADNI DUAL LT/QUIET FAN IV CLAMSHELL | Ariadni Fan/Light Control, Fan control and dimmer, single-pole - quiet 3-speed, 120V/1.5A/300W clamshell packaging in ivory |  | 4.2 | 2.6 | [50 empty] | 0 | 0 | 0 | [6 empty] | 0 | 1 | 1 | EA | 1 | Lighting Controls | [7 empty] | White | [16 empty] | Traditional |  |  | Lightswitches | [242 empty] | <a href="https://www.lutron.com/TechnicalDocumentLibrary/0301992.pdf" target="_blank">Installation Instructions</a> | [23 empty] | 10.000 DW |  |  | 6.1000 IN | [89 empty] | 1.000 EA | 1.000 EA | [35 empty] | No | [42 empty] | https://assets.lutron.com/a/documents/spec%20guide%20volume%201%20with%20addendums.pdf#page=50 | [7 empty] | Shelf Stock | [13 empty] | <a href="https://www.lutron.com/TechnicalDocumentLibrary/368-4493_Page_30.pdf" target="_blank">Tech Drawing</a> | [25 empty] | 39122232 | [13 empty] | <a href="https://www.lutron.com/TechnicalDocumentLibrary/369-119_Wallbox_Warranty.pdf" target="_blank">Warranty Information</a> |  |  |  |  | 0.350 L | [14 empty] | 0 | 0 | 0 | 0 | Lighting Fixtures | 2016-07-15 12:19 | 2024-07-20 11:11 | 0000-00-00 00:00:00 | 2024-07-20 11:11 | 0000-00-00 00:00:00 | [6 empty] | Ivory
1 | Lutron Electronics | MA-RH-WH | 4460-1816 | 4460 | 1816 | Lutron Electronics | MA-R-WH.jpeg?w=1500 | 27557708418 | MAESTRO REMOTE WHITE CLM | Maestro Companion dimmer for multi-location use, 120V, Gloss finish, clamshell packaging in white |  | 4 | 6.25 | [50 empty] | 0 | 0 | 0 | [6 empty] | 0 | 1 | 1 | EA | 1 | Specialty Items | [7 empty] | White | [16 empty] | Traditional |  |  | Lighting Accessories | [49 empty] | <a href="https://www.lutron.com/TechnicalDocumentLibrary/367-1015.pdf" target="_blank">Manufacturer Brochure</a> | [192 empty] | <a href="https://www.lutron.com/TechnicalDocumentLibrary/0301940.pdf" target="_blank">Installation Instructions</a> | [23 empty] | 10.000 DW |  |  | 2.5000 IN | [89 empty] | 1.000 EA | 1.000 EA | [35 empty] | No | [42 empty] | https://www.lutron.com/TechnicalDocumentLibrary/Maestro.pdf | [7 empty] | Shelf Stock | [13 empty] | <a href="https://www.lutron.com/TechnicalDocumentLibrary/368-4493_Page_9.pdf" target="_blank">Tech Drawing</a> | [25 empty] | 39122221 | [6 empty] | <a href="https://www.lutron.com/Education-Training/Tools/Pages/InstallDimmer.aspx?syst=Dimmers+%26+Switches&prodn=Maestro+IR%c2%ae+dimmer" target="_blank">Product Video Clip</a> | [6 empty] | <a href="https://www.lutron.com/TechnicalDocumentLibrary/369-119_Wallbox_Warranty.pdf" target="_blank">Warranty Information</a> |  |  |  |  | 0.200 L | [14 empty] | 0 | 0 | 0 | 0 | Lighting Fixtures | 2016-07-15 12:19 | 2024-07-20 11:07 | 0000-00-00 00:00:00 | 2024-07-20 11:07 | 0000-00-00 00:00:00 | [6 empty] | White
1 | Lutron Electronics | DVLV-600PH-WH | 4460-1819 | 4460 | 1819 | Lutron Electronics | DVLV-600PH-WH.jpg | 27557708449 | DIVA LOW VOL 600W WH CLM | Diva Dimmer - Gloss Finish, Magnetic Low-Voltage, Single-pole, 120V/600VA (450W) clamshell packaging in white |  | 4 | 6 |  | DVLV-600PH-WH.jpg | http://grandbrass.xologic.com/vendors/4460/large/DVLV-600PH-WH.jpg | [47 empty] | 0 | 0 | 0 | [6 empty] | 0 | 1 | 1 | EA | 1 | Lighting Controls | [7 empty] | White | [16 empty] | Traditional |  |  | Dimmers | [242 empty] | <a href="https://www.lutron.com/TechnicalDocumentLibrary/030448c.pdf" target="_blank">Installation Instructions</a> | [23 empty] | 10.000 DW |  |  | 2.4100 IN | [89 empty] | 1.000 EA | 1.000 EA | [35 empty] | No | [42 empty] | https://www.lutron.com/TechnicalDocumentLibrary/DivaSatinColors.pdf | [7 empty] | Shelf Stock | [13 empty] | <a href="https://www.lutron.com/TechnicalDocumentLibrary/368-4493_Page_2.pdf" target="_blank">Tech Drawing</a> | [25 empty] | 39122206 | [6 empty] | <a href="https://www.lutron.com/Education-Training/Tools/Pages/InstallDimmer.aspx?syst=Dimmers+%26+Switches&prodn=Diva%c2%ae+dimmer+%26+switch" target="_blank">Product Video Clip</a> | [6 empty] | <a href="https://www.lutron.com/TechnicalDocumentLibrary/369-119_Wallbox_Warranty.pdf" target="_blank">Warranty Information</a> |  |  |  |  | 0.080 L | [14 empty] | 0 | 0 | 0 | 0 | Lighting Fixtures | 2016-07-15 12:19 | 2024-07-20 11:07 | 0000-00-00 00:00:00 | 2024-07-20 11:07 | 0000-00-00 00:00:00 | [6 empty] | White
4 | Lutron Electronics | DVFSQ-FH-WH | 4460-1820 | 4460 | 1820 | Lutron Electronics | Ecom_DVFSQ-F-WH_nowallplate.jpeg | 27557708456 | DIVA QUIET FANSPEED WH CLM | Lutron Diva 3-Speed 1.5A Fan Control, Single-Pole/3-Way, Clamshell Packaging White |  | 4.1 | 6.1 |  | Ecom_DVFSQ-F-WH_nowallplate.jpeg | http://grandbrass.xologic.com/vendors/4460/large/Ecom_DVFSQ-F-WH_nowallplate.jpeg | [47 empty] | 0 | 0 | 0 | [6 empty] | 0 | 1 | 1 | EA | 1 | Fan Accessories |  |  | Control And Automation |  | Switches |  | Speed Switch | White | [16 empty] | Traditional |  |  | Fan Wall Mount Controls | [242 empty] | <a href="https://www.lutron.com/TechnicalDocumentLibrary/0301990.pdf" target="_blank">Installation Instructions</a> | [23 empty] | 10.000 DW |  |  | 2.7000 IN | [89 empty] | 1.000 EA | 1.000 EA | [35 empty] | No | [42 empty] | https://www.lutron.com/TechnicalDocumentLibrary/DivaSatinColors.pdf | [7 empty] | Shelf Stock | [13 empty] | <a href="https://www.lutron.com/TechnicalDocumentLibrary/368-4493_Page_5.pdf" target="_blank">Tech Drawing</a> | [25 empty] | 39122240 | [13 empty] | <a href="https://www.lutron.com/TechnicalDocumentLibrary/369-119_Wallbox_Warranty.pdf" target="_blank">Warranty Information</a> |  |  |  |  | 0.250 L | [14 empty] | 0 | 0 | 0 | 0 | Electrical | 2016-07-15 12:19 | 2024-07-20 11:08 | 0000-00-00 00:00:00 | 2025-11-29 02:00 | 0000-00-00 00:00:00 | [6 empty] | White
1 | Lutron Electronics | AYLV-603P-BR | 4460-1822 | 4460 | 1822 | Lutron Electronics | AYLV-603P-BR.jpg | 27557708630 | ARIADNI 600VA 3WAY PRESET BROWN | Ariadni Dimmer, Magnetic Low-Voltage, 3-way, preset, 120V/600VA (450W) in brown |  | 2.3 | 4.5 |  | AYLV-603P-BR.jpg | http://grandbrass.xologic.com/vendors/4460/large/AYLV-603P-BR.jpg | [47 empty] | 0 | 0 | 0 | [6 empty] | 0 | 1 | 1 | EA | 1 | Lighting Controls | [7 empty] | Brown | [16 empty] | Traditional |  |  | Dimmers | [242 empty] | <a href="https://www.lutron.com/TechnicalDocumentLibrary/0301287.pdf" target="_blank">Installation Instructions</a> | [23 empty] | 10.000 DW |  |  | 2.3000 IN | [89 empty] | 1.000 EA | 1.000 EA | [35 empty] | No | [42 empty] | https://assets.lutron.com/a/documents/spec%20guide%20volume%201%20with%20addendums.pdf#page=50 | [7 empty] | Shelf Stock | [13 empty] | <a href="https://www.lutron.com/TechnicalDocumentLibrary/368-4493_Page_7.pdf" target="_blank">Tech Drawing</a> | [25 empty] | 39122206 | [6 empty] | <a href="https://www.lutron.com/Education-Training/Tools/Pages/InstallDimmer.aspx?syst=Dimmers+%26+Switches&prodn=Ariadni%c2%ae+%2f+Toggler%c2%ae+dimmer" target="_blank">Product Video Clip</a> | [6 empty] | <a href="https://www.lutron.com/TechnicalDocumentLibrary/369-119_Wallbox_Warranty.pdf" target="_blank">Warranty Information</a> |  |  |  |  | 0.200 L | [14 empty] | 0 | 0 | 0 | 0 | Lighting Fixtures | 2016-07-15 12:19 | 2024-07-20 11:07 | 0000-00-00 00:00:00 | 2024-07-20 11:07 | 0000-00-00 00:00:00 | [6 empty] | Brown
4 | Lutron Electronics | N-L-NFB-BL | 4460-1824 | 4460 | 1824 | Lutron Electronics | N-L-NFB-BL.jpg | 27557714624 | NOVA KIT LG BLACK W/SLIDER | Nova Accessory, Wallplate Kit, Single gang, large (no fin sections removed) in black |  | 2.8 | 4.6 |  | N-L-NFB-BL.jpg | http://grandbrass.xologic.com/vendors/4460/large/N-L-NFB-BL.jpg | [47 empty] | 0 | 0 | 0 | [6 empty] | 0 | 1 | 1 | EA | 1 | Lighting Controls |  |  | Fittings and Hardware |  | Electrical Hardware And Supplies |  | Wallplates | Black | [19 empty] | Other Lighting Controls | [242 empty] | <a href="https://www.lutron.com/TechnicalDocumentLibrary/0301545.pdf" target="_blank">Installation Instructions</a> | [23 empty] | 2.000 DW |  |  | 0.7000 IN | [89 empty] | 1.000 EA | 1.000 EA | [35 empty] | No | [42 empty] | https://www.lutron.com/TechnicalDocumentLibrary/3682811b_Volume%201%20Addendum-Wallplates.pdf | [7 empty] | Shelf Stock | [39 empty] | 39121704 | [13 empty] | <a href="https://www.lutron.com/TechnicalDocumentLibrary/369-119_Wallbox_Warranty.pdf" target="_blank">Warranty Information</a> |  |  |  |  | 0.050 L | [14 empty] | 0 | 0 | 0 | 0 | Electrical | 2016-07-15 12:19 | 2024-07-20 11:08 | 0000-00-00 00:00:00 | 2025-11-29 02:00 | 0000-00-00 00:00:00 | [6 empty] | Black
4 | Lutron Electronics | N-L-NFB-BR | 4460-1825 | 4460 | 1825 | Lutron Electronics | N-L-NFB-BR.jpg | 27557714631 | NOVA KIT LG BROWN W/SLIDER | Nova Accessory, Wallplate Kit, Single gang, large (no fin sections removed) in brown |  | 2.8 | 4.6 |  | N-L-NFB-BR.jpg | http://grandbrass.xologic.com/vendors/4460/large/N-L-NFB-BR.jpg | [47 empty] | 0 | 0 | 0 | [6 empty] | 0 | 1 | 1 | EA | 1 | Lighting Controls |  |  | Fittings and Hardware |  | Electrical Hardware And Supplies |  | Wallplates | Brown | [19 empty] | Other Lighting Controls | [242 empty] | <a href="https://www.lutron.com/TechnicalDocumentLibrary/0301545.pdf" target="_blank">Installation Instructions</a> | [23 empty] | 2.000 DW |  |  | 0.7000 IN | [89 empty] | 1.000 EA | 1.000 EA | [35 empty] | No | [42 empty] | https://www.lutron.com/TechnicalDocumentLibrary/3682811b_Volume%201%20Addendum-Wallplates.pdf | [7 empty] | Shelf Stock | [39 empty] | 39121704 | [13 empty] | <a href="https://www.lutron.com/TechnicalDocumentLibrary/369-119_Wallbox_Warranty.pdf" target="_blank">Warranty Information</a> |  |  |  |  | 0.050 L | [14 empty] | 0 | 0 | 0 | 0 | Electrical | 2016-07-15 12:19 | 2024-07-20 11:11 | 0000-00-00 00:00:00 | 2025-11-29 02:00 | 0000-00-00 00:00:00 | [6 empty] | Brown
4 | Lutron Electronics | N-L-NFB-GR | 4460-1826 | 4460 | 1826 | Lutron Electronics | N-L-NFB-GR.jpg | 27557714648 | NOVA KIT PAINTED LG GR W/SLDR | Nova Accessory, Wallplate Kit, Single gang, large (no fin sections removed) in gray |  | 2.8 | 4.6 |  | N-L-NFB-GR.jpg | http://grandbrass.xologic.com/vendors/4460/large/N-L-NFB-GR.jpg | [47 empty] | 0 | 0 | 0 | [6 empty] | 0 | 1 | 1 | EA | 1 | Lighting Controls |  |  | Fittings and Hardware |  | Electrical Hardware And Supplies |  | Wallplates | Gray | [19 empty] | Other Lighting Controls | [242 empty] | <a href="https://www.lutron.com/TechnicalDocumentLibrary/0301545.pdf" target="_blank">Installation Instructions</a> | [23 empty] | 2.000 DW |  |  | 0.7000 IN | [89 empty] | 1.000 EA | 1.000 EA | [35 empty] | No | [42 empty] | https://www.lutron.com/TechnicalDocumentLibrary/3682811b_Volume%201%20Addendum-Wallplates.pdf | [7 empty] | Shelf Stock | [39 empty] | 39121704 | [13 empty] | <a href="https://www.lutron.com/TechnicalDocumentLibrary/369-119_Wallbox_Warranty.pdf" target="_blank">Warranty Information</a> |  |  |  |  | 0.050 L | [14 empty] | 0 | 0 | 0 | 0 | Electrical | 2016-07-15 12:19 | 2024-07-20 11:08 | 0000-00-00 00:00:00 | 2025-11-29 02:00 | 0000-00-00 00:00:00 | [6 empty] | Gray
4 | Lutron Electronics | N-L-NFB-IV | 4460-1827 | 4460 | 1827 | Lutron Electronics | N-L-NFB-IV.jpg | 27557714655 | NOVA KIT LG IVORY W/SLIDER | Nova Accessory, Wallplate Kit, Single gang, large (no fin sections removed) in ivory |  | 2.8 | 4.6 |  | N-L-NFB-IV.jpg | http://grandbrass.xologic.com/vendors/4460/large/N-L-NFB-IV.jpg | [47 empty] | 0 | 0 | 0 | [6 empty] | 0 | 1 | 1 | EA | 1 | Lighting Controls |  |  | Fittings and Hardware |  | Electrical Hardware And Supplies |  | Wallplates | White | [19 empty] | Other Lighting Controls | [242 empty] | <a href="https://www.lutron.com/TechnicalDocumentLibrary/0301545.pdf" target="_blank">Installation Instructions</a> | [23 empty] | 2.000 DW |  |  | 0.7000 IN | [89 empty] | 1.000 EA | 1.000 EA | [35 empty] | No | [42 empty] | https://www.lutron.com/TechnicalDocumentLibrary/3682811b_Volume%201%20Addendum-Wallplates.pdf | [7 empty] | Shelf Stock | [39 empty] | 39121704 | [13 empty] | <a href="https://www.lutron.com/TechnicalDocumentLibrary/369-119_Wallbox_Warranty.pdf" target="_blank">Warranty Information</a> |  |  |  |  | 0.050 L | [14 empty] | 0 | 0 | 0 | 0 | Electrical | 2016-07-15 12:19 | 2024-07-20 11:08 | 0000-00-00 00:00:00 | 2025-11-29 02:00 | 0000-00-00 00:00:00 | [6 empty] | Ivory
4 | Lutron Electronics | N-L-NFB-WH | 4460-1828 | 4460 | 1828 | Lutron Electronics | N-L-NFB-WH.jpg | 27557714679 | NOVA KIT UNPAINTED LG WH W/SLD | Nova Accessory, Wallplate Kit, Single gang, large (no fin sections removed) in white |  | 2.8 | 4.6 |  | N-L-NFB-WH.jpg | http://grandbrass.xologic.com/vendors/4460/large/N-L-NFB-WH.jpg | [47 empty] | 0 | 0 | 0 | [6 empty] | 0 | 1 | 1 | EA | 1 | Lighting Controls |  |  | Fittings and Hardware |  | Electrical Hardware And Supplies |  | Wallplates | White | [19 empty] | Other Lighting Controls | [242 empty] | <a href="https://www.lutron.com/TechnicalDocumentLibrary/0301545.pdf" target="_blank">Installation Instructions</a> | [23 empty] | 10.000 DW |  |  | 0.7000 IN | [89 empty] | 1.000 EA | 1.000 EA | [35 empty] | No | [42 empty] | https://www.lutron.com/TechnicalDocumentLibrary/3682811b_Volume%201%20Addendum-Wallplates.pdf | [7 empty] | Shelf Stock | [39 empty] | 39121704 | [13 empty] | <a href="https://www.lutron.com/TechnicalDocumentLibrary/369-119_Wallbox_Warranty.pdf" target="_blank">Warranty Information</a> |  |  |  |  | 0.050 L | [14 empty] | 0 | 0 | 0 | 0 | Electrical | 2016-07-15 12:19 | 2024-07-20 11:05 | 0000-00-00 00:00:00 | 2025-11-29 02:00 | 0000-00-00 00:00:00 | [6 empty] | White
4 | Lutron Electronics | N-S-NFB-BL | 4460-1829 | 4460 | 1829 | Lutron Electronics | N-S-NFB-BL.jpg | 27557716468 | NOVA KIT SM BLACK W/SLIDER | Nova Accessory, Wallplate Kit, Single gang, small (no fin sections removed) in black |  | 2.8 | 4.6 |  | N-S-NFB-BL.jpg | http://grandbrass.xologic.com/vendors/4460/large/N-S-NFB-BL.jpg | [47 empty] | 0 | 0 | 0 | [6 empty] | 0 | 1 | 1 | EA | 1 | Lighting Controls |  |  | Fittings and Hardware |  | Electrical Hardware And Supplies |  | Wallplates | Black | [19 empty] | Other Lighting Controls | [242 empty] | <a href="https://www.lutron.com/TechnicalDocumentLibrary/0301545.pdf" target="_blank">Installation Instructions</a> | [23 empty] | 2.000 DW |  |  | 0.7000 IN | [89 empty] | 1.000 EA | 1.000 EA | [35 empty] | No | [42 empty] | https://www.lutron.com/TechnicalDocumentLibrary/3682811b_Volume%201%20Addendum-Wallplates.pdf | [7 empty] | Shelf Stock | [39 empty] | 39121704 | [13 empty] | <a href="https://www.lutron.com/TechnicalDocumentLibrary/369-119_Wallbox_Warranty.pdf" target="_blank">Warranty Information</a> |  |  |  |  | 0.050 L | [14 empty] | 0 | 0 | 0 | 0 | Electrical | 2016-07-15 12:20 | 2024-07-20 11:05 | 0000-00-00 00:00:00 | 2025-11-29 02:00 | 0000-00-00 00:00:00 | [6 empty] | Black
4 | Lutron Electronics | N-S-NFB-BR | 4460-1830 | 4460 | 1830 | Lutron Electronics | N-S-NFB-BR.jpg | 27557716475 | NOVA KIT SM BROWN W/SLIDER | Nova Accessory, Wallplate Kit, Single gang, small (no fin sections removed) in brown |  | 2.8 | 4.6 |  | N-S-NFB-BR.jpg | http://grandbrass.xologic.com/vendors/4460/large/N-S-NFB-BR.jpg | [47 empty] | 0 | 0 | 0 | [6 empty] | 0 | 1 | 1 | EA | 1 | Lighting Controls |  |  | Fittings and Hardware |  | Electrical Hardware And Supplies |  | Wallplates | Brown | [19 empty] | Other Lighting Controls | [242 empty] | <a href="https://www.lutron.com/TechnicalDocumentLibrary/0301545.pdf" target="_blank">Installation Instructions</a> | [23 empty] | 2.000 DW |  |  | 0.7000 IN | [89 empty] | 1.000 EA | 1.000 EA | [35 empty] | No | [42 empty] | https://www.lutron.com/TechnicalDocumentLibrary/3682811b_Volume%201%20Addendum-Wallplates.pdf | [7 empty] | Shelf Stock | [39 empty] | 39121704 | [13 empty] | <a href="https://www.lutron.com/TechnicalDocumentLibrary/369-119_Wallbox_Warranty.pdf" target="_blank">Warranty Information</a> |  |  |  |  | 0.050 L | [14 empty] | 0 | 0 | 0 | 0 | Electrical | 2016-07-15 12:20 | 2024-07-20 11:11 | 0000-00-00 00:00:00 | 2025-11-29 02:00 | 0000-00-00 00:00:00 | [6 empty] | Brown
4 | Lutron Electronics | N-S-NFB-GR | 4460-1831 | 4460 | 1831 | Lutron Electronics | N-S-NFB-GR.jpg | 27557716482 | NOVA SMALL GRAY KIT (PAINTED) | Nova Accessory, Wallplate Kit, Single gang, small (no fin sections removed) in gray |  | 2.8 | 4.6 |  | N-S-NFB-GR.jpg | http://grandbrass.xologic.com/vendors/4460/large/N-S-NFB-GR.jpg | [47 empty] | 0 | 0 | 0 | [6 empty] | 0 | 1 | 1 | EA | 1 | Lighting Controls |  |  | Fittings and Hardware |  | Electrical Hardware And Supplies |  | Wallplates | Gray | [19 empty] | Other Lighting Controls | [242 empty] | <a href="https://www.lutron.com/TechnicalDocumentLibrary/0301545.pdf" target="_blank">Installation Instructions</a> | [23 empty] | 2.000 DW |  |  | 0.7000 IN | [89 empty] | 1.000 EA | 1.000 EA | [35 empty] | No | [42 empty] | https://www.lutron.com/TechnicalDocumentLibrary/3682811b_Volume%201%20Addendum-Wallplates.pdf | [7 empty] | Shelf Stock | [39 empty] | 39121704 | [13 empty] | <a href="https://www.lutron.com/TechnicalDocumentLibrary/369-119_Wallbox_Warranty.pdf" target="_blank">Warranty Information</a> |  |  |  |  | 0.050 L | [14 empty] | 0 | 0 | 0 | 0 | Electrical | 2016-07-15 12:20 | 2024-07-20 11:08 | 0000-00-00 00:00:00 | 2025-11-29 02:00 | 0000-00-00 00:00:00 | [6 empty] | Gray
4 | Lutron Electronics | N-S-NFB-IV | 4460-1832 | 4460 | 1832 | Lutron Electronics | N-S-NFB-IV.jpg | 27557716499 | NOVA KIT SM IVORY W/SLIDER | Nova Accessory, Wallplate Kit, Single gang, small (no fin sections removed) in ivory |  | 2.8 | 4.6 |  | N-S-NFB-IV.jpg | http://grandbrass.xologic.com/vendors/4460/large/N-S-NFB-IV.jpg | [47 empty] | 0 | 0 | 0 | [6 empty] | 0 | 1 | 1 | EA | 1 | Lighting Controls |  |  | Fittings and Hardware |  | Electrical Hardware And Supplies |  | Wallplates | White | [19 empty] | Other Lighting Controls | [242 empty] | <a href="https://www.lutron.com/TechnicalDocumentLibrary/0301545.pdf" target="_blank">Installation Instructions</a> | [23 empty] | 2.000 DW |  |  | 0.7000 IN | [89 empty] | 1.000 EA | 1.000 EA | [35 empty] | No | [42 empty] | https://www.lutron.com/TechnicalDocumentLibrary/3682811b_Volume%201%20Addendum-Wallplates.pdf | [7 empty] | Shelf Stock | [39 empty] | 39121704 | [13 empty] | <a href="https://www.lutron.com/TechnicalDocumentLibrary/369-119_Wallbox_Warranty.pdf" target="_blank">Warranty Information</a> |  |  |  |  | 0.050 L | [14 empty] | 0 | 0 | 0 | 0 | Electrical | 2016-07-15 12:20 | 2024-07-20 11:06 | 0000-00-00 00:00:00 | 2025-11-29 02:00 | 0000-00-00 00:00:00 | [6 empty] | Ivory
4 | Lutron Electronics | N-S-NFB-WH | 4460-1833 | 4460 | 1833 | Lutron Electronics | N-S-NFB-WH.jpg | 27557716529 | NOVA KIT UNPAINTED SM WH W/SLD | Nova Accessory, Wallplate Kit, Single gang, small (no fin sections removed) in white |  | 2.8 | 4.6 |  | N-S-NFB-WH.jpg | http://grandbrass.xologic.com/vendors/4460/large/N-S-NFB-WH.jpg | [47 empty] | 0 | 0 | 0 | [6 empty] | 0 | 1 | 1 | EA | 1 | Lighting Controls |  |  | Fittings and Hardware |  | Electrical Hardware And Supplies |  | Wallplates | White | [19 empty] | Other Lighting Controls | [242 empty] | <a href="https://www.lutron.com/TechnicalDocumentLibrary/0301545.pdf" target="_blank">Installation Instructions</a> | [23 empty] | 10.000 DW |  |  | 0.7000 IN | [89 empty] | 1.000 EA | 1.000 EA | [35 empty] | No | [42 empty] | https://www.lutron.com/TechnicalDocumentLibrary/3682811b_Volume%201%20Addendum-Wallplates.pdf | [7 empty] | Shelf Stock | [39 empty] | 39121704 | [13 empty] | <a href="https://www.lutron.com/TechnicalDocumentLibrary/369-119_Wallbox_Warranty.pdf" target="_blank">Warranty Information</a> |  |  |  |  | 0.050 L | [14 empty] | 0 | 0 | 0 | 0 | Electrical | 2016-07-15 12:20 | 2024-07-20 11:08 | 0000-00-00 00:00:00 | 2025-11-29 02:00 | 0000-00-00 00:00:00 | [6 empty] | White
4 | Lutron Electronics | NT-L-NFB-BC | 4460-1834 | 4460 | 1834 | Lutron Electronics | VWP-2NFB-WH.jpg | 27557725361 | NOVA T LARGE NFB BRT CHROME | Nova T Wallplate Kit, Single gang, large (no fin sections removed) in bright chrome |  | 2.5 | 4.5 |  | VWP-2NFB-WH.jpg | http://grandbrass.xologic.com/vendors/4460/large/VWP-2NFB-WH.jpg | [47 empty] | 0 | 0 | 0 | [6 empty] | 0 | 1 | 1 | EA | 1 | Lighting Controls |  |  | Fittings and Hardware |  | Electrical Hardware And Supplies |  | Wallplates | Chrome | [19 empty] | Switch Plates | [242 empty] | <a href="https://www.lutron.com/TechnicalDocumentLibrary/0301030A.pdf" target="_blank">Installation Instructions</a> | [23 empty] | 10.000 DW |  |  | 0.8000 IN | [89 empty] | 1.000 EA | 1.000 EA | [35 empty] | No | [42 empty] | https://www.lutron.com/TechnicalDocumentLibrary/3682811b_Volume%201%20Addendum-Wallplates.pdf | [7 empty] | Shelf Stock | [39 empty] | 39121704 | [13 empty] | <a href="https://www.lutron.com/TechnicalDocumentLibrary/369-119_Wallbox_Warranty.pdf" target="_blank">Warranty Information</a> |  |  |  |  | 0.150 L | [14 empty] | 0 | 0 | 0 | 0 | Electrical | 2016-07-15 12:20 | 2024-07-20 11:10 | 0000-00-00 00:00:00 | 2025-11-29 02:00 | 0000-00-00 00:00:00
4 | Lutron Electronics | NT-L-NFB-BL | 4460-1835 | 4460 | 1835 | Lutron Electronics | NT-L-NFB-BL.jpg | 27557725385 | NOVA T KIT LARGE BLACK W/SLIDE | Nova T Wallplate Kit, Single gang, large (no fin sections removed) in black |  | 2.5 | 4.5 |  | NT-L-NFB-BL.jpg | http://grandbrass.xologic.com/vendors/4460/large/NT-L-NFB-BL.jpg | [47 empty] | 0 | 0 | 0 | [6 empty] | 0 | 1 | 1 | EA | 1 | Lighting Controls |  |  | Fittings and Hardware |  | Electrical Hardware And Supplies |  | Wallplates | Black | [19 empty] | Other Lighting Controls | [242 empty] | <a href="https://www.lutron.com/TechnicalDocumentLibrary/0301030A.pdf" target="_blank">Installation Instructions</a> | [23 empty] | 2.000 DW |  |  | 0.8000 IN | [89 empty] | 1.000 EA | 1.000 EA | [35 empty] | No | [42 empty] | https://www.lutron.com/TechnicalDocumentLibrary/3682811b_Volume%201%20Addendum-Wallplates.pdf | [7 empty] | Shelf Stock | [39 empty] | 39121704 | [13 empty] | <a href="https://www.lutron.com/TechnicalDocumentLibrary/369-119_Wallbox_Warranty.pdf" target="_blank">Warranty Information</a> |  |  |  |  | 0.150 L | [14 empty] | 0 | 0 | 0 | 0 | Electrical | 2016-07-15 12:20 | 2024-07-20 11:06 | 0000-00-00 00:00:00 | 2025-11-29 02:00 | 0000-00-00 00:00:00 | [6 empty] | Black
4 | Lutron Electronics | NT-L-NFB-BR | 4460-1836 | 4460 | 1836 | Lutron Electronics | NT-L-NFB-BR.jpg | 27557725392 | NOVA T KIT LARGE BROWN W/SLIDE | Nova T Wallplate Kit, Single gang, large (no fin sections removed) in brown |  | 2.5 | 4.5 |  | NT-L-NFB-BR.jpg | http://grandbrass.xologic.com/vendors/4460/large/NT-L-NFB-BR.jpg | [47 empty] | 0 | 0 | 0 | [6 empty] | 0 | 1 | 1 | EA | 1 | Lighting Controls |  |  | Fittings and Hardware |  | Electrical Hardware And Supplies |  | Wallplates | Brown | [19 empty] | Other Lighting Controls | [242 empty] | <a href="https://www.lutron.com/TechnicalDocumentLibrary/0301030A.pdf" target="_blank">Installation Instructions</a> | [23 empty] | 2.000 DW |  |  | 0.8000 IN | [89 empty] | 1.000 EA | 1.000 EA | [35 empty] | No | [42 empty] | https://www.lutron.com/TechnicalDocumentLibrary/3682811b_Volume%201%20Addendum-Wallplates.pdf | [7 empty] | Shelf Stock | [39 empty] | 39121704 | [13 empty] | <a href="https://www.lutron.com/TechnicalDocumentLibrary/369-119_Wallbox_Warranty.pdf" target="_blank">Warranty Information</a> |  |  |  |  | 0.150 L | [14 empty] | 0 | 0 | 0 | 0 | Electrical | 2016-07-15 12:20 | 2024-07-20 11:09 | 0000-00-00 00:00:00 | 2025-11-29 02:00 | 0000-00-00 00:00:00 | [6 empty] | Brown
4 | Lutron Electronics | NT-L-NFB-IV | 4460-1837 | 4460 | 1837 | Lutron Electronics | NT-L-NFB-IV.jpg | 27557725415 | NOVA T KIT LG IVORY W/SLIDER | Nova T Wallplate Kit, Single gang, large (no fin sections removed) in ivory |  | 2.5 | 4.5 |  | NT-L-NFB-IV.jpg | http://grandbrass.xologic.com/vendors/4460/large/NT-L-NFB-IV.jpg | [47 empty] | 0 | 0 | 0 | [6 empty] | 0 | 1 | 1 | EA | 1 | Lighting Controls |  |  | Fittings and Hardware |  | Electrical Hardware And Supplies |  | Wallplates | White | [19 empty] | Other Lighting Controls | [49 empty] | <a href="https://www.lutron.com/TechnicalDocumentLibrary/367-1015.pdf" target="_blank">Manufacturer Brochure</a> | [192 empty] | <a href="https://www.lutron.com/TechnicalDocumentLibrary/0301030A.pdf" target="_blank">Installation Instructions</a> | [23 empty] | 10.000 DW |  |  | 0.8000 IN | [89 empty] | 1.000 EA | 1.000 EA | [35 empty] | No | [42 empty] | https://www.lutron.com/TechnicalDocumentLibrary/3682811b_Volume%201%20Addendum-Wallplates.pdf | [7 empty] | Shelf Stock | [39 empty] | 39121704 | [13 empty] | <a href="https://www.lutron.com/TechnicalDocumentLibrary/369-119_Wallbox_Warranty.pdf" target="_blank">Warranty Information</a> |  |  |  |  | 0.150 L | [14 empty] | 0 | 0 | 0 | 0 | Electrical | 2016-07-15 12:20 | 2024-07-20 11:07 | 0000-00-00 00:00:00 | 2025-11-29 02:00 | 0000-00-00 00:00:00 | [6 empty] | Ivory
4 | Lutron Electronics | NT-L-NFB-WH | 4460-1838 | 4460 | 1838 | Lutron Electronics | NT-L-NFB-WH.jpg | 27557725422 | NOVA T KIT LARGE WHITE W/SLIDE | Nova T Wallplate Kit, Single gang, large (no fin sections removed) in white |  | 2.5 | 4.5 |  | NT-L-NFB-WH.jpg | http://grandbrass.xologic.com/vendors/4460/large/NT-L-NFB-WH.jpg | [47 empty] | 0 | 0 | 0 | [6 empty] | 0 | 1 | 1 | EA | 1 | Lighting Controls |  |  | Fittings and Hardware |  | Electrical Hardware And Supplies |  | Wallplates | White | [19 empty] | Other Lighting Controls | [49 empty] | <a href="https://www.lutron.com/TechnicalDocumentLibrary/367-1015.pdf" target="_blank">Manufacturer Brochure</a> | [192 empty] | <a href="https://www.lutron.com/TechnicalDocumentLibrary/0301030A.pdf" target="_blank">Installation Instructions</a> | [23 empty] | 10.000 DW |  |  | 0.8000 IN | [89 empty] | 1.000 EA | 1.000 EA | [35 empty] | No | [42 empty] | https://www.lutron.com/TechnicalDocumentLibrary/3682811b_Volume%201%20Addendum-Wallplates.pdf | [7 empty] | Shelf Stock | [39 empty] | 39121704 | [13 empty] | <a href="https://www.lutron.com/TechnicalDocumentLibrary/369-119_Wallbox_Warranty.pdf" target="_blank">Warranty Information</a> |  |  |  |  | 0.150 L | [14 empty] | 0 | 0 | 0 | 0 | Electrical | 2016-07-15 12:20 | 2024-07-20 11:08 | 0000-00-00 00:00:00 | 2025-11-29 02:00 | 0000-00-00 00:00:00 | [6 empty] | White
4 | Lutron Electronics | NT-S-NFB-BC | 4460-1839 | 4460 | 1839 | Lutron Electronics | VWP-2NFB-WH.jpg | 27557733748 | NOVA T SM NFB BRT CHROME | Nova T Wallplate Kit, Single gang, small (no fin sections removed) in bright chrome |  | 3.6 | 5.8 |  | VWP-2NFB-WH.jpg | http://grandbrass.xologic.com/vendors/4460/large/VWP-2NFB-WH.jpg | [47 empty] | 0 | 0 | 0 | [6 empty] | 0 | 1 | 1 | EA | 1 | Lighting Controls |  |  | Fittings and Hardware |  | Electrical Hardware And Supplies |  | Wallplates | Chrome | [19 empty] | Switch Plates | [242 empty] | <a href="https://www.lutron.com/TechnicalDocumentLibrary/033105A.pdf" target="_blank">Installation Instructions</a> | [23 empty] | 10.000 DW |  |  | 0.9000 IN | [89 empty] | 1.000 EA | 1.000 EA | [35 empty] | No | [42 empty] | https://www.lutron.com/TechnicalDocumentLibrary/3682811b_Volume%201%20Addendum-Wallplates.pdf | [7 empty] | Shelf Stock | [39 empty] | 39121704 | [13 empty] | <a href="https://www.lutron.com/TechnicalDocumentLibrary/369-119_Wallbox_Warranty.pdf" target="_blank">Warranty Information</a> |  |  |  |  | 0.200 L | [14 empty] | 0 | 0 | 0 | 0 | Electrical | 2016-07-15 12:20 | 2024-07-20 11:07 | 0000-00-00 00:00:00 | 2025-11-29 02:00 | 0000-00-00 00:00:00
4 | Lutron Electronics | NT-S-NFB-BE | 4460-1840 | 4460 | 1840 | Lutron Electronics | NT-S-NFB-BE.jpg | 27557733762 | NOVA T KIT SM BEIGE W/SLIDE | Nova T Wallplate Kit, Single gang, small (no fin sections removed) in beige |  | 3.6 | 5.8 |  | NT-S-NFB-BE.jpg | http://grandbrass.xologic.com/vendors/4460/large/NT-S-NFB-BE.jpg | [47 empty] | 0 | 0 | 0 | [6 empty] | 0 | 1 | 1 | EA | 1 | Fan Accessories |  |  | Fittings and Hardware |  | Electrical Hardware And Supplies |  | Wallplates | White | [19 empty] | Fan Wall Mount Controls | [242 empty] | <a href="https://www.lutron.com/TechnicalDocumentLibrary/033105A.pdf" target="_blank">Installation Instructions</a> | [23 empty] | 10.000 DW |  |  | 0.9000 IN | [89 empty] | 1.000 EA | 1.000 EA | [35 empty] | No | [42 empty] | https://www.lutron.com/TechnicalDocumentLibrary/3682811b_Volume%201%20Addendum-Wallplates.pdf | [7 empty] | Shelf Stock | [39 empty] | 39121704 | [13 empty] | <a href="https://www.lutron.com/TechnicalDocumentLibrary/369-119_Wallbox_Warranty.pdf" target="_blank">Warranty Information</a> |  |  |  |  | 0.200 L | [14 empty] | 0 | 0 | 0 | 0 | Electrical | 2016-07-15 12:20 | 2024-07-20 11:07 | 0000-00-00 00:00:00 | 2025-11-29 02:00 | 0000-00-00 00:00:00 | [6 empty] | Beige
4 | Lutron Electronics | NT-S-NFB-BL | 4460-1841 | 4460 | 1841 | Lutron Electronics | NT-S-NFB-BL.jpg | 27557733779 | NOVA T KIT SMALL BLACK W/SLIDE | Nova T Wallplate Kit, Single gang, small (no fin sections removed) in black |  | 3.6 | 5.8 |  | NT-S-NFB-BL.jpg | http://grandbrass.xologic.com/vendors/4460/large/NT-S-NFB-BL.jpg | [47 empty] | 0 | 0 | 0 | [6 empty] | 0 | 1 | 1 | EA | 1 | Fan Accessories |  |  | Fittings and Hardware |  | Electrical Hardware And Supplies |  | Wallplates | Black | [19 empty] | Fan Wall Mount Controls | [242 empty] | <a href="https://www.lutron.com/TechnicalDocumentLibrary/033105A.pdf" target="_blank">Installation Instructions</a> | [23 empty] | 10.000 DW |  |  | 0.9000 IN | [89 empty] | 1.000 EA | 1.000 EA | [35 empty] | No | [42 empty] | https://www.lutron.com/TechnicalDocumentLibrary/3682811b_Volume%201%20Addendum-Wallplates.pdf | [7 empty] | Shelf Stock | [39 empty] | 39121704 | [13 empty] | <a href="https://www.lutron.com/TechnicalDocumentLibrary/369-119_Wallbox_Warranty.pdf" target="_blank">Warranty Information</a> |  |  |  |  | 0.200 L | [14 empty] | 0 | 0 | 0 | 0 | Electrical | 2016-07-15 12:20 | 2024-07-20 11:09 | 0000-00-00 00:00:00 | 2025-11-29 02:00 | 0000-00-00 00:00:00 | [6 empty] | Black
4 | Lutron Electronics | NT-S-NFB-BR | 4460-1842 | 4460 | 1842 | Lutron Electronics | NT-S-NFB-BR.jpg | 27557733786 | NOVA T KIT SMALL BROWN W/SLIDE | Nova T Wallplate Kit, Single gang, small (no fin sections removed) in brown |  | 3.6 | 5.8 |  | NT-S-NFB-BR.jpg | http://grandbrass.xologic.com/vendors/4460/large/NT-S-NFB-BR.jpg | [47 empty] | 0 | 0 | 0 | [6 empty] | 0 | 1 | 1 | EA | 1 | Fan Accessories |  |  | Fittings and Hardware |  | Electrical Hardware And Supplies |  | Wallplates | Brown | [19 empty] | Fan Wall Mount Controls | [242 empty] | <a href="https://www.lutron.com/TechnicalDocumentLibrary/033105A.pdf" target="_blank">Installation Instructions</a> | [23 empty] | 2.000 DW |  |  | 0.9000 IN | [89 empty] | 1.000 EA | 1.000 EA | [35 empty] | No | [42 empty] | https://www.lutron.com/TechnicalDocumentLibrary/3682811b_Volume%201%20Addendum-Wallplates.pdf | [7 empty] | Shelf Stock | [39 empty] | 39121704 | [13 empty] | <a href="https://www.lutron.com/TechnicalDocumentLibrary/369-119_Wallbox_Warranty.pdf" target="_blank">Warranty Information</a> |  |  |  |  | 0.200 L | [14 empty] | 0 | 0 | 0 | 0 | Electrical | 2016-07-15 12:20 | 2024-07-20 11:07 | 0000-00-00 00:00:00 | 2025-11-29 02:00 | 0000-00-00 00:00:00 | [6 empty] | Brown
4 | Lutron Electronics | NT-S-NFB-GR | 4460-1843 | 4460 | 1843 | Lutron Electronics | NT-S-NFB-GR.jpg | 27557733793 | NOVA T KIT SMALL GRAY W/SLIDE | Nova T Wallplate Kit, Single gang, small (no fin sections removed) in gray |  | 3.6 | 5.8 |  | NT-S-NFB-GR.jpg | http://grandbrass.xologic.com/vendors/4460/large/NT-S-NFB-GR.jpg | [47 empty] | 0 | 0 | 0 | [6 empty] | 0 | 1 | 1 | EA | 1 | Fan Accessories |  |  | Fittings and Hardware |  | Electrical Hardware And Supplies |  | Wallplates | Gray | [19 empty] | Fan Wall Mount Controls | [242 empty] | <a href="https://www.lutron.com/TechnicalDocumentLibrary/033105A.pdf" target="_blank">Installation Instructions</a> | [23 empty] | 10.000 DW |  |  | 0.9000 IN | [89 empty] | 1.000 EA | 1.000 EA | [35 empty] | No | [42 empty] | https://www.lutron.com/TechnicalDocumentLibrary/3682811b_Volume%201%20Addendum-Wallplates.pdf | [7 empty] | Shelf Stock | [39 empty] | 39121704 | [13 empty] | <a href="https://www.lutron.com/TechnicalDocumentLibrary/369-119_Wallbox_Warranty.pdf" target="_blank">Warranty Information</a> |  |  |  |  | 0.200 L | [14 empty] | 0 | 0 | 0 | 0 | Electrical | 2016-07-15 12:20 | 2024-07-20 11:11 | 0000-00-00 00:00:00 | 2025-11-29 02:00 | 0000-00-00 00:00:00 | [6 empty] | Gray
4 | Lutron Electronics | NT-S-NFB-IV | 4460-1844 | 4460 | 1844 | Lutron Electronics | NT-S-NFB-IV.jpg | 27557733809 | NOVA T KIT SM IVORY W/SLIDER | Nova T Wallplate Kit, Single gang, small (no fin sections removed) in ivory |  | 3.6 | 5.8 |  | NT-S-NFB-IV.jpg | http://grandbrass.xologic.com/vendors/4460/large/NT-S-NFB-IV.jpg | [47 empty] | 0 | 0 | 0 | [6 empty] | 0 | 1 | 1 | EA | 1 | Fan Accessories |  |  | Fittings and Hardware |  | Electrical Hardware And Supplies |  | Wallplates | White | [19 empty] | Fan Wall Mount Controls | [242 empty] | <a href="https://www.lutron.com/TechnicalDocumentLibrary/033105A.pdf" target="_blank">Installation Instructions</a> | [23 empty] | 2.000 DW |  |  | 0.9000 IN | [89 empty] | 1.000 EA | 1.000 EA | [35 empty] | No | [42 empty] | https://www.lutron.com/TechnicalDocumentLibrary/3682811b_Volume%201%20Addendum-Wallplates.pdf | [7 empty] | Shelf Stock | [39 empty] | 39121704 | [13 empty] | <a href="https://www.lutron.com/TechnicalDocumentLibrary/369-119_Wallbox_Warranty.pdf" target="_blank">Warranty Information</a> |  |  |  |  | 0.200 L | [14 empty] | 0 | 0 | 0 | 0 | Electrical | 2016-07-15 12:20 | 2024-07-20 11:10 | 0000-00-00 00:00:00 | 2025-11-29 02:00 | 0000-00-00 00:00:00 | [6 empty] | Ivory
4 | Lutron Electronics | NT-S-NFB-WH | 4460-1845 | 4460 | 1845 | Lutron Electronics | NT-S-NFB-WH.jpg | 27557733847 | NOVA T KIT SMALL WHITE W/SLIDE | Nova T Wallplate Kit, Single gang, small (no fin sections removed) in white |  | 3.6 | 5.8 |  | NT-S-NFB-WH.jpg | http://grandbrass.xologic.com/vendors/4460/large/NT-S-NFB-WH.jpg | [47 empty] | 0 | 0 | 0 | [6 empty] | 0 | 1 | 1 | EA | 1 | Fan Accessories |  |  | Fittings and Hardware |  | Electrical Hardware And Supplies |  | Wallplates | White | [19 empty] | Fan Wall Mount Controls | [242 empty] | <a href="https://www.lutron.com/TechnicalDocumentLibrary/033105A.pdf" target="_blank">Installation Instructions</a> | [23 empty] | 10.000 DW |  |  | 0.9000 IN | [89 empty] | 1.000 EA | 1.000 EA | [35 empty] | No | [42 empty] | https://www.lutron.com/TechnicalDocumentLibrary/3682811b_Volume%201%20Addendum-Wallplates.pdf | [7 empty] | Shelf Stock | [39 empty] | 39121704 | [13 empty] | <a href="https://www.lutron.com/TechnicalDocumentLibrary/369-119_Wallbox_Warranty.pdf" target="_blank">Warranty Information</a> |  |  |  |  | 0.200 L | [14 empty] | 0 | 0 | 0 | 0 | Electrical | 2016-07-15 12:20 | 2024-07-20 11:10 | 0000-00-00 00:00:00 | 2025-11-29 02:00 | 0000-00-00 00:00:00 | [6 empty] | White
1 | Lutron Electronics | NT-1000-TP | 4460-1846 | 4460 | 1846 | Lutron Electronics | NT-1000-TP.jpg | 27557742788 | NOVA T 1000WATT INCANDESCENT | Nova T Dimmer, Incandescent/Halogen, Single-pole (small control), 120V/1000W in taupe |  | 4.1 | 5.3 |  | NT-1000-TP.jpg | http://grandbrass.xologic.com/vendors/4460/large/NT-1000-TP.jpg | [47 empty] | 0 | 0 | 0 | [6 empty] | 0 | 1 | 1 | EA | 1 | Lighting Controls | [27 empty] | Dimmers | [242 empty] | <a href="https://www.lutron.com/TechnicalDocumentLibrary/0301030A.pdf" target="_blank">Installation Instructions</a> | [23 empty] | 10.000 DW |  |  | 3.1000 IN | [89 empty] | 1.000 EA | 1.000 EA | [35 empty] | No | [42 empty] | https://www.lutron.com/TechnicalDocumentLibrary/NovaTB.pdf | [7 empty] | Shelf Stock | [13 empty] | <a href="https://www.lutron.com/TechnicalDocumentLibrary/368-4493_Page_2.pdf" target="_blank">Tech Drawing</a> | [25 empty] | 39122206 | [13 empty] | <a href="https://www.lutron.com/TechnicalDocumentLibrary/369-119_Wallbox_Warranty.pdf" target="_blank">Warranty Information</a> |  |  |  |  | 0.350 L | [14 empty] | 0 | 0 | 0 | 0 | Lighting Fixtures | 2016-07-15 12:20 | 2024-07-20 11:05 | 0000-00-00 00:00:00 | 2024-07-20 11:05 | 0000-00-00 00:00:00 | [6 empty] | Taupe
1 | Lutron Electronics | NT-1500-TP | 4460-1848 | 4460 | 1848 | Lutron Electronics | NT-1500-TP.jpg | 27557742801 | NOVA T 1500WATT INCANDESCENT | Nova T Dimmer, Incandescent/Halogen, Single-pole (large control), 120V/1500W in taupe |  | 5.2 | 5.4 |  | NT-1500-TP.jpg | http://grandbrass.xologic.com/vendors/4460/large/NT-1500-TP.jpg | [47 empty] | 0 | 0 | 0 | [6 empty] | 0 | 1 | 1 | EA | 1 | Lighting Controls | [7 empty] | White | [16 empty] | Traditional |  |  | Dimmers | [242 empty] | <a href="https://www.lutron.com/TechnicalDocumentLibrary/0301030A.pdf" target="_blank">Installation Instructions</a> | [23 empty] | 10.000 DW |  |  | 4.0000 IN | [7 empty] | <a href="https://www.lutron.com/TechnicalDocumentLibrary/NovaT_Family.pdf" target="_blank">Line Drawing</a> | [81 empty] | 1.000 EA | 1.000 EA | [35 empty] | No | [42 empty] | https://www.lutron.com/TechnicalDocumentLibrary/NovaTB.pdf | [7 empty] | Shelf Stock | [13 empty] | <a href="https://www.lutron.com/TechnicalDocumentLibrary/368-4493_Page_2.pdf" target="_blank">Tech Drawing</a> | [25 empty] | 39122206 | [13 empty] | <a href="https://www.lutron.com/TechnicalDocumentLibrary/369-119_Wallbox_Warranty.pdf" target="_blank">Warranty Information</a> |  |  |  |  | 0.600 L | [14 empty] | 0 | 0 | 0 | 0 | Lighting Fixtures | 2016-07-15 12:20 | 2024-07-20 11:09 | 0000-00-00 00:00:00 | 2024-07-20 11:09 | 0000-00-00 00:00:00 | [6 empty] | Taupe
1 | Lutron Electronics | MALV-600H-IV | 4460-1856 | 4460 | 1856 | Lutron Electronics | MALV-600H-IV.jpg | 27557747578 | MAESTRO LOW VOL 600W IV CLM | Maestro Dimmer - Gloss Finish, Magnetic Low-Voltage, Multi-location/single-pole, 120V/600VA (450W) clamshell packaging in ivory |  | 4.1 | 6.1 |  | MALV-600H-IV.jpg | http://grandbrass.xologic.com/vendors/4460/large/MALV-600H-IV.jpg | [47 empty] | 0 | 0 | 0 | [6 empty] | 0 | 1 | 1 | EA | 1 | Lighting Controls | [7 empty] | White | [16 empty] | Traditional |  |  | Dimmers | [242 empty] | <a href="https://www.lutron.com/TechnicalDocumentLibrary/0301940.pdf" target="_blank">Installation Instructions</a> | [23 empty] | 2.000 DW |  |  | 2.5000 IN | [89 empty] | 1.000 EA | 1.000 EA | [35 empty] | No | [42 empty] | https://www.lutron.com/TechnicalDocumentLibrary/Maestro.pdf | [7 empty] | Shelf Stock | [13 empty] | <a href="https://www.lutron.com/TechnicalDocumentLibrary/368-4493_Page_9.pdf" target="_blank">Tech Drawing</a> | [25 empty] | 39122206 | [6 empty] | <a href="https://www.lutron.com/Service-Support/Technical/InstallationInstructions/Pages/Videos.aspx?syst=Dimmers+%26+Switches&prodn=Maestro%c2%ae+dimmer+%26+switch" target="_blank">Product Video Clip</a> | [6 empty] | <a href="https://www.lutron.com/TechnicalDocumentLibrary/369-119_Wallbox_Warranty.pdf" target="_blank">Warranty Information</a> |  |  |  |  | 0.450 L | [14 empty] | 0 | 0 | 0 | 0 | Lighting Fixtures | 2016-07-15 12:20 | 2024-07-20 11:09 | 0000-00-00 00:00:00 | 2024-07-20 11:09 | 0000-00-00 00:00:00 | [6 empty] | Ivory
1 | Lutron Electronics | MALV-600H-WH | 4460-1857 | 4460 | 1857 | Lutron Electronics | MALV-600H-WH.jpg | 27557747585 | MAESTRO LOW VOL 600W WH CLM | Maestro Dimmer - Gloss Finish, Magnetic Low-Voltage, Multi-location/single-pole, 120V/600VA (450W) clamshell packaging in white |  | 4.1 | 6.1 |  | MALV-600H-WH.jpg | http://grandbrass.xologic.com/vendors/4460/large/MALV-600H-WH.jpg | [47 empty] | 0 | 0 | 0 | [6 empty] | 0 | 1 | 1 | EA | 1 | Lighting Controls | [7 empty] | White | [16 empty] | Traditional |  |  | Dimmers | [242 empty] | <a href="https://www.lutron.com/TechnicalDocumentLibrary/0301940.pdf" target="_blank">Installation Instructions</a> | [23 empty] | 10.000 DW |  |  | 2.5000 IN | [89 empty] | 1.000 EA | 1.000 EA | [35 empty] | No | [42 empty] | https://www.lutron.com/TechnicalDocumentLibrary/Maestro.pdf | [7 empty] | Shelf Stock | [13 empty] | <a href="https://www.lutron.com/TechnicalDocumentLibrary/368-4493_Page_9.pdf" target="_blank">Tech Drawing</a> | [25 empty] | 39122206 | [6 empty] | <a href="https://www.lutron.com/Service-Support/Technical/InstallationInstructions/Pages/Videos.aspx?syst=Dimmers+%26+Switches&prodn=Maestro%c2%ae+dimmer+%26+switch" target="_blank">Product Video Clip</a> | [6 empty] | <a href="https://www.lutron.com/TechnicalDocumentLibrary/369-119_Wallbox_Warranty.pdf" target="_blank">Warranty Information</a> |  |  |  |  | 0.450 L | [14 empty] | 0 | 0 | 0 | 0 | Lighting Fixtures | 2016-07-15 12:20 | 2024-07-20 11:12 | 0000-00-00 00:00:00 | 2024-07-20 11:12 | 0000-00-00 00:00:00 | [6 empty] | White
1 | Lutron Electronics | MA-1000H-IV | 4460-1858 | 4460 | 1858 | Lutron Electronics | MA-1000H-IV.jpg | 27557747592 | MAESTRO INC 1000W IVORY CLM | Maestro Dimmer - Gloss Finish, Incandescent/Halogen, Multi-location/single-pole, 120V/1000W clamshell packaging in ivory |  | 4.1 | 6.1 |  | MA-1000H-IV.jpg | http://grandbrass.xologic.com/vendors/4460/large/MA-1000H-IV.jpg | [47 empty] | 0 | 0 | 0 | [6 empty] | 0 | 1 | 1 | EA | 1 | Lighting Controls | [7 empty] | White | [16 empty] | Traditional |  |  | Dimmers | [49 empty] | <a href="https://www.lutron.com/technicaldocumentlibrary/spec%20guide%20volume%201%20with%20addendums.pdf" target="_blank">Manufacturer Brochure</a> | [192 empty] | <a href="https://www.lutron.com/TechnicalDocumentLibrary/0301940.pdf" target="_blank">Installation Instructions</a> | [23 empty] | 2.000 DW |  |  | 2.5000 IN | [7 empty] | <a href="https://www.lutron.com/TechnicalDocumentLibrary/MaestroFamily_1.pdf" target="_blank">Line Drawing</a> | [81 empty] | 1.000 EA | 1.000 EA | [35 empty] | No | [42 empty] | https://assets.lutron.com/a/documents/spec%20guide%20volume%201%20with%20addendums.pdf#page=16 | [7 empty] | Shelf Stock | [13 empty] | <a href="https://www.lutron.com/TechnicalDocumentLibrary/368-4493_Page_9.pdf" target="_blank">Tech Drawing</a> | [25 empty] | 39122206 | [6 empty] | <a href="https://www.lutron.com/Service-Support/Technical/InstallationInstructions/Pages/Videos.aspx?syst=Dimmers+%26+Switches&prodn=Maestro%c2%ae+dimmer+%26+switch" target="_blank">Product Video Clip</a> | [6 empty] | <a href="https://www.lutron.com/TechnicalDocumentLibrary/369-119_Wallbox_Warranty.pdf" target="_blank">Warranty Information</a> |  |  |  |  | 0.250 L | [14 empty] | 0 | 0 | 0 | 0 | Lighting Fixtures | 2016-07-15 12:20 | 2024-07-20 11:10 | 0000-00-00 00:00:00 | 2024-07-20 11:10 | 0000-00-00 00:00:00 | [6 empty] | Ivory
1 | Lutron Electronics | MA-1000H-WH | 4460-1859 | 4460 | 1859 | Lutron Electronics | MA-1000H-WH.jpg | 27557747608 | MAESTRO INC 1000W WHITE CLM | Maestro Dimmer - Gloss Finish, Incandescent/Halogen, Multi-location/single-pole, 120V/1000W clamshell packaging in white |  | 4.1 | 6.1 |  | MA-1000H-WH.jpg | http://grandbrass.xologic.com/vendors/4460/large/MA-1000H-WH.jpg | [47 empty] | 0 | 0 | 0 | [6 empty] | 0 | 1 | 1 | EA | 1 | Lighting Controls | [7 empty] | White | [16 empty] | Traditional |  |  | Dimmers | [49 empty] | <a href="https://www.lutron.com/technicaldocumentlibrary/spec%20guide%20volume%201%20with%20addendums.pdf" target="_blank">Manufacturer Brochure</a> | [192 empty] | <a href="https://www.lutron.com/TechnicalDocumentLibrary/0301940.pdf" target="_blank">Installation Instructions</a> | [23 empty] | 2.000 DW |  |  | 2.5000 IN | [7 empty] | <a href="https://www.lutron.com/TechnicalDocumentLibrary/MaestroFamily_1.pdf" target="_blank">Line Drawing</a> | [81 empty] | 1.000 EA | 1.000 EA | [35 empty] | No | [42 empty] | https://assets.lutron.com/a/documents/spec%20guide%20volume%201%20with%20addendums.pdf#page=16 | [7 empty] | Shelf Stock | [13 empty] | <a href="https://www.lutron.com/TechnicalDocumentLibrary/368-4493_Page_9.pdf" target="_blank">Tech Drawing</a> | [25 empty] | 39122206 | [6 empty] | <a href="https://www.lutron.com/Service-Support/Technical/InstallationInstructions/Pages/Videos.aspx?syst=Dimmers+%26+Switches&prodn=Maestro%c2%ae+dimmer+%26+switch" target="_blank">Product Video Clip</a> | [6 empty] | <a href="https://www.lutron.com/TechnicalDocumentLibrary/369-119_Wallbox_Warranty.pdf" target="_blank">Warranty Information</a> |  |  |  |  | 0.250 L | [14 empty] | 0 | 0 | 0 | 0 | Lighting Fixtures | 2016-07-15 12:20 | 2024-07-20 11:09 | 0000-00-00 00:00:00 | 2024-07-20 11:09 | 0000-00-00 00:00:00 | [6 empty] | White
1 | Lutron Electronics | MA-RH-IV | 4460-1861 | 4460 | 1861 | Lutron Electronics | Ecom_MA-R-IV_NoWallplate.jpeg | 27557747646 | MAESTRO REMOTE IVORY CLM | Maestro Companion dimmer for multi-location use, 120V, Gloss finish, clamshell packaging in ivory |  | 4.1 | 6.1 |  | Ecom_MA-R-IV_NoWallplate.jpeg | http://grandbrass.xologic.com/vendors/4460/large/Ecom_MA-R-IV_NoWallplate.jpeg | [47 empty] | 0 | 0 | 0 | [6 empty] | 0 | 1 | 1 | EA | 1 | Specialty Items | [7 empty] | White | [16 empty] | Traditional |  |  | Lighting Accessories | [49 empty] | <a href="https://www.lutron.com/TechnicalDocumentLibrary/367-1015.pdf" target="_blank">Manufacturer Brochure</a> | [192 empty] | <a href="https://www.lutron.com/TechnicalDocumentLibrary/0301940.pdf" target="_blank">Installation Instructions</a> | [23 empty] | 10.000 DW |  |  | 2.5000 IN | [89 empty] | 1.000 EA | 1.000 EA | [35 empty] | No | [42 empty] | https://www.lutron.com/TechnicalDocumentLibrary/Maestro.pdf | [7 empty] | Shelf Stock | [13 empty] | <a href="https://www.lutron.com/TechnicalDocumentLibrary/368-4493_Page_9.pdf" target="_blank">Tech Drawing</a> | [25 empty] | 39122221 | [6 empty] | <a href="https://www.lutron.com/Education-Training/Tools/Pages/InstallDimmer.aspx?syst=Dimmers+%26+Switches&prodn=Maestro+IR%c2%ae+dimmer" target="_blank">Product Video Clip</a> | [6 empty] | <a href="https://www.lutron.com/TechnicalDocumentLibrary/369-119_Wallbox_Warranty.pdf" target="_blank">Warranty Information</a> |  |  |  |  | 0.200 L | [14 empty] | 0 | 0 | 0 | 0 | Lighting Fixtures | 2016-07-15 12:20 | 2024-07-20 11:13 | 0000-00-00 00:00:00 | 2024-07-20 11:13 | 0000-00-00 00:00:00 | [6 empty] | Ivory
4 | Lutron Electronics | DVFSQ-FH-IV | 4460-1864 | 4460 | 1864 | Lutron Electronics | Ecom_DVFSQ-F-IV_nowallplate.jpeg | 27557748063 | DIVA QUIET FANSPEED IV CLM | Lutron Diva 3-Speed Fan Control and Light Switch, Single-Pole/3-Way, 1.5A Fan/1A LED, Clamshell Packaging, Ivory |  | 4.1 | 6.1 |  | Ecom_DVFSQ-F-IV_nowallplate.jpeg | http://grandbrass.xologic.com/vendors/4460/large/Ecom_DVFSQ-F-IV_nowallplate.jpeg | [47 empty] | 0 | 0 | 0 | [6 empty] | 0 | 1 | 1 | EA | 1 | Fan Accessories |  |  | Control And Automation |  | Switches |  | Speed Switch | White | [16 empty] | Traditional |  |  | Fan Wall Mount Controls | [242 empty] | <a href="https://www.lutron.com/TechnicalDocumentLibrary/0301990.pdf" target="_blank">Installation Instructions</a> | [23 empty] | 10.000 DW |  |  | 2.7000 IN | [89 empty] | 1.000 EA | 1.000 EA | [35 empty] | No | [42 empty] | https://www.lutron.com/TechnicalDocumentLibrary/DivaSatinColors.pdf | [7 empty] | Shelf Stock | [13 empty] | <a href="https://www.lutron.com/TechnicalDocumentLibrary/368-4493_Page_5.pdf" target="_blank">Tech Drawing</a> | [25 empty] | 39122240 | [13 empty] | <a href="https://www.lutron.com/TechnicalDocumentLibrary/369-119_Wallbox_Warranty.pdf" target="_blank">Warranty Information</a> |  |  |  |  | 0.250 L | [14 empty] | 0 | 0 | 0 | 0 | Electrical | 2016-07-15 12:21 | 2024-07-20 11:12 | 0000-00-00 00:00:00 | 2025-11-29 02:00 | 0000-00-00 00:00:00 | [6 empty] | Ivory
1 | Lutron Electronics | DV-10PH-WH | 4460-1865 | 4460 | 1865 | Lutron Electronics | DV-10PH-WH.jpg | 27557748070 | DIVA INC 1000W WHITE CLM | Diva Dimmer - Gloss Finish, Incandescent/Halogen, Single-pole, 120V/1000W clamshell packaging in white |  | 4.1 | 6.1 |  | DV-10PH-WH.jpg | http://grandbrass.xologic.com/vendors/4460/large/DV-10PH-WH.jpg | [47 empty] | 0 | 0 | 0 | [6 empty] | 0 | 1 | 1 | EA | 1 | Lighting Controls | [7 empty] | White | [16 empty] | Traditional |  |  | Dimmers | [242 empty] | <a href="https://www.lutron.com/TechnicalDocumentLibrary/0301689.pdf" target="_blank">Installation Instructions</a> | [23 empty] | 10.000 DW |  |  | 2.5000 IN | [7 empty] | <a href="https://www.lutron.com/TechnicalDocumentLibrary/Diva_Typical.pdf" target="_blank">Line Drawing</a> | [81 empty] | 1.000 EA | 1.000 EA | [35 empty] | No | [42 empty] | https://www.lutron.com/TechnicalDocumentLibrary/DivaSatinColors.pdf | [7 empty] | Shelf Stock | [13 empty] | <a href="https://www.lutron.com/TechnicalDocumentLibrary/368-4493_Page_2.pdf" target="_blank">Tech Drawing</a> | [25 empty] | 39122206 | [6 empty] | <a href="https://www.lutron.com/Education-Training/Tools/Pages/InstallDimmer.aspx?syst=Dimmers+%26+Switches&prodn=Diva%c2%ae+dimmer+%26+switch" target="_blank">Product Video Clip</a> | [6 empty] | <a href="https://www.lutron.com/TechnicalDocumentLibrary/369-119_Wallbox_Warranty.pdf" target="_blank">Warranty Information</a> |  |  |  |  | 0.250 L | [14 empty] | 0 | 0 | 0 | 0 | Lighting Fixtures | 2016-07-15 12:21 | 2024-07-20 11:13 | 0000-00-00 00:00:00 | 2024-07-20 11:13 | 0000-00-00 00:00:00 | [6 empty] | White
1 | Lutron Electronics | DV-10PH-IV | 4460-1866 | 4460 | 1866 | Lutron Electronics | DV-10PH-IV.jpg | 27557748087 | DIVA INC 1000W IVORY CLM | Diva Dimmer - Gloss Finish, Incandescent/Halogen, Single-pole, 120V/1000W clamshell packaging in ivory |  | 4.1 | 6.1 |  | DV-10PH-IV.jpg | http://grandbrass.xologic.com/vendors/4460/large/DV-10PH-IV.jpg | [47 empty] | 0 | 0 | 0 | [6 empty] | 0 | 1 | 1 | EA | 1 | Lighting Controls | [7 empty] | White | [16 empty] | Traditional |  |  | Dimmers | [242 empty] | <a href="https://www.lutron.com/TechnicalDocumentLibrary/0301689.pdf" target="_blank">Installation Instructions</a> | [23 empty] | 2.000 DW |  |  | 2.5000 IN | [7 empty] | <a href="https://www.lutron.com/TechnicalDocumentLibrary/Diva_Typical.pdf" target="_blank">Line Drawing</a> | [81 empty] | 1.000 EA | 1.000 EA | [35 empty] | No | [42 empty] | https://www.lutron.com/TechnicalDocumentLibrary/DivaSatinColors.pdf | [7 empty] | Shelf Stock | [13 empty] | <a href="https://www.lutron.com/TechnicalDocumentLibrary/368-4493_Page_2.pdf" target="_blank">Tech Drawing</a> | [25 empty] | 39122206 | [6 empty] | <a href="https://www.lutron.com/Education-Training/Tools/Pages/InstallDimmer.aspx?syst=Dimmers+%26+Switches&prodn=Diva%c2%ae+dimmer+%26+switch" target="_blank">Product Video Clip</a> | [6 empty] | <a href="https://www.lutron.com/TechnicalDocumentLibrary/369-119_Wallbox_Warranty.pdf" target="_blank">Warranty Information</a> |  |  |  |  | 0.250 L | [14 empty] | 0 | 0 | 0 | 0 | Lighting Fixtures | 2016-07-15 12:21 | 2024-07-20 11:08 | 0000-00-00 00:00:00 | 2024-07-20 11:08 | 0000-00-00 00:00:00 | [6 empty] | Ivory
1 | Lutron Electronics | DV-103PH-WH | 4460-1868 | 4460 | 1868 | Lutron Electronics | DV-103PH-WH.jpg | 27557748100 | DIVA INC 1000W 3WY WH CLM | Diva Dimmer - Gloss Finish, Incandescent/Halogen, 3-way, 120V/1000W clamshell packaging in white |  | 4.1 | 6.1 |  | DV-103PH-WH.jpg | http://grandbrass.xologic.com/vendors/4460/large/DV-103PH-WH.jpg | [47 empty] | 0 | 0 | 0 | [6 empty] | 0 | 1 | 1 | EA | 1 | Lighting Controls | [7 empty] | White | [16 empty] | Traditional |  |  | Dimmers | [242 empty] | <a href="https://www.lutron.com/TechnicalDocumentLibrary/0301689.pdf" target="_blank">Installation Instructions</a> | [23 empty] | 2.000 DW |  |  | 2.7000 IN | [7 empty] | <a href="https://www.lutron.com/TechnicalDocumentLibrary/Diva_Typical.pdf" target="_blank">Line Drawing</a> | [81 empty] | 1.000 EA | 1.000 EA | [35 empty] | No | [42 empty] | https://www.lutron.com/TechnicalDocumentLibrary/DivaSatinColors.pdf | [7 empty] | Shelf Stock | [13 empty] | <a href="https://www.lutron.com/TechnicalDocumentLibrary/368-4493_Page_5.pdf" target="_blank">Tech Drawing</a> | [25 empty] | 39122206 | [6 empty] | <a href="https://www.lutron.com/Education-Training/Tools/Pages/InstallDimmer.aspx?syst=Dimmers+%26+Switches&prodn=Diva%c2%ae+dimmer+%26+switch" target="_blank">Product Video Clip</a> | [6 empty] | <a href="https://www.lutron.com/TechnicalDocumentLibrary/369-119_Wallbox_Warranty.pdf" target="_blank">Warranty Information</a> |  |  |  |  | 0.350 L | [14 empty] | 0 | 0 | 0 | 0 | Lighting Fixtures | 2016-07-15 12:21 | 2024-07-20 11:09 | 0000-00-00 00:00:00 | 2024-07-20 11:09 | 0000-00-00 00:00:00 | [6 empty] | White
1 | Lutron Electronics | DV-103PH-IV | 4460-1869 | 4460 | 1869 | Lutron Electronics | DV-103PH-IV.jpg | 27557748117 | DIVA INC 1000W 3WY IV CLM | Diva Dimmer - Gloss Finish, Incandescent/Halogen, 3-way, 120V/1000W clamshell packaging in ivory |  | 4.1 | 6.1 |  | DV-103PH-IV.jpg | http://grandbrass.xologic.com/vendors/4460/large/DV-103PH-IV.jpg | [47 empty] | 0 | 0 | 0 | [6 empty] | 0 | 1 | 1 | EA | 1 | Lighting Controls | [7 empty] | White | [16 empty] | Traditional |  |  | Dimmers | [242 empty] | <a href="https://www.lutron.com/TechnicalDocumentLibrary/0301689.pdf" target="_blank">Installation Instructions</a> | [23 empty] | 10.000 DW |  |  | 2.7000 IN | [7 empty] | <a href="https://www.lutron.com/TechnicalDocumentLibrary/Diva_Typical.pdf" target="_blank">Line Drawing</a> | [81 empty] | 1.000 EA | 1.000 EA | [35 empty] | No | [42 empty] | https://www.lutron.com/TechnicalDocumentLibrary/DivaSatinColors.pdf | [7 empty] | Shelf Stock | [13 empty] | <a href="https://www.lutron.com/TechnicalDocumentLibrary/368-4493_Page_5.pdf" target="_blank">Tech Drawing</a> | [25 empty] | 39122206 | [6 empty] | <a href="https://www.lutron.com/Education-Training/Tools/Pages/InstallDimmer.aspx?syst=Dimmers+%26+Switches&prodn=Diva%c2%ae+dimmer+%26+switch" target="_blank">Product Video Clip</a> | [6 empty] | <a href="https://www.lutron.com/TechnicalDocumentLibrary/369-119_Wallbox_Warranty.pdf" target="_blank">Warranty Information</a> |  |  |  |  | 0.350 L | [14 empty] | 0 | 0 | 0 | 0 | Lighting Fixtures | 2016-07-15 12:21 | 2024-07-20 11:09 | 0000-00-00 00:00:00 | 2024-07-20 11:09 | 0000-00-00 00:00:00 | [6 empty] | Ivory
1 | Lutron Electronics | DVLV-600PH-IV | 4460-1870 | 4460 | 1870 | Lutron Electronics | DVLV-600PH-IV.jpg | 27557748124 | DIVA LOW VOL 600W IV CLM | Diva Dimmer - Gloss Finish, Magnetic Low-Voltage, Single-pole, 120V/600VA (450W) clamshell packaging in ivory |  | 2.25 | 0.8 |  | DVLV-600PH-IV.jpg | http://grandbrass.xologic.com/vendors/4460/large/DVLV-600PH-IV.jpg | [47 empty] | 0 | 0 | 0 | [6 empty] | 0 | 1 | 1 | EA | 1 | Lighting Controls | [7 empty] | White | [16 empty] | Traditional |  |  | Dimmers | [242 empty] | <a href="https://www.lutron.com/TechnicalDocumentLibrary/030448c.pdf" target="_blank">Installation Instructions</a> | [23 empty] | 10.000 DW |  |  | 1.5000 IN | [89 empty] | 1.000 EA | 1.000 EA | [35 empty] | No | [42 empty] | https://www.lutron.com/TechnicalDocumentLibrary/DivaSatinColors.pdf | [7 empty] | Shelf Stock | [13 empty] | <a href="https://www.lutron.com/TechnicalDocumentLibrary/368-4493_Page_2.pdf" target="_blank">Tech Drawing</a> | [25 empty] | 39122206 | [6 empty] | <a href="https://www.lutron.com/Education-Training/Tools/Pages/InstallDimmer.aspx?syst=Dimmers+%26+Switches&prodn=Diva%c2%ae+dimmer+%26+switch" target="_blank">Product Video Clip</a> | [6 empty] | <a href="https://www.lutron.com/TechnicalDocumentLibrary/369-119_Wallbox_Warranty.pdf" target="_blank">Warranty Information</a> |  |  |  |  | 0.080 L | [14 empty] | 0 | 0 | 0 | 0 | Lighting Fixtures | 2016-07-15 12:21 | 2024-07-20 11:12 | 0000-00-00 00:00:00 | 2024-07-20 11:12 | 0000-00-00 00:00:00 | [6 empty] | Ivory
1 | Lutron Electronics | DVLV-10PH-WH | 4460-1871 | 4460 | 1871 | Lutron Electronics | DVLV-10PH-WH.jpg | 27557748131 | DIVA LOW VOL 1000W WH CLM | Diva Dimmer - Gloss Finish, Magnetic Low-Voltage, Single-pole, 120V/1000VA (800W) clamshell packaging in white |  | 4 | 6 |  | DVLV-10PH-WH.jpg | http://grandbrass.xologic.com/vendors/4460/large/DVLV-10PH-WH.jpg | [47 empty] | 0 | 0 | 0 | [6 empty] | 0 | 1 | 1 | EA | 1 | Lighting Controls | [7 empty] | White | [16 empty] | Traditional |  |  | Dimmers | [242 empty] | <a href="https://www.lutron.com/TechnicalDocumentLibrary/030448c.pdf" target="_blank">Installation Instructions</a> | [23 empty] | 10.000 DW |  |  | 2.5000 IN | [89 empty] | 1.000 EA | 1.000 EA | [35 empty] | No | [42 empty] | https://www.lutron.com/TechnicalDocumentLibrary/DivaSatinColors.pdf | [7 empty] | Shelf Stock | [13 empty] | <a href="https://www.lutron.com/TechnicalDocumentLibrary/368-4493_Page_2.pdf" target="_blank">Tech Drawing</a> | [25 empty] | 39122206 | [6 empty] | <a href="https://www.lutron.com/Education-Training/Tools/Pages/InstallDimmer.aspx?syst=Dimmers+%26+Switches&prodn=Diva%c2%ae+dimmer+%26+switch" target="_blank">Product Video Clip</a> | [6 empty] | <a href="https://www.lutron.com/TechnicalDocumentLibrary/369-119_Wallbox_Warranty.pdf" target="_blank">Warranty Information</a> |  |  |  |  | 0.080 L | [14 empty] | 0 | 0 | 0 | 0 | Lighting Fixtures | 2016-07-15 12:21 | 2024-07-20 11:11 | 0000-00-00 00:00:00 | 2024-07-20 11:11 | 0000-00-00 00:00:00 | [6 empty] | White
1 | Lutron Electronics | DVLV-10PH-IV | 4460-1872 | 4460 | 1872 | Lutron Electronics | DVLV-10PH-IV.jpg | 27557748148 | DIVA LOW VOL 1000W IV CLM | Diva Dimmer - Gloss Finish, Magnetic Low-Voltage, Single-pole, 120V/1000VA (800W) clamshell packaging in ivory |  | 2.25 | 0.8 |  | DVLV-10PH-IV.jpg | http://grandbrass.xologic.com/vendors/4460/large/DVLV-10PH-IV.jpg | [47 empty] | 0 | 0 | 0 | [6 empty] | 0 | 1 | 1 | EA | 1 | Lighting Controls | [7 empty] | White | [16 empty] | Traditional |  |  | Dimmers | [242 empty] | <a href="https://www.lutron.com/TechnicalDocumentLibrary/030448c.pdf" target="_blank">Installation Instructions</a> | [23 empty] | 10.000 DW |  |  | 1.5000 IN | [89 empty] | 1.000 EA | 1.000 EA | [35 empty] | No | [42 empty] | https://www.lutron.com/TechnicalDocumentLibrary/DivaSatinColors.pdf | [7 empty] | Shelf Stock | [13 empty] | <a href="https://www.lutron.com/TechnicalDocumentLibrary/368-4493_Page_2.pdf" target="_blank">Tech Drawing</a> | [25 empty] | 39122206 | [6 empty] | <a href="https://www.lutron.com/Education-Training/Tools/Pages/InstallDimmer.aspx?syst=Dimmers+%26+Switches&prodn=Diva%c2%ae+dimmer+%26+switch" target="_blank">Product Video Clip</a> | [6 empty] | <a href="https://www.lutron.com/TechnicalDocumentLibrary/369-119_Wallbox_Warranty.pdf" target="_blank">Warranty Information</a> |  |  |  |  | 0.080 L | [14 empty] | 0 | 0 | 0 | 0 | Lighting Fixtures | 2016-07-15 12:21 | 2024-07-20 11:07 | 0000-00-00 00:00:00 | 2024-07-20 11:07 | 0000-00-00 00:00:00 | [6 empty] | Ivory
1 | Lutron Electronics | DVLV-603PH-WH | 4460-1873 | 4460 | 1873 | Lutron Electronics | DVLV-603PH-WH.jpg | 27557748155 | DIVA LOW VOL 600W 3WY WH CLM | Diva Dimmer - Gloss Finish, Magnetic Low-Voltage, 3-way, 120V/600VA (450W) clamshell packaging in white |  | 3.75 | 6 |  | DVLV-603PH-WH.jpg | http://grandbrass.xologic.com/vendors/4460/large/DVLV-603PH-WH.jpg | [47 empty] | 0 | 0 | 0 | [6 empty] | 0 | 1 | 1 | EA | 1 | Lighting Controls | [7 empty] | White | [16 empty] | Traditional |  |  | Dimmers | [242 empty] | <a href="https://www.lutron.com/TechnicalDocumentLibrary/030448c.pdf" target="_blank">Installation Instructions</a> | [23 empty] | 10.000 DW |  |  | 2.0000 IN | [89 empty] | 1.000 EA | 1.000 EA | [35 empty] | No | [42 empty] | https://www.lutron.com/TechnicalDocumentLibrary/DivaSatinColors.pdf | [7 empty] | Shelf Stock | [13 empty] | <a href="https://www.lutron.com/TechnicalDocumentLibrary/368-4493_Page_5.pdf" target="_blank">Tech Drawing</a> | [25 empty] | 39122206 | [6 empty] | <a href="https://www.lutron.com/Education-Training/Tools/Pages/InstallDimmer.aspx?syst=Dimmers+%26+Switches&prodn=Diva%c2%ae+dimmer+%26+switch" target="_blank">Product Video Clip</a> | [6 empty] | <a href="https://www.lutron.com/TechnicalDocumentLibrary/369-119_Wallbox_Warranty.pdf" target="_blank">Warranty Information</a> |  |  |  |  | 0.080 L | [14 empty] | 0 | 0 | 0 | 0 | Lighting Fixtures | 2016-07-15 12:21 | 2024-07-20 11:06 | 0000-00-00 00:00:00 | 2024-07-20 11:06 | 0000-00-00 00:00:00 | [6 empty] | White
1 | Lutron Electronics | DVLV-603PH-IV | 4460-1874 | 4460 | 1874 | Lutron Electronics | DVLV-603PH-IV.jpg | 27557748162 | DIVA LOW VOL 600W 3WY IV CLM | Diva Dimmer - Gloss Finish, Magnetic Low-Voltage, 3-way, 120V/600VA (450W) clamshell packaging in ivory |  | 2.25 | 0.8 |  | DVLV-603PH-IV.jpg | http://grandbrass.xologic.com/vendors/4460/large/DVLV-603PH-IV.jpg | [47 empty] | 0 | 0 | 0 | [6 empty] | 0 | 1 | 1 | EA | 1 | Lighting Controls | [7 empty] | White | [16 empty] | Traditional |  |  | Dimmers | [242 empty] | <a href="https://www.lutron.com/TechnicalDocumentLibrary/030448c.pdf" target="_blank">Installation Instructions</a> | [23 empty] | 10.000 DW |  |  | 1.5000 IN | [89 empty] | 1.000 EA | 1.000 EA | [35 empty] | No | [42 empty] | https://www.lutron.com/TechnicalDocumentLibrary/DivaSatinColors.pdf | [7 empty] | Shelf Stock | [13 empty] | <a href="https://www.lutron.com/TechnicalDocumentLibrary/368-4493_Page_5.pdf" target="_blank">Tech Drawing</a> | [25 empty] | 39122206 | [6 empty] | <a href="https://www.lutron.com/Education-Training/Tools/Pages/InstallDimmer.aspx?syst=Dimmers+%26+Switches&prodn=Diva%c2%ae+dimmer+%26+switch" target="_blank">Product Video Clip</a> | [6 empty] | <a href="https://www.lutron.com/TechnicalDocumentLibrary/369-119_Wallbox_Warranty.pdf" target="_blank">Warranty Information</a> |  |  |  |  | 0.080 L | [14 empty] | 0 | 0 | 0 | 0 | Lighting Fixtures | 2016-07-15 12:21 | 2024-07-20 11:12 | 0000-00-00 00:00:00 | 2024-07-20 11:12 | 0000-00-00 00:00:00 | [6 empty] | Ivory
1 | Lutron Electronics | DVLV-103PH-WH | 4460-1875 | 4460 | 1875 | Lutron Electronics | DVLV-103PH-WH.jpg | 27557748179 | DIVA LOW VOL 1000W 3WY WH CLM | Diva Dimmer - Gloss Finish, Magnetic Low-Voltage, 3-way, 120V/1000VA (800W) clamshell packaging in white |  | 2.25 | 0.8 |  | DVLV-103PH-WH.jpg | http://grandbrass.xologic.com/vendors/4460/large/DVLV-103PH-WH.jpg | [47 empty] | 0 | 0 | 0 | [6 empty] | 0 | 1 | 1 | EA | 1 | Lighting Controls | [7 empty] | White | [16 empty] | Traditional |  |  | Dimmers | [242 empty] | <a href="https://www.lutron.com/TechnicalDocumentLibrary/030448c.pdf" target="_blank">Installation Instructions</a> | [23 empty] | 10.000 DW |  |  | 1.5000 IN | [89 empty] | 1.000 EA | 1.000 EA | [35 empty] | No | [42 empty] | https://www.lutron.com/TechnicalDocumentLibrary/DivaSatinColors.pdf | [7 empty] | Shelf Stock | [13 empty] | <a href="https://www.lutron.com/TechnicalDocumentLibrary/368-4493_Page_5.pdf" target="_blank">Tech Drawing</a> | [25 empty] | 39122206 | [6 empty] | <a href="https://www.lutron.com/Education-Training/Tools/Pages/InstallDimmer.aspx?syst=Dimmers+%26+Switches&prodn=Diva%c2%ae+dimmer+%26+switch" target="_blank">Product Video Clip</a> | [6 empty] | <a href="https://www.lutron.com/TechnicalDocumentLibrary/369-119_Wallbox_Warranty.pdf" target="_blank">Warranty Information</a> |  |  |  |  | 0.080 L | [14 empty] | 0 | 0 | 0 | 0 | Lighting Fixtures | 2016-07-15 12:21 | 2024-07-20 11:09 | 0000-00-00 00:00:00 | 2024-07-20 11:09 | 0000-00-00 00:00:00 | [6 empty] | White
1 | Lutron Electronics | DVLV-103PH-IV | 4460-1876 | 4460 | 1876 | Lutron Electronics | DVLV-103PH-IV.jpg | 27557748186 | DIVA LOW VOL 1000W 3WY IV CLM | Diva Dimmer - Gloss Finish, Magnetic Low-Voltage, 3-way, 120V/1000VA (800W) clamshell packaging in ivory |  | 2.25 | 0.8 |  | DVLV-103PH-IV.jpg | http://grandbrass.xologic.com/vendors/4460/large/DVLV-103PH-IV.jpg | [47 empty] | 0 | 0 | 0 | [6 empty] | 0 | 1 | 1 | EA | 1 | Lighting Controls | [7 empty] | White | [16 empty] | Traditional |  |  | Dimmers | [242 empty] | <a href="https://www.lutron.com/TechnicalDocumentLibrary/030448c.pdf" target="_blank">Installation Instructions</a> | [23 empty] | 10.000 DW |  |  | 1.5000 IN | [89 empty] | 1.000 EA | 1.000 EA | [35 empty] | No | [42 empty] | https://www.lutron.com/TechnicalDocumentLibrary/DivaSatinColors.pdf | [7 empty] | Shelf Stock | [13 empty] | <a href="https://www.lutron.com/TechnicalDocumentLibrary/368-4493_Page_5.pdf" target="_blank">Tech Drawing</a> | [25 empty] | 39122206 | [6 empty] | <a href="https://www.lutron.com/Education-Training/Tools/Pages/InstallDimmer.aspx?syst=Dimmers+%26+Switches&prodn=Diva%c2%ae+dimmer+%26+switch" target="_blank">Product Video Clip</a> | [6 empty] | <a href="https://www.lutron.com/TechnicalDocumentLibrary/369-119_Wallbox_Warranty.pdf" target="_blank">Warranty Information</a> |  |  |  |  | 0.080 L | [14 empty] | 0 | 0 | 0 | 0 | Lighting Fixtures | 2016-07-15 12:21 | 2024-07-20 11:13 | 0000-00-00 00:00:00 | 2024-07-20 11:13 | 0000-00-00 00:00:00 | [6 empty] | Ivory
1 | Lutron Electronics | DVELV-300P-WH | 4460-1877 | 4460 | 1877 | Lutron Electronics | DVELV-300P-WH.jpg | 27557748292 | DIVA ELV 300 WATT SINGLE POLE WH | Diva Dimmer - Gloss Finish, Electronic Low-Voltage, Single-pole, 120V/300W in white |  | 2.3 | 4.5 |  | DVELV-300P-WH.jpg | http://grandbrass.xologic.com/vendors/4460/large/DVELV-300P-WH.jpg | [47 empty] | 0 | 0 | 0 | [6 empty] | 0 | 1 | 1 | EA | 1 | Lighting Controls | [7 empty] | White | [16 empty] | Traditional |  |  | Dimmers | [242 empty] | <a href="https://www.lutron.com/TechnicalDocumentLibrary/0301295.pdf" target="_blank">Installation Instructions</a> | [23 empty] | 10.000 DW |  |  | 2.4000 IN | [89 empty] | 1.000 EA | 1.000 EA | [35 empty] | No | [42 empty] | https://www.lutron.com/TechnicalDocumentLibrary/DivaSatinColors.pdf | [7 empty] | Shelf Stock | [13 empty] | <a href="https://www.lutron.com/TechnicalDocumentLibrary/368-4493_Page_41.pdf" target="_blank">Tech Drawing</a> | [25 empty] | 39122206 | [6 empty] | <a href="https://www.lutron.com/Education-Training/Tools/Pages/InstallDimmer.aspx?syst=Dimmers+%26+Switches&prodn=Diva%c2%ae+dimmer+%26+switch" target="_blank">Product Video Clip</a> | [6 empty] | <a href="https://www.lutron.com/TechnicalDocumentLibrary/369-119_Wallbox_Warranty.pdf" target="_blank">Warranty Information</a> |  |  |  |  | 0.300 L | [14 empty] | 0 | 0 | 0 | 0 | Lighting Fixtures | 2016-07-15 12:21 | 2024-07-20 11:10 | 0000-00-00 00:00:00 | 2024-07-20 11:10 | 0000-00-00 00:00:00 | [6 empty] | White
1 | Lutron Electronics | DVELV-300P-IV | 4460-1878 | 4460 | 1878 | Lutron Electronics | DVELV-300P-IV.jpg | 27557748315 | DIVA ELV 300 WATT SINGLE POLE IV | Diva Dimmer - Gloss Finish, Electronic Low-Voltage, Single-pole, 120V/300W in ivory |  | 2.3 | 4.5 |  | DVELV-300P-IV.jpg | http://grandbrass.xologic.com/vendors/4460/large/DVELV-300P-IV.jpg | [47 empty] | 0 | 0 | 0 | [6 empty] | 0 | 1 | 1 | EA | 1 | Lighting Controls | [7 empty] | White | [16 empty] | Traditional |  |  | Dimmers | [242 empty] | <a href="https://www.lutron.com/TechnicalDocumentLibrary/0301295.pdf" target="_blank">Installation Instructions</a> | [23 empty] | 10.000 DW |  |  | 2.4000 IN | [89 empty] | 1.000 EA | 1.000 EA | [35 empty] | No | [42 empty] | https://www.lutron.com/TechnicalDocumentLibrary/DivaSatinColors.pdf | [7 empty] | Shelf Stock | [13 empty] | <a href="https://www.lutron.com/TechnicalDocumentLibrary/368-4493_Page_41.pdf" target="_blank">Tech Drawing</a> | [25 empty] | 39122206 | [6 empty] | <a href="https://www.lutron.com/Education-Training/Tools/Pages/InstallDimmer.aspx?syst=Dimmers+%26+Switches&prodn=Diva%c2%ae+dimmer+%26+switch" target="_blank">Product Video Clip</a> | [6 empty] | <a href="https://www.lutron.com/TechnicalDocumentLibrary/369-119_Wallbox_Warranty.pdf" target="_blank">Warranty Information</a> |  |  |  |  | 0.300 L | [14 empty] | 0 | 0 | 0 | 0 | Lighting Fixtures | 2016-07-15 12:21 | 2024-07-20 11:08 | 0000-00-00 00:00:00 | 2024-07-20 11:08 | 0000-00-00 00:00:00 | [6 empty] | Ivory
1 | Lutron Electronics | AY2-LFSQ-WH | 4460-1879 | 4460 | 1879 | Lutron Electronics | Ecom_AY2-LFSQ-WH_WithWallPlate.jpeg?w=1500 | 27557752084 | ARIADNI DUAL LT/QUIET FAN WH | Ariadni Fan/Light Control, Fan control and dimmer, single-pole - quiet 3-speed, 120V/1.5A/300W in white |  | 2.3 | 4.5 | [50 empty] | 0 | 0 | 0 | [6 empty] | 0 | 1 | 1 | EA | 1 | Lighting Controls | [7 empty] | White | [16 empty] | Traditional |  |  | Lightswitches | [242 empty] | <a href="https://www.lutron.com/TechnicalDocumentLibrary/0301992.pdf" target="_blank">Installation Instructions</a> | [23 empty] | 10.000 DW |  |  | 2.3000 IN | [89 empty] | 1.000 EA | 1.000 EA | [35 empty] | No | [42 empty] | https://assets.lutron.com/a/documents/spec%20guide%20volume%201%20with%20addendums.pdf#page=50 | [7 empty] | Shelf Stock | [13 empty] | <a href="https://www.lutron.com/TechnicalDocumentLibrary/368-4493_Page_30.pdf" target="_blank">Tech Drawing</a> | [25 empty] | 39122232 | [13 empty] | <a href="https://www.lutron.com/TechnicalDocumentLibrary/369-119_Wallbox_Warranty.pdf" target="_blank">Warranty Information</a> |  |  |  |  | 0.250 L | [14 empty] | 0 | 0 | 0 | 0 | Lighting Fixtures | 2016-07-15 12:21 | 2024-07-20 11:09 | 0000-00-00 00:00:00 | 2024-07-20 11:09 | 0000-00-00 00:00:00 | [6 empty] | White
1 | Lutron Electronics | NFTV-WH | 4460-1880 | 4460 | 1880 | Lutron Electronics | NFTV-WH.jpg | 27557752701 | NOVA FLUOR. 0-10V CONTROL WH | Nova Dimmer, Fluorescent or LED Dimming with 0-10V Ballasts and Drivers, Single-pole (small control), 0-10V/60A in white |  | 5.3 | 3.9 |  | NFTV-WH.jpg | http://grandbrass.xologic.com/vendors/4460/large/NFTV-WH.jpg | [47 empty] | 0 | 0 | 0 | [6 empty] | 0 | 1 | 1 | EA | 1 | Lighting Controls | [7 empty] | White | [19 empty] | Dimmers | [242 empty] | <a href="https://www.lutron.com/TechnicalDocumentLibrary/0301537.pdf" target="_blank">Installation Instructions</a> | [23 empty] | 10.000 DW |  |  | 5.4000 IN | [89 empty] | 1.000 EA | 1.000 EA | [35 empty] | No | [42 empty] | https://www.lutron.com/TechnicalDocumentLibrary/NovaSpecSubmittal.pdf | [7 empty] | Shelf Stock | [13 empty] | <a href="https://www.lutron.com/TechnicalDocumentLibrary/368-4493_Page_58.pdf" target="_blank">Tech Drawing</a> | [25 empty] | 39122206 | [6 empty] | <a href="https://www.lutron.com/Service-Support/Technical/InstallationInstructions/Pages/Videos.aspx?syst=Dimmers+%26+Switches&prodn=Nova%c2%ae+dimmer+%26+switch+" target="_blank">Product Video Clip</a> | [6 empty] | <a href="https://www.lutron.com/TechnicalDocumentLibrary/369-119_Wallbox_Warranty.pdf" target="_blank">Warranty Information</a> |  |  |  |  | 0.500 L | [14 empty] | 0 | 0 | 0 | 0 | Lighting Fixtures | 2016-07-15 12:21 | 2024-07-20 11:07 | 0000-00-00 00:00:00 | 2024-07-20 11:07 | 0000-00-00 00:00:00 | [6 empty] | White
1 | Lutron Electronics | NFTV-IV | 4460-1881 | 4460 | 1881 | Lutron Electronics | NFTV-IV.jpg | 27557752725 | NOVA FLUOR. 0-10V CONTROL IV | Nova Dimmer, Fluorescent or LED Dimming with 0-10V Ballasts and Drivers, Single-pole (small control), 0-10V/60A in ivory |  | 5.3 | 3.9 |  | NFTV-IV.jpg | http://grandbrass.xologic.com/vendors/4460/large/NFTV-IV.jpg | [47 empty] | 0 | 0 | 0 | [6 empty] | 0 | 1 | 1 | EA | 1 | Lighting Controls | [7 empty] | White | [19 empty] | Dimmers | [242 empty] | <a href="https://www.lutron.com/TechnicalDocumentLibrary/0301537.pdf" target="_blank">Installation Instructions</a> | [23 empty] | 10.000 DW |  |  | 5.4000 IN | [89 empty] | 1.000 EA | 1.000 EA | [35 empty] | No | [42 empty] | https://www.lutron.com/TechnicalDocumentLibrary/NovaSpecSubmittal.pdf | [7 empty] | Shelf Stock | [13 empty] | <a href="https://www.lutron.com/TechnicalDocumentLibrary/368-4493_Page_58.pdf" target="_blank">Tech Drawing</a> | [25 empty] | 39122206 | [6 empty] | <a href="https://www.lutron.com/Service-Support/Technical/InstallationInstructions/Pages/Videos.aspx?syst=Dimmers+%26+Switches&prodn=Nova%c2%ae+dimmer+%26+switch+" target="_blank">Product Video Clip</a> | [6 empty] | <a href="https://www.lutron.com/TechnicalDocumentLibrary/369-119_Wallbox_Warranty.pdf" target="_blank">Warranty Information</a> |  |  |  |  | 0.500 L | [14 empty] | 0 | 0 | 0 | 0 | Lighting Fixtures | 2016-07-15 12:21 | 2024-07-20 11:13 | 0000-00-00 00:00:00 | 2024-07-20 11:13 | 0000-00-00 00:00:00 | [6 empty] | Ivory
4 | Lutron Electronics | VWP-2RC-WH | 4460-1882 | 4460 | 1882 | Lutron Electronics | VWP-2RC-WH.jpg | 27557753159 | VAREO WALLPLATE 2GNG RECEPT/ CONT WHITE | Multigang VWP Series Wallplate for Vareo, Nova T and GRAFIK Eye Wallstation, Two-gang for one accessory and one dimmer or switch in white |  | 6.2 | 9 |  | VWP-2RC-WH.jpg | http://grandbrass.xologic.com/vendors/4460/large/VWP-2RC-WH.jpg | [47 empty] | 0 | 0 | 0 | [6 empty] | 0 | 1 | 1 | EA | 1 | Lighting Controls |  |  | Fittings and Hardware |  | Electrical Hardware And Supplies |  | Wallplates | White | [16 empty] | Traditional |  |  | Switch Plates | [266 empty] | 10.000 DW |  |  | 1.4000 IN | [89 empty] | 1.000 EA | 1.000 EA | [35 empty] | No | [42 empty] | https://www.lutron.com/TechnicalDocumentLibrary/Vareo_Spec_Submittal.pdf | [7 empty] | Shelf Stock | [39 empty] | 39121704 | [13 empty] | <a href="https://www.lutron.com/TechnicalDocumentLibrary/369-119_Wallbox_Warranty.pdf" target="_blank">Warranty Information</a> |  |  |  |  | 0.350 L | [14 empty] | 0 | 0 | 0 | 0 | Electrical | 2016-07-15 12:21 | 2024-07-20 11:07 | 0000-00-00 00:00:00 | 2025-11-29 02:00 | 0000-00-00 00:00:00 | [6 empty] | White
4 | Lutron Electronics | VWP-2RC-BE | 4460-1883 | 4460 | 1883 | Lutron Electronics | VWP-2RC-BE.jpg | 27557753166 | VAREO WALLPLATE 2GNG RECEPT/ CONT BEIGE | Multigang VWP Series Wallplate for Vareo, Nova T and GRAFIK Eye Wallstation, Two-gang for one accessory and one dimmer or switch in beige |  | 6.2 | 9 |  | VWP-2RC-BE.jpg | http://grandbrass.xologic.com/vendors/4460/large/VWP-2RC-BE.jpg | [47 empty] | 0 | 0 | 0 | [6 empty] | 0 | 1 | 1 | EA | 1 | Lighting Controls |  |  | Fittings and Hardware |  | Electrical Hardware And Supplies |  | Wallplates | White | [16 empty] | Traditional |  |  | Switch Plates | [266 empty] | 10.000 DW |  |  | 1.4000 IN | [89 empty] | 1.000 EA | 1.000 EA | [35 empty] | No | [42 empty] | https://www.lutron.com/TechnicalDocumentLibrary/Vareo_Spec_Submittal.pdf | [7 empty] | Shelf Stock | [39 empty] | 39121704 | [13 empty] | <a href="https://www.lutron.com/TechnicalDocumentLibrary/369-119_Wallbox_Warranty.pdf" target="_blank">Warranty Information</a> |  |  |  |  | 0.350 L | [14 empty] | 0 | 0 | 0 | 0 | Electrical | 2016-07-15 12:21 | 2024-07-20 11:06 | 0000-00-00 00:00:00 | 2025-11-29 02:00 | 0000-00-00 00:00:00 | [6 empty] | Beige
4 | Lutron Electronics | VWP-2RC-BL | 4460-1884 | 4460 | 1884 | Lutron Electronics | VWP-2RC-BL.jpg | 27557753173 | VAREO WALLPLATE 2GNG RECEPT/ CONT BLACK | Multigang VWP Series Wallplate for Vareo, Nova T and GRAFIK Eye Wallstation, Two-gang for one accessory and one dimmer or switch in black |  | 6.2 | 9 |  | VWP-2RC-BL.jpg | http://grandbrass.xologic.com/vendors/4460/large/VWP-2RC-BL.jpg | [47 empty] | 0 | 0 | 0 | [6 empty] | 0 | 1 | 1 | EA | 1 | Lighting Controls |  |  | Fittings and Hardware |  | Electrical Hardware And Supplies |  | Wallplates | Black | [16 empty] | Traditional |  |  | Switch Plates | [266 empty] | 2.000 DW |  |  | 1.4000 IN | [89 empty] | 1.000 EA | 1.000 EA | [35 empty] | No | [42 empty] | https://www.lutron.com/TechnicalDocumentLibrary/Vareo_Spec_Submittal.pdf | [7 empty] | Shelf Stock | [39 empty] | 39121704 | [13 empty] | <a href="https://www.lutron.com/TechnicalDocumentLibrary/369-119_Wallbox_Warranty.pdf" target="_blank">Warranty Information</a> |  |  |  |  | 0.350 L | [14 empty] | 0 | 0 | 0 | 0 | Electrical | 2016-07-15 12:21 | 2024-07-20 11:05 | 0000-00-00 00:00:00 | 2025-11-29 02:00 | 0000-00-00 00:00:00 | [6 empty] | Black
4 | Lutron Electronics | VWP-2RC-BR | 4460-1885 | 4460 | 1885 | Lutron Electronics | VWP-2RC-BR.jpg | 27557753180 | VAREO WALLPLATE 2GNG RECEPT/ CONT BROWN | Multigang VWP Series Wallplate for Vareo, Nova T and GRAFIK Eye Wallstation, Two-gang for one accessory and one dimmer or switch in brown |  | 6.2 | 9 |  | VWP-2RC-BR.jpg | http://grandbrass.xologic.com/vendors/4460/large/VWP-2RC-BR.jpg | [47 empty] | 0 | 0 | 0 | [6 empty] | 0 | 1 | 1 | EA | 1 | Lighting Controls |  |  | Fittings and Hardware |  | Electrical Hardware And Supplies |  | Wallplates | Brown | [16 empty] | Traditional |  |  | Switch Plates | [266 empty] | 2.000 DW |  |  | 1.4000 IN | [89 empty] | 1.000 EA | 1.000 EA | [35 empty] | No | [42 empty] | https://www.lutron.com/TechnicalDocumentLibrary/Vareo_Spec_Submittal.pdf | [7 empty] | Shelf Stock | [39 empty] | 39121704 | [13 empty] | <a href="https://www.lutron.com/TechnicalDocumentLibrary/369-119_Wallbox_Warranty.pdf" target="_blank">Warranty Information</a> |  |  |  |  | 0.350 L | [14 empty] | 0 | 0 | 0 | 0 | Electrical | 2016-07-15 12:21 | 2024-07-20 11:12 | 0000-00-00 00:00:00 | 2025-11-29 02:00 | 0000-00-00 00:00:00 | [6 empty] | Brown
4 | Lutron Electronics | VWP-2RC-GR | 4460-1886 | 4460 | 1886 | Lutron Electronics | VWP-2RC-GR.jpg | 27557753197 | VAREO WALLPLATE 2GNG RECEPT/ CONT GRAY | Multigang VWP Series Wallplate for Vareo, Nova T and GRAFIK Eye Wallstation, Two-gang for one accessory and one dimmer or switch in gray |  | 6.2 | 9 |  | VWP-2RC-GR.jpg | http://grandbrass.xologic.com/vendors/4460/large/VWP-2RC-GR.jpg | [47 empty] | 0 | 0 | 0 | [6 empty] | 0 | 1 | 1 | EA | 1 | Lighting Controls |  |  | Fittings and Hardware |  | Electrical Hardware And Supplies |  | Wallplates | Gray | [16 empty] | Traditional |  |  | Switch Plates | [266 empty] | 2.000 DW |  |  | 1.4000 IN | [89 empty] | 1.000 EA | 1.000 EA | [35 empty] | No | [42 empty] | https://www.lutron.com/TechnicalDocumentLibrary/Vareo_Spec_Submittal.pdf | [7 empty] | Shelf Stock | [39 empty] | 39121704 | [13 empty] | <a href="https://www.lutron.com/TechnicalDocumentLibrary/369-119_Wallbox_Warranty.pdf" target="_blank">Warranty Information</a> |  |  |  |  | 0.350 L | [14 empty] | 0 | 0 | 0 | 0 | Electrical | 2016-07-15 12:21 | 2024-07-20 11:06 | 0000-00-00 00:00:00 | 2025-11-29 02:00 | 0000-00-00 00:00:00 | [6 empty] | Gray
4 | Lutron Electronics | VWP-2RC-IV | 4460-1887 | 4460 | 1887 | Lutron Electronics | VWP-2RC-IV.jpg | 27557753203 | VAREO WALLPLATE 2GNG RECEPT/ CONT IVORY | Multigang VWP Series Wallplate for Vareo, Nova T and GRAFIK Eye Wallstation, Two-gang for one accessory and one dimmer or switch in ivory |  | 6.2 | 9 |  | VWP-2RC-IV.jpg | http://grandbrass.xologic.com/vendors/4460/large/VWP-2RC-IV.jpg | [47 empty] | 0 | 0 | 0 | [6 empty] | 0 | 1 | 1 | EA | 1 | Lighting Controls |  |  | Fittings and Hardware |  | Electrical Hardware And Supplies |  | Wallplates | White | [16 empty] | Traditional |  |  | Switch Plates | [266 empty] | 2.000 DW |  |  | 1.4000 IN | [89 empty] | 1.000 EA | 1.000 EA | [35 empty] | No | [42 empty] | https://www.lutron.com/TechnicalDocumentLibrary/Vareo_Spec_Submittal.pdf | [7 empty] | Shelf Stock | [39 empty] | 39121704 | [13 empty] | <a href="https://www.lutron.com/TechnicalDocumentLibrary/369-119_Wallbox_Warranty.pdf" target="_blank">Warranty Information</a> |  |  |  |  | 0.350 L | [14 empty] | 0 | 0 | 0 | 0 | Electrical | 2016-07-15 12:21 | 2024-07-20 11:06 | 0000-00-00 00:00:00 | 2025-11-29 02:00 | 0000-00-00 00:00:00 | [6 empty] | Ivory
4 | Lutron Electronics | VWP-2RC-TP | 4460-1888 | 4460 | 1888 | Lutron Electronics | VWP-2RC-TP.jpg | 27557753227 | VAREO WALLPLATE 2GNG RECEPT/ CONT TAUPE | Multigang VWP Series Wallplate for Vareo, Nova T and GRAFIK Eye Wallstation, Two-gang for one accessory and one dimmer or switch in taupe |  | 6.2 | 9 |  | VWP-2RC-TP.jpg | http://grandbrass.xologic.com/vendors/4460/large/VWP-2RC-TP.jpg | [47 empty] | 0 | 0 | 0 | [6 empty] | 0 | 1 | 1 | EA | 1 | Lighting Controls |  |  | Fittings and Hardware |  | Electrical Hardware And Supplies |  | Wallplates | Gray | [16 empty] | Traditional |  |  | Switch Plates | [266 empty] | 10.000 DW |  |  | 1.4000 IN | [89 empty] | 1.000 EA | 1.000 EA | [35 empty] | No | [42 empty] | https://www.lutron.com/TechnicalDocumentLibrary/Vareo_Spec_Submittal.pdf | [7 empty] | Shelf Stock | [39 empty] | 39121704 | [13 empty] | <a href="https://www.lutron.com/TechnicalDocumentLibrary/369-119_Wallbox_Warranty.pdf" target="_blank">Warranty Information</a> |  |  |  |  | 0.350 L | [14 empty] | 0 | 0 | 0 | 0 | Electrical | 2016-07-15 12:21 | 2024-07-20 11:09 | 0000-00-00 00:00:00 | 2025-11-29 02:00 | 0000-00-00 00:00:00 | [6 empty] | Taupe
1 | Lutron Electronics | DVELV-300P-AL | 4460-1889 | 4460 | 1889 | Lutron Electronics | DVELV-300P-AL.jpg | 27557755917 | DIVA ELV 300 WATT SINGLE POLE AL | Diva Dimmer - Gloss Finish, Electronic Low-Voltage, Single-pole, 120V/300W in almond |  | 2.3 | 4.5 |  | DVELV-300P-AL.jpg | http://grandbrass.xologic.com/vendors/4460/large/DVELV-300P-AL.jpg | [47 empty] | 0 | 0 | 0 | [6 empty] | 0 | 1 | 1 | EA | 1 | Lighting Controls | [7 empty] | Nickel | [16 empty] | Traditional |  |  | Dimmers | [242 empty] | <a href="https://www.lutron.com/TechnicalDocumentLibrary/0301295.pdf" target="_blank">Installation Instructions</a> | [23 empty] | 10.000 DW |  |  | 2.4000 IN | [89 empty] | 1.000 EA | 1.000 EA | [35 empty] | No | [42 empty] | https://www.lutron.com/TechnicalDocumentLibrary/DivaSatinColors.pdf | [7 empty] | Shelf Stock | [13 empty] | <a href="https://www.lutron.com/TechnicalDocumentLibrary/368-4493_Page_41.pdf" target="_blank">Tech Drawing</a> | [25 empty] | 39122206 | [6 empty] | <a href="https://www.lutron.com/Education-Training/Tools/Pages/InstallDimmer.aspx?syst=Dimmers+%26+Switches&prodn=Diva%c2%ae+dimmer+%26+switch" target="_blank">Product Video Clip</a> | [6 empty] | <a href="https://www.lutron.com/TechnicalDocumentLibrary/369-119_Wallbox_Warranty.pdf" target="_blank">Warranty Information</a> |  |  |  |  | 0.300 L | [14 empty] | 0 | 0 | 0 | 0 | Lighting Fixtures | 2016-07-15 12:21 | 2024-07-20 11:13 | 0000-00-00 00:00:00 | 2024-07-20 11:13 | 0000-00-00 00:00:00 | [6 empty] | Almond
1 | Lutron Electronics | DVELV-300P-GR | 4460-1890 | 4460 | 1890 | Lutron Electronics | DVELV-300P-GR.jpg | 27557755931 | DIVA ELV 300 WATT SINGLE POLE GR | Diva Dimmer - Gloss Finish, Electronic Low-Voltage, Single-pole, 120V/300W in gray |  | 2.3 | 4.5 |  | DVELV-300P-GR.jpg | http://grandbrass.xologic.com/vendors/4460/large/DVELV-300P-GR.jpg | [47 empty] | 0 | 0 | 0 | [6 empty] | 0 | 1 | 1 | EA | 1 | Lighting Controls | [7 empty] | Gray | [16 empty] | Traditional |  |  | Dimmers | [242 empty] | <a href="https://www.lutron.com/TechnicalDocumentLibrary/0301295.pdf" target="_blank">Installation Instructions</a> | [23 empty] | 10.000 DW |  |  | 2.4000 IN | [89 empty] | 1.000 EA | 1.000 EA | [35 empty] | No | [42 empty] | https://www.lutron.com/TechnicalDocumentLibrary/DivaSatinColors.pdf | [7 empty] | Shelf Stock | [13 empty] | <a href="https://www.lutron.com/TechnicalDocumentLibrary/368-4493_Page_41.pdf" target="_blank">Tech Drawing</a> | [25 empty] | 39122206 | [6 empty] | <a href="https://www.lutron.com/Education-Training/Tools/Pages/InstallDimmer.aspx?syst=Dimmers+%26+Switches&prodn=Diva%c2%ae+dimmer+%26+switch" target="_blank">Product Video Clip</a> | [6 empty] | <a href="https://www.lutron.com/TechnicalDocumentLibrary/369-119_Wallbox_Warranty.pdf" target="_blank">Warranty Information</a> |  |  |  |  | 0.300 L | [14 empty] | 0 | 0 | 0 | 0 | Lighting Fixtures | 2016-07-15 12:21 | 2024-07-20 11:13 | 0000-00-00 00:00:00 | 2024-07-20 11:13 | 0000-00-00 00:00:00 | [6 empty] | Gray
1 | Lutron Electronics | DVELV-300P-BR | 4460-1891 | 4460 | 1891 | Lutron Electronics | DVELV-300P-BR.jpg | 27557755955 | DIVA ELV 300 WATT SINGLE POLE BR | Diva Dimmer - Gloss Finish, Electronic Low-Voltage, Single-pole, 120V/300W in brown |  | 2.3 | 4.5 |  | DVELV-300P-BR.jpg | http://grandbrass.xologic.com/vendors/4460/large/DVELV-300P-BR.jpg | [47 empty] | 0 | 0 | 0 | [6 empty] | 0 | 1 | 1 | EA | 1 | Lighting Controls | [7 empty] | Brown | [16 empty] | Traditional |  |  | Dimmers | [242 empty] | <a href="https://www.lutron.com/TechnicalDocumentLibrary/0301295.pdf" target="_blank">Installation Instructions</a> | [23 empty] | 10.000 DW |  |  | 2.4000 IN | [89 empty] | 1.000 EA | 1.000 EA | [35 empty] | No | [42 empty] | https://www.lutron.com/TechnicalDocumentLibrary/DivaSatinColors.pdf | [7 empty] | Shelf Stock | [13 empty] | <a href="https://www.lutron.com/TechnicalDocumentLibrary/368-4493_Page_41.pdf" target="_blank">Tech Drawing</a> | [25 empty] | 39122206 | [6 empty] | <a href="https://www.lutron.com/Education-Training/Tools/Pages/InstallDimmer.aspx?syst=Dimmers+%26+Switches&prodn=Diva%c2%ae+dimmer+%26+switch" target="_blank">Product Video Clip</a> | [6 empty] | <a href="https://www.lutron.com/TechnicalDocumentLibrary/369-119_Wallbox_Warranty.pdf" target="_blank">Warranty Information</a> |  |  |  |  | 0.300 L | [14 empty] | 0 | 0 | 0 | 0 | Lighting Fixtures | 2016-07-15 12:21 | 2024-07-20 11:08 | 0000-00-00 00:00:00 | 2024-07-20 11:08 | 0000-00-00 00:00:00 | [6 empty] | Brown
1 | Lutron Electronics | DVELV-300P-BL | 4460-1892 | 4460 | 1892 | Lutron Electronics | DVELV-300P-BL.jpg | 27557755979 | DIVA ELV 300 WATT SINGLE POLE BL | Diva Dimmer - Gloss Finish, Electronic Low-Voltage, Single-pole, 120V/300W in black |  | 2.3 | 4.5 |  | DVELV-300P-BL.jpg | http://grandbrass.xologic.com/vendors/4460/large/DVELV-300P-BL.jpg | [47 empty] | 0 | 0 | 0 | [6 empty] | 0 | 1 | 1 | EA | 1 | Lighting Controls | [7 empty] | Black | [16 empty] | Traditional |  |  | Dimmers | [242 empty] | <a href="https://www.lutron.com/TechnicalDocumentLibrary/0301295.pdf" target="_blank">Installation Instructions</a> | [23 empty] | 10.000 DW |  |  | 2.4000 IN | [89 empty] | 1.000 EA | 1.000 EA | [35 empty] | No | [42 empty] | https://www.lutron.com/TechnicalDocumentLibrary/DivaSatinColors.pdf | [7 empty] | Shelf Stock | [13 empty] | <a href="https://www.lutron.com/TechnicalDocumentLibrary/368-4493_Page_41.pdf" target="_blank">Tech Drawing</a> | [25 empty] | 39122206 | [6 empty] | <a href="https://www.lutron.com/Education-Training/Tools/Pages/InstallDimmer.aspx?syst=Dimmers+%26+Switches&prodn=Diva%c2%ae+dimmer+%26+switch" target="_blank">Product Video Clip</a> | [6 empty] | <a href="https://www.lutron.com/TechnicalDocumentLibrary/369-119_Wallbox_Warranty.pdf" target="_blank">Warranty Information</a> |  |  |  |  | 0.300 L | [14 empty] | 0 | 0 | 0 | 0 | Lighting Fixtures | 2016-07-15 12:21 | 2024-07-20 11:07 | 0000-00-00 00:00:00 | 2024-07-20 11:07 | 0000-00-00 00:00:00 | [6 empty] | Black
1 | Lutron Electronics | DVELV-303P-WH | 4460-1893 | 4460 | 1893 | Lutron Electronics | DVELV-303P-WH.jpg | 27557755993 | DIVA ELV 300 WALL 3-WAY WH | Diva Dimmer - Gloss Finish, Electronic Low-Voltage, 3-way, 120V/300W in white |  | 2.3 | 4.6 |  | DVELV-303P-WH.jpg | http://grandbrass.xologic.com/vendors/4460/large/DVELV-303P-WH.jpg | [47 empty] | 0 | 0 | 0 | [6 empty] | 0 | 1 | 1 | EA | 1 | Lighting Controls | [7 empty] | White | [16 empty] | Traditional |  |  | Dimmers | [242 empty] | <a href="https://www.lutron.com/TechnicalDocumentLibrary/0301295.pdf" target="_blank">Installation Instructions</a> | [23 empty] | 10.000 DW |  |  | 2.3000 IN | [89 empty] | 1.000 EA | 1.000 EA | [35 empty] | No | [42 empty] | https://www.lutron.com/TechnicalDocumentLibrary/DivaSatinColors.pdf | [7 empty] | Shelf Stock | [13 empty] | <a href="https://www.lutron.com/TechnicalDocumentLibrary/368-4493_Page_39.pdf" target="_blank">Tech Drawing</a> | [25 empty] | 39122206 | [6 empty] | <a href="https://www.lutron.com/Education-Training/Tools/Pages/InstallDimmer.aspx?syst=Dimmers+%26+Switches&prodn=Diva%c2%ae+dimmer+%26+switch" target="_blank">Product Video Clip</a> | [6 empty] | <a href="https://www.lutron.com/TechnicalDocumentLibrary/369-119_Wallbox_Warranty.pdf" target="_blank">Warranty Information</a> |  |  |  |  | 0.250 L | [14 empty] | 0 | 0 | 0 | 0 | Lighting Fixtures | 2016-07-15 12:21 | 2024-07-20 11:09 | 0000-00-00 00:00:00 | 2024-07-20 11:09 | 0000-00-00 00:00:00 | [6 empty] | White
1 | Lutron Electronics | NT-1PS-TP | 4460-1894 | 4460 | 1894 | Lutron Electronics | NT-1PS-TP.jpg | 27557757621 | NOVA T SINGLE POLE SWITCH TAUPE | Nova T Linear Slide Switch, Single-pole (small control), 120V/20A in taupe |  | 5.2 | 5.4 |  | NT-1PS-TP.jpg | http://grandbrass.xologic.com/vendors/4460/large/NT-1PS-TP.jpg | [47 empty] | 0 | 0 | 0 | [6 empty] | 0 | 1 | 1 | EA | 1 | Lighting Controls | [7 empty] | White | [16 empty] | Traditional |  |  | Dimmers | [242 empty] | <a href="https://www.lutron.com/TechnicalDocumentLibrary/0301030A.pdf" target="_blank">Installation Instructions</a> | [23 empty] | 2.000 DW |  |  | 4.0000 IN | [7 empty] | <a href="https://www.lutron.com/TechnicalDocumentLibrary/NovaT_Family.pdf" target="_blank">Line Drawing</a> | [81 empty] | 1.000 EA | 1.000 EA | [35 empty] | No | [42 empty] | https://www.lutron.com/TechnicalDocumentLibrary/NovaTB.pdf | [7 empty] | Shelf Stock | [13 empty] | <a href="https://www.lutron.com/TechnicalDocumentLibrary/368-4493_Page_2.pdf" target="_blank">Tech Drawing</a> | [25 empty] | 39122212 | [13 empty] | <a href="https://www.lutron.com/TechnicalDocumentLibrary/369-119_Wallbox_Warranty.pdf" target="_blank">Warranty Information</a> |  |  |  |  | 0.400 L | [14 empty] | 0 | 0 | 0 | 0 | Lighting Fixtures | 2016-07-15 12:21 | 2024-07-20 11:06 | 0000-00-00 00:00:00 | 2024-07-20 11:06 | 0000-00-00 00:00:00 | [6 empty] | Taupe
1 | Lutron Electronics | NT-2000-TP | 4460-1895 | 4460 | 1895 | Lutron Electronics | NT-2000-TP.jpg | 27557757638 | NOVA T 2000WATT INCANDESCENT DIMMER TP | Nova T Dimmer, Incandescent/Halogen, Single-pole (large control), 120V/2000W in taupe |  | 5.3 | 3.9 |  | NT-2000-TP.jpg | http://grandbrass.xologic.com/vendors/4460/large/NT-2000-TP.jpg | [47 empty] | 0 | 0 | 0 | [6 empty] | 0 | 1 | 1 | EA | 1 | Lighting Controls | [27 empty] | Dimmers | [242 empty] | <a href="https://www.lutron.com/TechnicalDocumentLibrary/0301030A.pdf" target="_blank">Installation Instructions</a> | [23 empty] | 10.000 DW |  |  | 5.3000 IN | [89 empty] | 1.000 EA | 1.000 EA | [35 empty] | No | [42 empty] | https://www.lutron.com/TechnicalDocumentLibrary/NovaTB.pdf | [7 empty] | Shelf Stock | [13 empty] | <a href="https://www.lutron.com/TechnicalDocumentLibrary/368-4493_Page_2.pdf" target="_blank">Tech Drawing</a> | [25 empty] | 39122206 | [13 empty] | <a href="https://www.lutron.com/TechnicalDocumentLibrary/369-119_Wallbox_Warranty.pdf" target="_blank">Warranty Information</a> |  |  |  |  | 1.000 L | [14 empty] | 0 | 0 | 0 | 0 | Lighting Fixtures | 2016-07-15 12:21 | 2024-07-20 11:07 | 0000-00-00 00:00:00 | 2024-07-20 11:07 | 0000-00-00 00:00:00 | [6 empty] | Taupe
1 | Lutron Electronics | NT-3PS-TP | 4460-1896 | 4460 | 1896 | Lutron Electronics | NT-3PS-TP.jpg | 27557757645 | NOVA T 3-WAY SWITCH TAUPE | Nova T Linear Slide Switch, 3-way (small control), 120V/20A in taupe |  | 5.3 | 3.9 |  | NT-3PS-TP.jpg | http://grandbrass.xologic.com/vendors/4460/large/NT-3PS-TP.jpg | [47 empty] | 0 | 0 | 0 | [6 empty] | 0 | 1 | 1 | EA | 1 | Lighting Controls | [27 empty] | Dimmers | [242 empty] | <a href="https://www.lutron.com/TechnicalDocumentLibrary/0301030A.pdf" target="_blank">Installation Instructions</a> | [23 empty] | 2.000 DW |  |  | 5.3000 IN | [89 empty] | 1.000 EA | 1.000 EA | [35 empty] | No | [42 empty] | https://www.lutron.com/TechnicalDocumentLibrary/NovaTB.pdf | [7 empty] | Shelf Stock | [13 empty] | <a href="https://www.lutron.com/TechnicalDocumentLibrary/368-4493_Page_5.pdf" target="_blank">Tech Drawing</a> | [25 empty] | 39122212 | [13 empty] | <a href="https://www.lutron.com/TechnicalDocumentLibrary/369-119_Wallbox_Warranty.pdf" target="_blank">Warranty Information</a> |  |  |  |  | 0.550 L | [14 empty] | 0 | 0 | 0 | 0 | Lighting Fixtures | 2016-07-15 12:22 | 2024-07-20 11:13 | 0000-00-00 00:00:00 | 2024-07-20 11:13 | 0000-00-00 00:00:00 | [6 empty] | Taupe
1 | Lutron Electronics | NT-4PS-TP | 4460-1897 | 4460 | 1897 | Lutron Electronics | NT-4PS-TP.jpg | 27557757652 | NOVA T 4-WAY SWITCH TAUPE | Nova T Linear Slide Switch, 4-way (small control), 120V/20A in taupe |  | 5.2 | 5.4 |  | NT-4PS-TP.jpg | http://grandbrass.xologic.com/vendors/4460/large/NT-4PS-TP.jpg | [47 empty] | 0 | 0 | 0 | [6 empty] | 0 | 1 | 1 | EA | 1 | Lighting Controls | [27 empty] | Dimmers | [242 empty] | <a href="https://www.lutron.com/TechnicalDocumentLibrary/0301030A.pdf" target="_blank">Installation Instructions</a> | [23 empty] | 5.000 DW |  |  | 4.0000 IN | [89 empty] | 1.000 EA | 1.000 EA | [35 empty] | No | [42 empty] | https://www.lutron.com/TechnicalDocumentLibrary/NovaTB.pdf | [7 empty] | Shelf Stock | [39 empty] | 39122212 | [13 empty] | <a href="https://www.lutron.com/TechnicalDocumentLibrary/369-119_Wallbox_Warranty.pdf" target="_blank">Warranty Information</a> |  |  |  |  | 0.450 L | [14 empty] | 0 | 0 | 0 | 0 | Lighting Fixtures | 2016-07-15 12:22 | 2024-07-20 11:13 | 0000-00-00 00:00:00 | 2024-07-20 11:13 | 0000-00-00 00:00:00 | [6 empty] | Taupe
1 | Lutron Electronics | NT-600-TP | 4460-1898 | 4460 | 1898 | Lutron Electronics | NT-600-TP.jpg | 27557757669 | NOVA T INCANDESCENT DIMMER | Nova T Dimmer, Incandescent/Halogen, Single-pole (small control), 120V/600W in taupe |  | 4.1 | 5.3 |  | NT-600-TP.jpg | http://grandbrass.xologic.com/vendors/4460/large/NT-600-TP.jpg | [47 empty] | 0 | 0 | 0 | [6 empty] | 0 | 1 | 1 | EA | 1 | Lighting Controls | [7 empty] | White | [16 empty] | Traditional |  |  | Dimmers | [242 empty] | <a href="https://www.lutron.com/TechnicalDocumentLibrary/0301030A.pdf" target="_blank">Installation Instructions</a> | [23 empty] | 10.000 DW |  |  | 3.1000 IN | [7 empty] | <a href="https://www.lutron.com/TechnicalDocumentLibrary/NovaT_Family.pdf" target="_blank">Line Drawing</a> | [81 empty] | 1.000 EA | 1.000 EA | [35 empty] | No | [42 empty] | https://www.lutron.com/TechnicalDocumentLibrary/NovaTB.pdf | [7 empty] | Shelf Stock | [13 empty] | <a href="https://www.lutron.com/TechnicalDocumentLibrary/368-4493_Page_2.pdf" target="_blank">Tech Drawing</a> | [25 empty] | 39122206 | [13 empty] | <a href="https://www.lutron.com/TechnicalDocumentLibrary/369-119_Wallbox_Warranty.pdf" target="_blank">Warranty Information</a> |  |  |  |  | 0.400 L | [14 empty] | 0 | 0 | 0 | 0 | Lighting Fixtures | 2016-07-15 12:22 | 2024-07-20 11:09 | 0000-00-00 00:00:00 | 2024-07-20 11:09 | 0000-00-00 00:00:00 | [6 empty] | Taupe
1 | Lutron Electronics | DVELV-303P-IV | 4460-1900 | 4460 | 1900 | Lutron Electronics | DVELV-303P-IV.jpg | 27557758338 | DIVA ELV 300 WATT 3-WAY IV | Diva Dimmer - Gloss Finish, Electronic Low-Voltage, 3-way, 120V/300W in ivory |  | 2.3 | 4.6 |  | DVELV-303P-IV.jpg | http://grandbrass.xologic.com/vendors/4460/large/DVELV-303P-IV.jpg | [47 empty] | 0 | 0 | 0 | [6 empty] | 0 | 1 | 1 | EA | 1 | Lighting Controls | [7 empty] | White | [16 empty] | Traditional |  |  | Dimmers | [242 empty] | <a href="https://www.lutron.com/TechnicalDocumentLibrary/0301295.pdf" target="_blank">Installation Instructions</a> | [23 empty] | 10.000 DW |  |  | 2.3000 IN | [89 empty] | 1.000 EA | 1.000 EA | [35 empty] | No | [42 empty] | https://www.lutron.com/TechnicalDocumentLibrary/DivaSatinColors.pdf | [7 empty] | Shelf Stock | [13 empty] | <a href="https://www.lutron.com/TechnicalDocumentLibrary/368-4493_Page_39.pdf" target="_blank">Tech Drawing</a> | [25 empty] | 39122206 | [6 empty] | <a href="https://www.lutron.com/Education-Training/Tools/Pages/InstallDimmer.aspx?syst=Dimmers+%26+Switches&prodn=Diva%c2%ae+dimmer+%26+switch" target="_blank">Product Video Clip</a> | [6 empty] | <a href="https://www.lutron.com/TechnicalDocumentLibrary/369-119_Wallbox_Warranty.pdf" target="_blank">Warranty Information</a> |  |  |  |  | 0.250 L | [14 empty] | 0 | 0 | 0 | 0 | Lighting Fixtures | 2016-07-15 12:22 | 2024-07-20 11:07 | 0000-00-00 00:00:00 | 2024-07-20 11:07 | 0000-00-00 00:00:00 | [6 empty] | Ivory
1 | Lutron Electronics | DVELV-303P-AL | 4460-1901 | 4460 | 1901 | Lutron Electronics | DVELV-303P-AL.jpg | 27557758352 | DIVA ELV 300 WATT 3-WAY AL | Diva Dimmer - Gloss Finish, Electronic Low-Voltage, 3-way, 120V/300W in almond |  | 2.3 | 4.6 |  | DVELV-303P-AL.jpg | http://grandbrass.xologic.com/vendors/4460/large/DVELV-303P-AL.jpg | [47 empty] | 0 | 0 | 0 | [6 empty] | 0 | 1 | 1 | EA | 1 | Lighting Controls | [7 empty] | Nickel | [16 empty] | Traditional |  |  | Dimmers | [242 empty] | <a href="https://www.lutron.com/TechnicalDocumentLibrary/0301295.pdf" target="_blank">Installation Instructions</a> | [23 empty] | 10.000 DW |  |  | 2.3000 IN | [89 empty] | 1.000 EA | 1.000 EA | [35 empty] | No | [42 empty] | https://www.lutron.com/TechnicalDocumentLibrary/DivaSatinColors.pdf | [7 empty] | Shelf Stock | [13 empty] | <a href="https://www.lutron.com/TechnicalDocumentLibrary/368-4493_Page_39.pdf" target="_blank">Tech Drawing</a> | [25 empty] | 39122206 | [6 empty] | <a href="https://www.lutron.com/Education-Training/Tools/Pages/InstallDimmer.aspx?syst=Dimmers+%26+Switches&prodn=Diva%c2%ae+dimmer+%26+switch" target="_blank">Product Video Clip</a> | [6 empty] | <a href="https://www.lutron.com/TechnicalDocumentLibrary/369-119_Wallbox_Warranty.pdf" target="_blank">Warranty Information</a> |  |  |  |  | 0.290 L | [14 empty] | 0 | 0 | 0 | 0 | Lighting Fixtures | 2016-07-15 12:22 | 2024-07-20 11:11 | 0000-00-00 00:00:00 | 2024-07-20 11:11 | 0000-00-00 00:00:00 | [6 empty] | Almond
1 | Lutron Electronics | DVELV-303P-GR | 4460-1902 | 4460 | 1902 | Lutron Electronics | DVELV-303P-GR.jpg | 27557758376 | DIVA ELV 300 WATT 3-WAY GR | Diva Dimmer - Gloss Finish, Electronic Low-Voltage, 3-way, 120V/300W in gray |  | 2.3 | 4.6 |  | DVELV-303P-GR.jpg | http://grandbrass.xologic.com/vendors/4460/large/DVELV-303P-GR.jpg | [47 empty] | 0 | 0 | 0 | [6 empty] | 0 | 1 | 1 | EA | 1 | Lighting Controls | [7 empty] | Gray | [16 empty] | Traditional |  |  | Dimmers | [242 empty] | <a href="https://www.lutron.com/TechnicalDocumentLibrary/0301295.pdf" target="_blank">Installation Instructions</a> | [23 empty] | 10.000 DW |  |  | 2.3000 IN | [89 empty] | 1.000 EA | 1.000 EA | [35 empty] | No | [42 empty] | https://www.lutron.com/TechnicalDocumentLibrary/DivaSatinColors.pdf | [7 empty] | Shelf Stock | [13 empty] | <a href="https://www.lutron.com/TechnicalDocumentLibrary/368-4493_Page_39.pdf" target="_blank">Tech Drawing</a> | [25 empty] | 39122206 | [6 empty] | <a href="https://www.lutron.com/Education-Training/Tools/Pages/InstallDimmer.aspx?syst=Dimmers+%26+Switches&prodn=Diva%c2%ae+dimmer+%26+switch" target="_blank">Product Video Clip</a> | [6 empty] | <a href="https://www.lutron.com/TechnicalDocumentLibrary/369-119_Wallbox_Warranty.pdf" target="_blank">Warranty Information</a> |  |  |  |  | 0.290 L | [14 empty] | 0 | 0 | 0 | 0 | Lighting Fixtures | 2016-07-15 12:22 | 2024-07-20 11:09 | 0000-00-00 00:00:00 | 2024-07-20 11:09 | 0000-00-00 00:00:00 | [6 empty] | Gray
1 | Lutron Electronics | DVELV-303P-BR | 4460-1903 | 4460 | 1903 | Lutron Electronics | DVELV-303P-BR.jpg | 27557758390 | DIVA ELV 300 WATT 3-WAY BR | Diva Dimmer - Gloss Finish, Electronic Low-Voltage, 3-way, 120V/300W in brown |  | 2.3 | 4.6 |  | DVELV-303P-BR.jpg | http://grandbrass.xologic.com/vendors/4460/large/DVELV-303P-BR.jpg | [47 empty] | 0 | 0 | 0 | [6 empty] | 0 | 1 | 1 | EA | 1 | Lighting Controls | [7 empty] | Brown | [16 empty] | Traditional |  |  | Dimmers | [242 empty] | <a href="https://www.lutron.com/TechnicalDocumentLibrary/0301295.pdf" target="_blank">Installation Instructions</a> | [23 empty] | 20.000 DW |  |  | 2.3000 IN | [89 empty] | 1.000 EA | 1.000 EA | [35 empty] | No | [42 empty] | https://www.lutron.com/TechnicalDocumentLibrary/DivaSatinColors.pdf | [7 empty] | Shelf Stock | [13 empty] | <a href="https://www.lutron.com/TechnicalDocumentLibrary/368-4493_Page_39.pdf" target="_blank">Tech Drawing</a> | [25 empty] | 39122206 | [6 empty] | <a href="https://www.lutron.com/Education-Training/Tools/Pages/InstallDimmer.aspx?syst=Dimmers+%26+Switches&prodn=Diva%c2%ae+dimmer+%26+switch" target="_blank">Product Video Clip</a> | [6 empty] | <a href="https://www.lutron.com/TechnicalDocumentLibrary/369-119_Wallbox_Warranty.pdf" target="_blank">Warranty Information</a> |  |  |  |  | 0.290 L | [14 empty] | 0 | 0 | 0 | 0 | Lighting Fixtures | 2016-07-15 12:22 | 2024-07-20 11:06 | 0000-00-00 00:00:00 | 2024-07-20 11:06 | 0000-00-00 00:00:00 | [6 empty] | Brown
1 | Lutron Electronics | DVELV-303P-BL | 4460-1904 | 4460 | 1904 | Lutron Electronics | DVELV-303P-BL.jpg | 27557758413 | DIVA ELV 300 WATT 3-WAY BL | Diva Dimmer - Gloss Finish, Electronic Low-Voltage, 3-way, 120V/300W in black |  | 2.3 | 4.6 |  | DVELV-303P-BL.jpg | http://grandbrass.xologic.com/vendors/4460/large/DVELV-303P-BL.jpg | [47 empty] | 0 | 0 | 0 | [6 empty] | 0 | 1 | 1 | EA | 1 | Lighting Controls | [7 empty] | Black | [16 empty] | Traditional |  |  | Dimmers | [242 empty] | <a href="https://www.lutron.com/TechnicalDocumentLibrary/0301295.pdf" target="_blank">Installation Instructions</a> | [23 empty] | 25.000 DW |  |  | 2.3000 IN | [89 empty] | 1.000 EA | 1.000 EA | [35 empty] | No | [42 empty] | https://www.lutron.com/TechnicalDocumentLibrary/DivaSatinColors.pdf | [7 empty] | Shelf Stock | [13 empty] | <a href="https://www.lutron.com/TechnicalDocumentLibrary/368-4493_Page_39.pdf" target="_blank">Tech Drawing</a> | [25 empty] | 39122206 | [6 empty] | <a href="https://www.lutron.com/Education-Training/Tools/Pages/InstallDimmer.aspx?syst=Dimmers+%26+Switches&prodn=Diva%c2%ae+dimmer+%26+switch" target="_blank">Product Video Clip</a> | [6 empty] | <a href="https://www.lutron.com/TechnicalDocumentLibrary/369-119_Wallbox_Warranty.pdf" target="_blank">Warranty Information</a> |  |  |  |  | 0.290 L | [14 empty] | 0 | 0 | 0 | 0 | Lighting Fixtures | 2016-07-15 12:22 | 2024-07-20 11:07 | 0000-00-00 00:00:00 | 2024-07-20 11:07 | 0000-00-00 00:00:00 | [6 empty] | Black
1 | Lutron Electronics | MSC-AD-SW | 4460-1929 | 4460 | 1929 | Lutron Electronics | Ecom_MSC-AD-SW_NoWallPlate.jpeg?w=1500 | 27557802994 | MAESTRO SC REMOTE SW | Maestro Companion dimmer for multi-location use, 120V, Satin finish in snow |  | 2.3 | 4.5 | [50 empty] | 0 | 0 | 0 | [6 empty] | 0 | 1 | 1 | EA | 1 | Specialty Items | [7 empty] | White | [16 empty] | Traditional |  |  | Lighting Accessories | [242 empty] | <a href="https://www.lutron.com/TechnicalDocumentLibrary/0301814.pdf" target="_blank">Installation Instructions</a> | [23 empty] | 10.000 DW |  |  | 2.3000 IN | [89 empty] | 1.000 EA | 1.000 EA | [35 empty] | No | [42 empty] | https://www.lutron.com/TechnicalDocumentLibrary/maestrosatincolors.pdf | [7 empty] | Shelf Stock | [13 empty] | <a href="https://www.lutron.com/TechnicalDocumentLibrary/368-4493_Page_9.pdf" target="_blank">Tech Drawing</a> | [25 empty] | 39122221 | [13 empty] | <a href="https://www.lutron.com/TechnicalDocumentLibrary/369-119_Wallbox_Warranty.pdf" target="_blank">Warranty Information</a> |  |  |  |  | 0.200 L | [14 empty] | 0 | 0 | 0 | 0 | Lighting Fixtures | 2016-07-15 12:23 | 2024-07-20 11:07 | 0000-00-00 00:00:00 | 2024-07-20 11:07 | 0000-00-00 00:00:00 | [6 empty] | Snow
1 | Lutron Electronics | MSC-1000M-BI | 4460-1930 | 4460 | 1930 | Lutron Electronics | MSC-1000M-BI.jpg | 27557803052 | MAESTRO SC 1000W INC BISCUIT | Maestro Dimmer - Satin Finish, Incandescent/Halogen, Multi-location/single-pole, 120V/1000W in biscuit |  | 2.3 | 4.5 |  | MSC-1000M-BI.jpg | http://grandbrass.xologic.com/vendors/4460/large/MSC-1000M-BI.jpg | [47 empty] | 0 | 0 | 0 | [6 empty] | 0 | 1 | 1 | EA | 1 | Lighting Controls | [7 empty] | White | [16 empty] | Traditional |  |  | Dimmers | [242 empty] | <a href="https://www.lutron.com/TechnicalDocumentLibrary/0301940.pdf" target="_blank">Installation Instructions</a> | [23 empty] | 10.000 DW |  |  | 2.3000 IN | [89 empty] | 1.000 EA | 1.000 EA | [35 empty] | No | [42 empty] | https://www.lutron.com/TechnicalDocumentLibrary/maestrosatincolors.pdf | [7 empty] | Shelf Stock | [13 empty] | <a href="https://www.lutron.com/TechnicalDocumentLibrary/368-4493_Page_9.pdf" target="_blank">Tech Drawing</a> | [25 empty] | 39122206 | [6 empty] | <a href="https://www.lutron.com/Service-Support/Technical/InstallationInstructions/Pages/Videos.aspx?syst=Dimmers+%26+Switches&prodn=Maestro%c2%ae+dimmer+%26+switch" target="_blank">Product Video Clip</a> | [6 empty] | <a href="https://www.lutron.com/TechnicalDocumentLibrary/369-119_Wallbox_Warranty.pdf" target="_blank">Warranty Information</a> |  |  |  |  | 0.270 L | [14 empty] | 0 | 0 | 0 | 0 | Lighting Fixtures | 2016-07-15 12:23 | 2024-07-20 11:05 | 0000-00-00 00:00:00 | 2024-07-20 11:05 | 0000-00-00 00:00:00 | [6 empty] | Biscuit
1 | Lutron Electronics | MSC-1000M-HT | 4460-1933 | 4460 | 1933 | Lutron Electronics | MSC-1000M-HT.jpg | 27557803137 | MAESTRO SC 1000W INC HOT | Maestro Dimmer - Satin Finish, Incandescent/Halogen, Multi-location/single-pole, 120V/1000W in hot |  | 2.3 | 4.5 |  | MSC-1000M-HT.jpg | http://grandbrass.xologic.com/vendors/4460/large/MSC-1000M-HT.jpg | [47 empty] | 0 | 0 | 0 | [6 empty] | 0 | 1 | 1 | EA | 1 | Lighting Controls | [7 empty] | Red | [16 empty] | Traditional |  |  | Dimmers | [242 empty] | <a href="https://www.lutron.com/TechnicalDocumentLibrary/0301940.pdf" target="_blank">Installation Instructions</a> | [23 empty] | 2.000 DW |  |  | 2.3000 IN | [89 empty] | 1.000 EA | 1.000 EA | [35 empty] | No | [42 empty] | https://www.lutron.com/TechnicalDocumentLibrary/maestrosatincolors.pdf | [7 empty] | Shelf Stock | [13 empty] | <a href="https://www.lutron.com/TechnicalDocumentLibrary/368-4493_Page_9.pdf" target="_blank">Tech Drawing</a> | [25 empty] | 39122206 | [6 empty] | <a href="https://www.lutron.com/Service-Support/Technical/InstallationInstructions/Pages/Videos.aspx?syst=Dimmers+%26+Switches&prodn=Maestro%c2%ae+dimmer+%26+switch" target="_blank">Product Video Clip</a> | [6 empty] | <a href="https://www.lutron.com/TechnicalDocumentLibrary/369-119_Wallbox_Warranty.pdf" target="_blank">Warranty Information</a> |  |  |  |  | 0.270 L | [14 empty] | 0 | 0 | 0 | 0 | Lighting Fixtures | 2016-07-15 12:23 | 2024-07-20 11:07 | 0000-00-00 00:00:00 | 2024-07-20 11:07 | 0000-00-00 00:00:00
1 | Lutron Electronics | MSC-1000M-MN | 4460-1935 | 4460 | 1935 | Lutron Electronics | MSC-1000M-MN.jpg | 27557803212 | MAESTRO SC 1000W INC MIDNIGHT | Maestro Dimmer - Satin Finish, Incandescent/Halogen, Multi-location/single-pole, 120V/1000W in midnight |  | 2.3 | 4.5 |  | MSC-1000M-MN.jpg | http://grandbrass.xologic.com/vendors/4460/large/MSC-1000M-MN.jpg | [47 empty] | 0 | 0 | 0 | [6 empty] | 0 | 1 | 1 | EA | 1 | Lighting Controls | [7 empty] | Black | [16 empty] | Traditional |  |  | Dimmers | [242 empty] | <a href="https://www.lutron.com/TechnicalDocumentLibrary/0301940.pdf" target="_blank">Installation Instructions</a> | [23 empty] | 2.000 DW |  |  | 2.3000 IN | [89 empty] | 1.000 EA | 1.000 EA | [35 empty] | No | [42 empty] | https://www.lutron.com/TechnicalDocumentLibrary/maestrosatincolors.pdf | [7 empty] | Shelf Stock | [13 empty] | <a href="https://www.lutron.com/TechnicalDocumentLibrary/368-4493_Page_9.pdf" target="_blank">Tech Drawing</a> | [25 empty] | 39122206 | [6 empty] | <a href="https://www.lutron.com/Service-Support/Technical/InstallationInstructions/Pages/Videos.aspx?syst=Dimmers+%26+Switches&prodn=Maestro%c2%ae+dimmer+%26+switch" target="_blank">Product Video Clip</a> | [6 empty] | <a href="https://www.lutron.com/TechnicalDocumentLibrary/369-119_Wallbox_Warranty.pdf" target="_blank">Warranty Information</a> |  |  |  |  | 0.270 L | [14 empty] | 0 | 0 | 0 | 0 | Lighting Fixtures | 2016-07-15 12:23 | 2024-07-20 11:07 | 0000-00-00 00:00:00 | 2024-07-20 11:07 | 0000-00-00 00:00:00 | [6 empty] | Midnight
1 | Lutron Electronics | MSC-1000M-SW | 4460-1937 | 4460 | 1937 | Lutron Electronics | MSC-1000M-SW.jpg | 27557803298 | MAESTRO SC 1000W INC SNOW | Maestro Dimmer - Satin Finish, Incandescent/Halogen, Multi-location/single-pole, 120V/1000W in snow |  | 2.3 | 4.5 |  | MSC-1000M-SW.jpg | http://grandbrass.xologic.com/vendors/4460/large/MSC-1000M-SW.jpg | [47 empty] | 0 | 0 | 0 | [6 empty] | 0 | 1 | 1 | EA | 1 | Lighting Controls | [7 empty] | White | [16 empty] | Traditional |  |  | Dimmers | [242 empty] | <a href="https://www.lutron.com/TechnicalDocumentLibrary/0301940.pdf" target="_blank">Installation Instructions</a> | [23 empty] | 2.000 DW |  |  | 2.3000 IN | [89 empty] | 1.000 EA | 1.000 EA | [35 empty] | No | [42 empty] | https://www.lutron.com/TechnicalDocumentLibrary/maestrosatincolors.pdf | [7 empty] | Shelf Stock | [13 empty] | <a href="https://www.lutron.com/TechnicalDocumentLibrary/368-4493_Page_9.pdf" target="_blank">Tech Drawing</a> | [25 empty] | 39122206 | [6 empty] | <a href="https://www.lutron.com/Service-Support/Technical/InstallationInstructions/Pages/Videos.aspx?syst=Dimmers+%26+Switches&prodn=Maestro%c2%ae+dimmer+%26+switch" target="_blank">Product Video Clip</a> | [6 empty] | <a href="https://www.lutron.com/TechnicalDocumentLibrary/369-119_Wallbox_Warranty.pdf" target="_blank">Warranty Information</a> |  |  |  |  | 0.270 L | [14 empty] | 0 | 0 | 0 | 0 | Lighting Fixtures | 2016-07-15 12:23 | 2024-07-20 11:10 | 0000-00-00 00:00:00 | 2024-07-20 11:10 | 0000-00-00 00:00:00 | [6 empty] | Snow
1 | Lutron Electronics | MSC-1000M-TP | 4460-1939 | 4460 | 1939 | Lutron Electronics | MSC-1000M-TP.jpg | 27557803335 | MAESTRO SC 1000 W INC TAUPE | Maestro Dimmer - Satin Finish, Incandescent/Halogen, Multi-location/single-pole, 120V/1000W in taupe |  | 2.3 | 4.5 |  | MSC-1000M-TP.jpg | http://grandbrass.xologic.com/vendors/4460/large/MSC-1000M-TP.jpg | [47 empty] | 0 | 0 | 0 | [6 empty] | 0 | 1 | 1 | EA | 1 | Lighting Controls | [7 empty] | Gray | [16 empty] | Traditional |  |  | Dimmers | [242 empty] | <a href="https://www.lutron.com/TechnicalDocumentLibrary/0301940.pdf" target="_blank">Installation Instructions</a> | [23 empty] | 2.000 DW |  |  | 2.3000 IN | [89 empty] | 1.000 EA | 1.000 EA | [35 empty] | No | [42 empty] | https://www.lutron.com/TechnicalDocumentLibrary/maestrosatincolors.pdf | [7 empty] | Shelf Stock | [13 empty] | <a href="https://www.lutron.com/TechnicalDocumentLibrary/368-4493_Page_9.pdf" target="_blank">Tech Drawing</a> | [25 empty] | 39122206 | [6 empty] | <a href="https://www.lutron.com/Service-Support/Technical/InstallationInstructions/Pages/Videos.aspx?syst=Dimmers+%26+Switches&prodn=Maestro%c2%ae+dimmer+%26+switch" target="_blank">Product Video Clip</a> | [6 empty] | <a href="https://www.lutron.com/TechnicalDocumentLibrary/369-119_Wallbox_Warranty.pdf" target="_blank">Warranty Information</a> |  |  |  |  | 0.270 L | [14 empty] | 0 | 0 | 0 | 0 | Lighting Fixtures | 2016-07-15 12:23 | 2024-07-20 11:07 | 0000-00-00 00:00:00 | 2024-07-20 11:07 | 0000-00-00 00:00:00 | [6 empty] | Taupe
1 | Lutron Electronics | MSCLV-1000M-BI | 4460-1950 | 4460 | 1950 | Lutron Electronics | MSCLV-1000M-BI.jpg | 27557803656 | MAESTRO SC 1000W LV BISCUIT | Maestro Dimmer - Satin Finish, Magnetic Low-Voltage, Multi-location/single-pole, 120V/1000VA (800W) in biscuit |  | 2.3 | 4.5 |  | MSCLV-1000M-BI.jpg | http://grandbrass.xologic.com/vendors/4460/large/MSCLV-1000M-BI.jpg | [47 empty] | 0 | 0 | 0 | [6 empty] | 0 | 1 | 1 | EA | 1 | Lighting Controls | [7 empty] | White | [16 empty] | Traditional |  |  | Dimmers | [242 empty] | <a href="https://www.lutron.com/TechnicalDocumentLibrary/0301940.pdf" target="_blank">Installation Instructions</a> | [23 empty] | 10.000 DW |  |  | 2.3000 IN | [89 empty] | 1.000 EA | 1.000 EA | [35 empty] | No | [42 empty] | https://www.lutron.com/TechnicalDocumentLibrary/maestrosatincolors.pdf | [7 empty] | Shelf Stock | [13 empty] | <a href="https://www.lutron.com/TechnicalDocumentLibrary/368-4493_Page_9.pdf" target="_blank">Tech Drawing</a> | [25 empty] | 39122206 | [6 empty] | <a href="https://www.lutron.com/Service-Support/Technical/InstallationInstructions/Pages/Videos.aspx?syst=Dimmers+%26+Switches&prodn=Maestro%c2%ae+dimmer+%26+switch" target="_blank">Product Video Clip</a> | [6 empty] | <a href="https://www.lutron.com/TechnicalDocumentLibrary/369-119_Wallbox_Warranty.pdf" target="_blank">Warranty Information</a> |  |  |  |  | 0.280 L | [14 empty] | 0 | 0 | 0 | 0 | Lighting Fixtures | 2016-07-15 12:23 | 2024-07-20 11:08 | 0000-00-00 00:00:00 | 2024-07-20 11:08 | 0000-00-00 00:00:00 | [6 empty] | Biscuit
1 | Lutron Electronics | MSCLV-1000M-HT | 4460-1953 | 4460 | 1953 | Lutron Electronics | MSCLV-1000M-HT.jpg | 27557803731 | MAESTRO SC 1000W LV HOT | Maestro Dimmer - Satin Finish, Magnetic Low-Voltage, Multi-location/single-pole, 120V/1000VA (800W) in hot |  | 2.3 | 4.5 |  | MSCLV-1000M-HT.jpg | http://grandbrass.xologic.com/vendors/4460/large/MSCLV-1000M-HT.jpg | [47 empty] | 0 | 0 | 0 | [6 empty] | 0 | 1 | 1 | EA | 1 | Lighting Controls | [7 empty] | Red | [16 empty] | Traditional |  |  | Dimmers | [242 empty] | <a href="https://www.lutron.com/TechnicalDocumentLibrary/0301940.pdf" target="_blank">Installation Instructions</a> | [23 empty] | 10.000 DW |  |  | 2.3000 IN | [89 empty] | 1.000 EA | 1.000 EA | [35 empty] | No | [42 empty] | https://www.lutron.com/TechnicalDocumentLibrary/maestrosatincolors.pdf | [7 empty] | Shelf Stock | [13 empty] | <a href="https://www.lutron.com/TechnicalDocumentLibrary/368-4493_Page_9.pdf" target="_blank">Tech Drawing</a> | [25 empty] | 39122206 | [6 empty] | <a href="https://www.lutron.com/Service-Support/Technical/InstallationInstructions/Pages/Videos.aspx?syst=Dimmers+%26+Switches&prodn=Maestro%c2%ae+dimmer+%26+switch" target="_blank">Product Video Clip</a> | [6 empty] | <a href="https://www.lutron.com/TechnicalDocumentLibrary/369-119_Wallbox_Warranty.pdf" target="_blank">Warranty Information</a> |  |  |  |  | 0.280 L | [14 empty] | 0 | 0 | 0 | 0 | Lighting Fixtures | 2016-07-15 12:23 | 2024-07-20 11:07 | 0000-00-00 00:00:00 | 2024-07-20 11:07 | 0000-00-00 00:00:00
1 | Lutron Electronics | MSCLV-1000M-MN | 4460-1955 | 4460 | 1955 | Lutron Electronics | MSCLV-1000M-MN.jpg | 27557803816 | MAESTRO SC 1000W LV MIDNIGHT | Maestro Dimmer - Satin Finish, Magnetic Low-Voltage, Multi-location/single-pole, 120V/1000VA (800W) in midnight |  | 2.3 | 4.5 |  | MSCLV-1000M-MN.jpg | http://grandbrass.xologic.com/vendors/4460/large/MSCLV-1000M-MN.jpg | [47 empty] | 0 | 0 | 0 | [6 empty] | 0 | 1 | 1 | EA | 1 | Lighting Controls | [7 empty] | Black | [16 empty] | Traditional |  |  | Dimmers | [242 empty] | <a href="https://www.lutron.com/TechnicalDocumentLibrary/0301940.pdf" target="_blank">Installation Instructions</a> | [23 empty] | 10.000 DW |  |  | 2.3000 IN | [89 empty] | 1.000 EA | 1.000 EA | [35 empty] | No | [42 empty] | https://www.lutron.com/TechnicalDocumentLibrary/maestrosatincolors.pdf | [7 empty] | Shelf Stock | [13 empty] | <a href="https://www.lutron.com/TechnicalDocumentLibrary/368-4493_Page_9.pdf" target="_blank">Tech Drawing</a> | [25 empty] | 39122206 | [6 empty] | <a href="https://www.lutron.com/Service-Support/Technical/InstallationInstructions/Pages/Videos.aspx?syst=Dimmers+%26+Switches&prodn=Maestro%c2%ae+dimmer+%26+switch" target="_blank">Product Video Clip</a> | [6 empty] | <a href="https://www.lutron.com/TechnicalDocumentLibrary/369-119_Wallbox_Warranty.pdf" target="_blank">Warranty Information</a> |  |  |  |  | 0.280 L | [14 empty] | 0 | 0 | 0 | 0 | Lighting Fixtures | 2016-07-15 12:23 | 2024-07-20 11:12 | 0000-00-00 00:00:00 | 2024-07-20 11:12 | 0000-00-00 00:00:00 | [6 empty] | Midnight
1 | Lutron Electronics | MSCLV-1000M-SW | 4460-1957 | 4460 | 1957 | Lutron Electronics | MSCLV-1000M-SW.jpg | 27557803892 | MAESTRO SC 1000W LV SNOW | Maestro Dimmer - Satin Finish, Magnetic Low-Voltage, Multi-location/single-pole, 120V/1000VA (800W) in snow |  | 2.3 | 4.5 |  | MSCLV-1000M-SW.jpg | http://grandbrass.xologic.com/vendors/4460/large/MSCLV-1000M-SW.jpg | [47 empty] | 0 | 0 | 0 | [6 empty] | 0 | 1 | 1 | EA | 1 | Lighting Controls | [7 empty] | White | [16 empty] | Traditional |  |  | Dimmers | [242 empty] | <a href="https://www.lutron.com/TechnicalDocumentLibrary/0301940.pdf" target="_blank">Installation Instructions</a> | [23 empty] | 10.000 DW |  |  | 2.3000 IN | [89 empty] | 1.000 EA | 1.000 EA | [35 empty] | No | [42 empty] | https://www.lutron.com/TechnicalDocumentLibrary/maestrosatincolors.pdf | [7 empty] | Shelf Stock | [13 empty] | <a href="https://www.lutron.com/TechnicalDocumentLibrary/368-4493_Page_9.pdf" target="_blank">Tech Drawing</a> | [25 empty] | 39122206 | [6 empty] | <a href="https://www.lutron.com/Service-Support/Technical/InstallationInstructions/Pages/Videos.aspx?syst=Dimmers+%26+Switches&prodn=Maestro%c2%ae+dimmer+%26+switch" target="_blank">Product Video Clip</a> | [6 empty] | <a href="https://www.lutron.com/TechnicalDocumentLibrary/369-119_Wallbox_Warranty.pdf" target="_blank">Warranty Information</a> |  |  |  |  | 0.280 L | [14 empty] | 0 | 0 | 0 | 0 | Lighting Fixtures | 2016-07-15 12:23 | 2024-07-20 11:08 | 0000-00-00 00:00:00 | 2024-07-20 11:08 | 0000-00-00 00:00:00 | [6 empty] | Snow
1 | Lutron Electronics | NTLV-600-277-WH | 4460-1962 | 4460 | 1962 | Lutron Electronics | NTLV-600-277-WH.jpg | 27557024051 | NT LOW VOLTAGE 600VA 277V WHITE | Nova T Dimmer, Magnetic Low-Voltage, Single-pole (small control), 277V/600VA (450W) in white |  | 4.1 | 5.3 |  | NTLV-600-277-WH.jpg | http://grandbrass.xologic.com/vendors/4460/large/NTLV-600-277-WH.jpg | [47 empty] | 0 | 0 | 0 | [6 empty] | 0 | 1 | 1 | EA | 1 | Lighting Controls | [7 empty] | White | [19 empty] | Dimmers | [242 empty] | <a href="https://www.lutron.com/TechnicalDocumentLibrary/0301030A.pdf" target="_blank">Installation Instructions</a> | [23 empty] | 10.000 DW |  |  | 3.1000 IN | [7 empty] | <a href="https://www.lutron.com/TechnicalDocumentLibrary/NovaT_Family.pdf" target="_blank">Line Drawing</a> | [81 empty] | 1.000 EA | 1.000 EA | [35 empty] | No | [42 empty] | https://www.lutron.com/TechnicalDocumentLibrary/NovaTB.pdf | [7 empty] | Shelf Stock | [13 empty] | <a href="https://www.lutron.com/TechnicalDocumentLibrary/368-4493_Page_41.pdf" target="_blank">Tech Drawing</a> | [25 empty] | 39122206 | [13 empty] | <a href="https://www.lutron.com/TechnicalDocumentLibrary/369-119_Wallbox_Warranty.pdf" target="_blank">Warranty Information</a> |  |  |  |  | 0.500 L | [14 empty] | 0 | 0 | 0 | 0 | Lighting Fixtures | 2016-07-15 12:24 | 2024-07-20 11:10 | 0000-00-00 00:00:00 | 2024-07-20 11:10 | 0000-00-00 00:00:00 | [6 empty] | White
1 | Lutron Electronics | NTLV-600-277-BE | 4460-1963 | 4460 | 1963 | Lutron Electronics | NTLV-600-277-BE.jpg | 27557024068 | NT LOW VOLTAGE 600VA 277V BEIGE | Nova T Dimmer, Magnetic Low-Voltage, Single-pole (small control), 277V/600VA (450W) in beige |  | 4.1 | 5.3 |  | NTLV-600-277-BE.jpg | http://grandbrass.xologic.com/vendors/4460/large/NTLV-600-277-BE.jpg | [47 empty] | 0 | 0 | 0 | [6 empty] | 0 | 1 | 1 | EA | 1 | Lighting Controls | [7 empty] | White | [19 empty] | Dimmers | [242 empty] | <a href="https://www.lutron.com/TechnicalDocumentLibrary/0301030A.pdf" target="_blank">Installation Instructions</a> | [23 empty] | 2.000 DW |  |  | 3.1000 IN | [7 empty] | <a href="https://www.lutron.com/TechnicalDocumentLibrary/NovaT_Family.pdf" target="_blank">Line Drawing</a> | [81 empty] | 1.000 EA | 1.000 EA | [35 empty] | No | [42 empty] | https://www.lutron.com/TechnicalDocumentLibrary/NovaTB.pdf | [7 empty] | Shelf Stock | [13 empty] | <a href="https://www.lutron.com/TechnicalDocumentLibrary/368-4493_Page_41.pdf" target="_blank">Tech Drawing</a> | [25 empty] | 39122206 | [13 empty] | <a href="https://www.lutron.com/TechnicalDocumentLibrary/369-119_Wallbox_Warranty.pdf" target="_blank">Warranty Information</a> |  |  |  |  | 0.500 L | [14 empty] | 0 | 0 | 0 | 0 | Lighting Fixtures | 2016-07-15 12:24 | 2024-07-20 11:07 | 0000-00-00 00:00:00 | 2024-07-20 11:07 | 0000-00-00 00:00:00 | [6 empty] | Beige
1 | Lutron Electronics | NTLV-600-277-BL | 4460-1964 | 4460 | 1964 | Lutron Electronics | NTLV-600-277-BL.jpg | 27557024075 | NT LOW VOLTAGE 600VA 277V BLACK | Nova T Dimmer, Magnetic Low-Voltage, Single-pole (small control), 277V/600VA (450W) in black |  | 4.1 | 5.3 |  | NTLV-600-277-BL.jpg | http://grandbrass.xologic.com/vendors/4460/large/NTLV-600-277-BL.jpg | [47 empty] | 0 | 0 | 0 | [6 empty] | 0 | 1 | 1 | EA | 1 | Lighting Controls | [7 empty] | Black | [19 empty] | Dimmers | [242 empty] | <a href="https://www.lutron.com/TechnicalDocumentLibrary/0301030A.pdf" target="_blank">Installation Instructions</a> | [23 empty] | 2.000 DW |  |  | 3.1000 IN | [7 empty] | <a href="https://www.lutron.com/TechnicalDocumentLibrary/NovaT_Family.pdf" target="_blank">Line Drawing</a> | [81 empty] | 1.000 EA | 1.000 EA | [35 empty] | No | [42 empty] | https://www.lutron.com/TechnicalDocumentLibrary/NovaTB.pdf | [7 empty] | Shelf Stock | [13 empty] | <a href="https://www.lutron.com/TechnicalDocumentLibrary/368-4493_Page_41.pdf" target="_blank">Tech Drawing</a> | [25 empty] | 39122206 | [13 empty] | <a href="https://www.lutron.com/TechnicalDocumentLibrary/369-119_Wallbox_Warranty.pdf" target="_blank">Warranty Information</a> |  |  |  |  | 0.500 L | [14 empty] | 0 | 0 | 0 | 0 | Lighting Fixtures | 2016-07-15 12:24 | 2024-07-20 11:10 | 0000-00-00 00:00:00 | 2024-07-20 11:10 | 0000-00-00 00:00:00 | [6 empty] | Black
1 | Lutron Electronics | NTLV-600-277-BR | 4460-1965 | 4460 | 1965 | Lutron Electronics | NTLV-600-277-BR.jpg | 27557024082 | NT LOW VOLTAGE 600VA 277V BROWN | Nova T Dimmer, Magnetic Low-Voltage, Single-pole (small control), 277V/600VA (450W) in brown |  | 4.1 | 5.3 |  | NTLV-600-277-BR.jpg | http://grandbrass.xologic.com/vendors/4460/large/NTLV-600-277-BR.jpg | [47 empty] | 0 | 0 | 0 | [6 empty] | 0 | 1 | 1 | EA | 1 | Lighting Controls | [7 empty] | Brown | [19 empty] | Dimmers | [242 empty] | <a href="https://www.lutron.com/TechnicalDocumentLibrary/0301030A.pdf" target="_blank">Installation Instructions</a> | [23 empty] | 2.000 DW |  |  | 3.1000 IN | [7 empty] | <a href="https://www.lutron.com/TechnicalDocumentLibrary/NovaT_Family.pdf" target="_blank">Line Drawing</a> | [81 empty] | 1.000 EA | 1.000 EA | [35 empty] | No | [42 empty] | https://www.lutron.com/TechnicalDocumentLibrary/NovaTB.pdf | [7 empty] | Shelf Stock | [13 empty] | <a href="https://www.lutron.com/TechnicalDocumentLibrary/368-4493_Page_41.pdf" target="_blank">Tech Drawing</a> | [25 empty] | 39122206 | [13 empty] | <a href="https://www.lutron.com/TechnicalDocumentLibrary/369-119_Wallbox_Warranty.pdf" target="_blank">Warranty Information</a> |  |  |  |  | 0.500 L | [14 empty] | 0 | 0 | 0 | 0 | Lighting Fixtures | 2016-07-15 12:24 | 2024-07-20 11:08 | 0000-00-00 00:00:00 | 2024-07-20 11:08 | 0000-00-00 00:00:00 | [6 empty] | Brown
1 | Lutron Electronics | NTLV-600-277-GR | 4460-1966 | 4460 | 1966 | Lutron Electronics | NTLV-600-277-GR.jpg | 27557024099 | NT LOW VOLTAGE 600VA 277V GRAY | Nova T Dimmer, Magnetic Low-Voltage, Single-pole (small control), 277V/600VA (450W) in gray |  | 4.1 | 5.3 |  | NTLV-600-277-GR.jpg | http://grandbrass.xologic.com/vendors/4460/large/NTLV-600-277-GR.jpg | [47 empty] | 0 | 0 | 0 | [6 empty] | 0 | 1 | 1 | EA | 1 | Lighting Controls | [7 empty] | Gray | [19 empty] | Dimmers | [242 empty] | <a href="https://www.lutron.com/TechnicalDocumentLibrary/0301030A.pdf" target="_blank">Installation Instructions</a> | [23 empty] | 2.000 DW |  |  | 3.1000 IN | [7 empty] | <a href="https://www.lutron.com/TechnicalDocumentLibrary/NovaT_Family.pdf" target="_blank">Line Drawing</a> | [81 empty] | 1.000 EA | 1.000 EA | [35 empty] | No | [42 empty] | https://www.lutron.com/TechnicalDocumentLibrary/NovaTB.pdf | [7 empty] | Shelf Stock | [13 empty] | <a href="https://www.lutron.com/TechnicalDocumentLibrary/368-4493_Page_41.pdf" target="_blank">Tech Drawing</a> | [25 empty] | 39122206 | [13 empty] | <a href="https://www.lutron.com/TechnicalDocumentLibrary/369-119_Wallbox_Warranty.pdf" target="_blank">Warranty Information</a> |  |  |  |  | 0.500 L | [14 empty] | 0 | 0 | 0 | 0 | Lighting Fixtures | 2016-07-15 12:24 | 2024-07-20 11:10 | 0000-00-00 00:00:00 | 2024-07-20 11:10 | 0000-00-00 00:00:00 | [6 empty] | Gray
1 | Lutron Electronics | NTLV-600-277-IV | 4460-1967 | 4460 | 1967 | Lutron Electronics | NTLV-600-277-IV.jpg | 27557024105 | NT LOW VOLTAGE 600VA 277V IVORY | Nova T Dimmer, Magnetic Low-Voltage, Single-pole (small control), 277V/600VA (450W) in ivory |  | 4.1 | 5.3 |  | NTLV-600-277-IV.jpg | http://grandbrass.xologic.com/vendors/4460/large/NTLV-600-277-IV.jpg | [47 empty] | 0 | 0 | 0 | [6 empty] | 0 | 1 | 1 | EA | 1 | Lighting Controls | [7 empty] | White | [19 empty] | Dimmers | [242 empty] | <a href="https://www.lutron.com/TechnicalDocumentLibrary/0301030A.pdf" target="_blank">Installation Instructions</a> | [23 empty] | 2.000 DW |  |  | 3.1000 IN | [7 empty] | <a href="https://www.lutron.com/TechnicalDocumentLibrary/NovaT_Family.pdf" target="_blank">Line Drawing</a> | [81 empty] | 1.000 EA | 1.000 EA | [35 empty] | No | [42 empty] | https://www.lutron.com/TechnicalDocumentLibrary/NovaTB.pdf | [7 empty] | Shelf Stock | [13 empty] | <a href="https://www.lutron.com/TechnicalDocumentLibrary/368-4493_Page_41.pdf" target="_blank">Tech Drawing</a> | [25 empty] | 39122206 | [13 empty] | <a href="https://www.lutron.com/TechnicalDocumentLibrary/369-119_Wallbox_Warranty.pdf" target="_blank">Warranty Information</a> |  |  |  |  | 0.500 L | [14 empty] | 0 | 0 | 0 | 0 | Lighting Fixtures | 2016-07-15 12:24 | 2024-07-20 11:06 | 0000-00-00 00:00:00 | 2024-07-20 11:06 | 0000-00-00 00:00:00 | [6 empty] | Ivory
1 | Lutron Electronics | NTLV-1000-277-WH | 4460-1968 | 4460 | 1968 | Lutron Electronics | NTLV-1000-277-WH.jpg | 27557024112 | NT LOW VOLTAGE 1000VA 277V WHITE | Nova T Dimmer, Magnetic Low-Voltage, Single-pole (small control), preset, 277V/1000VA (800W) in white |  | 4.1 | 5.3 |  | NTLV-1000-277-WH.jpg | http://grandbrass.xologic.com/vendors/4460/large/NTLV-1000-277-WH.jpg | [47 empty] | 0 | 0 | 0 | [6 empty] | 0 | 1 | 1 | EA | 1 | Lighting Controls | [7 empty] | White | [19 empty] | Dimmers | [242 empty] | <a href="https://www.lutron.com/TechnicalDocumentLibrary/0301030A.pdf" target="_blank">Installation Instructions</a> | [23 empty] | 2.000 DW |  |  | 3.1000 IN | [7 empty] | <a href="https://www.lutron.com/TechnicalDocumentLibrary/NovaT_Family.pdf" target="_blank">Line Drawing</a> | [81 empty] | 1.000 EA | 1.000 EA | [35 empty] | No | [42 empty] | https://www.lutron.com/TechnicalDocumentLibrary/NovaTB.pdf | [7 empty] | Shelf Stock | [13 empty] | <a href="https://www.lutron.com/TechnicalDocumentLibrary/368-4493_Page_41.pdf" target="_blank">Tech Drawing</a> | [25 empty] | 39122206 | [13 empty] | <a href="https://www.lutron.com/TechnicalDocumentLibrary/369-119_Wallbox_Warranty.pdf" target="_blank">Warranty Information</a> |  |  |  |  | 0.450 L | [14 empty] | 0 | 0 | 0 | 0 | Lighting Fixtures | 2016-07-15 12:24 | 2024-07-20 11:05 | 0000-00-00 00:00:00 | 2024-07-20 11:05 | 0000-00-00 00:00:00 | [6 empty] | White
1 | Lutron Electronics | NTLV-1000-277-BE | 4460-1969 | 4460 | 1969 | Lutron Electronics | NTLV-1000-277-BE.jpg | 27557024129 | NT LOW VOLTAGE 1000VA 277V BEIGE | Nova T Dimmer, Magnetic Low-Voltage, Single-pole (small control), preset, 277V/1000VA (800W) in beige |  | 4.1 | 5.3 |  | NTLV-1000-277-BE.jpg | http://grandbrass.xologic.com/vendors/4460/large/NTLV-1000-277-BE.jpg | [47 empty] | 0 | 0 | 0 | [6 empty] | 0 | 1 | 1 | EA | 1 | Lighting Controls | [7 empty] | White | [19 empty] | Dimmers | [242 empty] | <a href="https://www.lutron.com/TechnicalDocumentLibrary/0301030A.pdf" target="_blank">Installation Instructions</a> | [23 empty] | 10.000 DW |  |  | 3.1000 IN | [7 empty] | <a href="https://www.lutron.com/TechnicalDocumentLibrary/NovaT_Family.pdf" target="_blank">Line Drawing</a> | [81 empty] | 1.000 EA | 1.000 EA | [35 empty] | No | [42 empty] | https://www.lutron.com/TechnicalDocumentLibrary/NovaTB.pdf | [7 empty] | Shelf Stock | [13 empty] | <a href="https://www.lutron.com/TechnicalDocumentLibrary/368-4493_Page_41.pdf" target="_blank">Tech Drawing</a> | [25 empty] | 39122206 | [13 empty] | <a href="https://www.lutron.com/TechnicalDocumentLibrary/369-119_Wallbox_Warranty.pdf" target="_blank">Warranty Information</a> |  |  |  |  | 0.450 L | [14 empty] | 0 | 0 | 0 | 0 | Lighting Fixtures | 2016-07-15 12:24 | 2024-07-20 11:08 | 0000-00-00 00:00:00 | 2024-07-20 11:08 | 0000-00-00 00:00:00 | [6 empty] | Beige
1 | Lutron Electronics | NTLV-1000-277-BL | 4460-1970 | 4460 | 1970 | Lutron Electronics | NTLV-1000-277-BL.jpg | 27557024136 | NT LOW VOLTAGE 1000VA 277V BLACK | Nova T Dimmer, Magnetic Low-Voltage, Single-pole (small control), preset, 277V/1000VA (800W) in black |  | 4.1 | 5.3 |  | NTLV-1000-277-BL.jpg | http://grandbrass.xologic.com/vendors/4460/large/NTLV-1000-277-BL.jpg | [47 empty] | 0 | 0 | 0 | [6 empty] | 0 | 1 | 1 | EA | 1 | Lighting Controls | [7 empty] | Black | [19 empty] | Dimmers | [242 empty] | <a href="https://www.lutron.com/TechnicalDocumentLibrary/0301030A.pdf" target="_blank">Installation Instructions</a> | [23 empty] | 5.000 DW |  |  | 3.1000 IN | [7 empty] | <a href="https://www.lutron.com/TechnicalDocumentLibrary/NovaT_Family.pdf" target="_blank">Line Drawing</a> | [81 empty] | 1.000 EA | 1.000 EA | [35 empty] | No | [42 empty] | https://www.lutron.com/TechnicalDocumentLibrary/NovaTB.pdf | [7 empty] | Shelf Stock | [13 empty] | <a href="https://www.lutron.com/TechnicalDocumentLibrary/368-4493_Page_41.pdf" target="_blank">Tech Drawing</a> | [25 empty] | 39122206 | [13 empty] | <a href="https://www.lutron.com/TechnicalDocumentLibrary/369-119_Wallbox_Warranty.pdf" target="_blank">Warranty Information</a> |  |  |  |  | 0.450 L | [14 empty] | 0 | 0 | 0 | 0 | Lighting Fixtures | 2016-07-15 12:24 | 2024-07-20 11:07 | 0000-00-00 00:00:00 | 2024-07-20 11:07 | 0000-00-00 00:00:00 | [6 empty] | Black
1 | Lutron Electronics | NTLV-1000-277-BR | 4460-1971 | 4460 | 1971 | Lutron Electronics | NTLV-1000-277-BR.jpg | 27557024143 | NT LOW VOLTAGE 1000VA 277V BROWN | Nova T Dimmer, Magnetic Low-Voltage, Single-pole (small control), preset, 277V/1000VA (800W) in brown |  | 4.1 | 5.3 |  | NTLV-1000-277-BR.jpg | http://grandbrass.xologic.com/vendors/4460/large/NTLV-1000-277-BR.jpg | [47 empty] | 0 | 0 | 0 | [6 empty] | 0 | 1 | 1 | EA | 1 | Lighting Controls | [7 empty] | Brown | [19 empty] | Dimmers | [242 empty] | <a href="https://www.lutron.com/TechnicalDocumentLibrary/0301030A.pdf" target="_blank">Installation Instructions</a> | [23 empty] | 2.000 DW |  |  | 3.1000 IN | [7 empty] | <a href="https://www.lutron.com/TechnicalDocumentLibrary/NovaT_Family.pdf" target="_blank">Line Drawing</a> | [81 empty] | 1.000 EA | 1.000 EA | [35 empty] | No | [42 empty] | https://www.lutron.com/TechnicalDocumentLibrary/NovaTB.pdf | [7 empty] | Shelf Stock | [13 empty] | <a href="https://www.lutron.com/TechnicalDocumentLibrary/368-4493_Page_41.pdf" target="_blank">Tech Drawing</a> | [25 empty] | 39122206 | [13 empty] | <a href="https://www.lutron.com/TechnicalDocumentLibrary/369-119_Wallbox_Warranty.pdf" target="_blank">Warranty Information</a> |  |  |  |  | 0.450 L | [14 empty] | 0 | 0 | 0 | 0 | Lighting Fixtures | 2016-07-15 12:24 | 2024-07-20 11:08 | 0000-00-00 00:00:00 | 2024-07-20 11:08 | 0000-00-00 00:00:00 | [6 empty] | Brown
1 | Lutron Electronics | NTLV-1000-277-GR | 4460-1972 | 4460 | 1972 | Lutron Electronics | NTLV-1000-277-GR.jpg | 27557024150 | NT LOW VOLTAGE 1000VA 277V GRAY | Nova T Dimmer, Magnetic Low-Voltage, Single-pole (small control), preset, 277V/1000VA (800W) in gray |  | 4.1 | 5.3 |  | NTLV-1000-277-GR.jpg | http://grandbrass.xologic.com/vendors/4460/large/NTLV-1000-277-GR.jpg | [47 empty] | 0 | 0 | 0 | [6 empty] | 0 | 1 | 1 | EA | 1 | Lighting Controls | [7 empty] | Gray | [19 empty] | Dimmers | [242 empty] | <a href="https://www.lutron.com/TechnicalDocumentLibrary/0301030A.pdf" target="_blank">Installation Instructions</a> | [23 empty] | 2.000 DW |  |  | 3.1000 IN | [7 empty] | <a href="https://www.lutron.com/TechnicalDocumentLibrary/NovaT_Family.pdf" target="_blank">Line Drawing</a> | [81 empty] | 1.000 EA | 1.000 EA | [35 empty] | No | [42 empty] | https://www.lutron.com/TechnicalDocumentLibrary/NovaTB.pdf | [7 empty] | Shelf Stock | [13 empty] | <a href="https://www.lutron.com/TechnicalDocumentLibrary/368-4493_Page_41.pdf" target="_blank">Tech Drawing</a> | [25 empty] | 39122206 | [13 empty] | <a href="https://www.lutron.com/TechnicalDocumentLibrary/369-119_Wallbox_Warranty.pdf" target="_blank">Warranty Information</a> |  |  |  |  | 0.450 L | [14 empty] | 0 | 0 | 0 | 0 | Lighting Fixtures | 2016-07-15 12:24 | 2024-07-20 11:09 | 0000-00-00 00:00:00 | 2024-07-20 11:09 | 0000-00-00 00:00:00 | [6 empty] | Gray
1 | Lutron Electronics | NTLV-1000-277-IV | 4460-1973 | 4460 | 1973 | Lutron Electronics | NTLV-1000-277-IV.jpg | 27557024167 | NT LOW VOLTAGE 1000VA 277V IVORY | Nova T Dimmer, Magnetic Low-Voltage, Single-pole (small control), preset, 277V/1000VA (800W) in ivory |  | 4.1 | 5.3 |  | NTLV-1000-277-IV.jpg | http://grandbrass.xologic.com/vendors/4460/large/NTLV-1000-277-IV.jpg | [47 empty] | 0 | 0 | 0 | [6 empty] | 0 | 1 | 1 | EA | 1 | Lighting Controls | [7 empty] | White | [19 empty] | Dimmers | [242 empty] | <a href="https://www.lutron.com/TechnicalDocumentLibrary/0301030A.pdf" target="_blank">Installation Instructions</a> | [23 empty] | 10.000 DW |  |  | 3.1000 IN | [7 empty] | <a href="https://www.lutron.com/TechnicalDocumentLibrary/NovaT_Family.pdf" target="_blank">Line Drawing</a> | [81 empty] | 1.000 EA | 1.000 EA | [35 empty] | No | [42 empty] | https://www.lutron.com/TechnicalDocumentLibrary/NovaTB.pdf | [7 empty] | Shelf Stock | [13 empty] | <a href="https://www.lutron.com/TechnicalDocumentLibrary/368-4493_Page_41.pdf" target="_blank">Tech Drawing</a> | [25 empty] | 39122206 | [13 empty] | <a href="https://www.lutron.com/TechnicalDocumentLibrary/369-119_Wallbox_Warranty.pdf" target="_blank">Warranty Information</a> |  |  |  |  | 0.450 L | [14 empty] | 0 | 0 | 0 | 0 | Lighting Fixtures | 2016-07-15 12:24 | 2024-07-20 11:09 | 0000-00-00 00:00:00 | 2024-07-20 11:09 | 0000-00-00 00:00:00 | [6 empty] | Ivory
4 | Lutron Electronics | SCR-20-MN | 4460-1974 | 4460 | 1974 | Lutron Electronics | SCR-20-MN.jpeg | 27557029858 | 20A SATIN COLOR RECEPTACLE MIDNIGHT | Lutron Claro 20 Amp Duplex Outlet, Midnight |  | 2.3 | 4.5 |  | SCR-20-MN.jpeg | http://grandbrass.xologic.com/vendors/4460/large/SCR-20-MN.jpeg | [47 empty] | 0 | 0 | 0 | [6 empty] | 0 | 1 | 1 | EA | 1 | Lighting Controls |  |  | Electrical Distribution Equipment |  | Receptacles |  | Electrical Receptacles | Black | [16 empty] | Traditional |  |  | Other Lighting Controls | [242 empty] | <a href="https://www.lutron.com/TechnicalDocumentLibrary/0301636.pdf" target="_blank">Installation Instructions</a> | [23 empty] | 10.000 DW |  |  | 2.3000 IN | [89 empty] | 1.000 EA | 1.000 EA | [35 empty] | No | [42 empty] | https://www.lutron.com/TechnicalDocumentLibrary/maestrosatincolors.pdf | [7 empty] | Shelf Stock | [13 empty] | <a href="https://www.lutron.com/TechnicalDocumentLibrary/368-4493_Page_20.pdf" target="_blank">Tech Drawing</a> | [25 empty] | 39121406 | [13 empty] | <a href="https://www.lutron.com/TechnicalDocumentLibrary/369-119_Wallbox_Warranty.pdf" target="_blank">Warranty Information</a> |  |  |  |  | 0.250 L | [14 empty] | 0 | 0 | 0 | 0 | Electrical | 2016-07-15 12:24 | 2024-07-20 11:09 | 0000-00-00 00:00:00 | 2025-11-29 02:00 | 0000-00-00 00:00:00 | [6 empty] | Midnight
4 | Lutron Electronics | SCR-20-SW | 4460-1975 | 4460 | 1975 | Lutron Electronics | SCR-20-SW.jpeg | 27557029865 | 20A SATIN COLOR RECEPTACLE SNOW | Lutron Claro 20 Amp Duplex Outlet, Snow |  | 2.3 | 4.5 |  | SCR-20-SW.jpeg | http://grandbrass.xologic.com/vendors/4460/large/SCR-20-SW.jpeg | [47 empty] | 0 | 0 | 0 | [6 empty] | 0 | 1 | 1 | EA | 1 | Lighting Controls |  |  | Electrical Distribution Equipment |  | Receptacles |  | Electrical Receptacles | White | [16 empty] | Traditional |  |  | Other Lighting Controls | [242 empty] | <a href="https://www.lutron.com/TechnicalDocumentLibrary/0301636.pdf" target="_blank">Installation Instructions</a> | [23 empty] | 10.000 DW |  |  | 2.3000 IN | [89 empty] | 1.000 EA | 1.000 EA | [35 empty] | No | [42 empty] | https://www.lutron.com/TechnicalDocumentLibrary/maestrosatincolors.pdf | [7 empty] | Shelf Stock | [13 empty] | <a href="https://www.lutron.com/TechnicalDocumentLibrary/368-4493_Page_20.pdf" target="_blank">Tech Drawing</a> | [25 empty] | 39121406 | [13 empty] | <a href="https://www.lutron.com/TechnicalDocumentLibrary/369-119_Wallbox_Warranty.pdf" target="_blank">Warranty Information</a> |  |  |  |  | 0.250 L | [14 empty] | 0 | 0 | 0 | 0 | Electrical | 2016-07-15 12:24 | 2024-07-20 11:10 | 0000-00-00 00:00:00 | 2025-11-29 02:00 | 0000-00-00 00:00:00 | [6 empty] | Snow
4 | Lutron Electronics | SCR-20-TP | 4460-1976 | 4460 | 1976 | Lutron Electronics | SCR-20-TP.jpeg | 27557029872 | 20A SATIN COLOR RECEPTACLE TAUPE | Lutron Claro 20 Amp Duplex Outlet, Taupe |  | 2.3 | 4.5 |  | SCR-20-TP.jpeg | http://grandbrass.xologic.com/vendors/4460/large/SCR-20-TP.jpeg | [47 empty] | 0 | 0 | 0 | [6 empty] | 0 | 1 | 1 | EA | 1 | Lighting Controls |  |  | Electrical Distribution Equipment |  | Receptacles |  | Electrical Receptacles | Gray | [16 empty] | Traditional |  |  | Other Lighting Controls | [242 empty] | <a href="https://www.lutron.com/TechnicalDocumentLibrary/0301636.pdf" target="_blank">Installation Instructions</a> | [23 empty] | 10.000 DW |  |  | 2.3000 IN | [89 empty] | 1.000 EA | 1.000 EA | [35 empty] | No | [42 empty] | https://www.lutron.com/TechnicalDocumentLibrary/maestrosatincolors.pdf | [7 empty] | Shelf Stock | [13 empty] | <a href="https://www.lutron.com/TechnicalDocumentLibrary/368-4493_Page_20.pdf" target="_blank">Tech Drawing</a> | [25 empty] | 39121406 | [13 empty] | <a href="https://www.lutron.com/TechnicalDocumentLibrary/369-119_Wallbox_Warranty.pdf" target="_blank">Warranty Information</a> |  |  |  |  | 0.250 L | [14 empty] | 0 | 0 | 0 | 0 | Electrical | 2016-07-15 12:24 | 2024-07-20 11:07 | 0000-00-00 00:00:00 | 2025-11-29 02:00 | 0000-00-00 00:00:00 | [6 empty] | Taupe
4 | Lutron Electronics | SCR-20-BI | 4460-1978 | 4460 | 1978 | Lutron Electronics | SCR-20-BI.jpeg | 27557029896 | 20A SATIN COLOR RECEPTACLE BISCUIT | Lutron Claro 20 Amp Duplex Outlet, Biscuit |  | 2.4 | 4.5 |  | SCR-20-BI.jpeg | http://grandbrass.xologic.com/vendors/4460/large/SCR-20-BI.jpeg | [47 empty] | 0 | 0 | 0 | [6 empty] | 0 | 1 | 1 | EA | 1 | Lighting Controls |  |  | Electrical Distribution Equipment |  | Receptacles |  | Electrical Receptacles | White | [16 empty] | Traditional |  |  | Other Lighting Controls | [242 empty] | <a href="https://www.lutron.com/TechnicalDocumentLibrary/0301636.pdf" target="_blank">Installation Instructions</a> | [23 empty] | 10.000 DW |  |  | 2.4000 IN | [89 empty] | 1.000 EA | 1.000 EA | [35 empty] | No | [42 empty] | https://www.lutron.com/TechnicalDocumentLibrary/maestrosatincolors.pdf | [7 empty] | Shelf Stock | [13 empty] | <a href="https://www.lutron.com/TechnicalDocumentLibrary/368-4493_Page_20.pdf" target="_blank">Tech Drawing</a> | [25 empty] | 39121406 | [13 empty] | <a href="https://www.lutron.com/TechnicalDocumentLibrary/369-119_Wallbox_Warranty.pdf" target="_blank">Warranty Information</a> |  |  |  |  | 0.250 L | [14 empty] | 0 | 0 | 0 | 0 | Electrical | 2016-07-15 12:24 | 2024-07-20 11:08 | 0000-00-00 00:00:00 | 2025-11-29 02:00 | 0000-00-00 00:00:00 | [6 empty] | Biscuit
1 | Lutron Electronics | NT-6PF-WH | 4460-1998 | 4460 | 1998 | Lutron Electronics | NT-6PF-WH.jpg | 27557061797 | SIX PORT FRAME W/BLANKS NT WHITE | Nova T Architectural Series Wallplate Field-customizable 6-port frame in white |  | 5.2 | 5.4 |  | NT-6PF-WH.jpg | http://grandbrass.xologic.com/vendors/4460/large/NT-6PF-WH.jpg | [47 empty] | 0 | 0 | 0 | [6 empty] | 0 | 1 | 1 | EA | 1 | Specialty Items | [7 empty] | White | [16 empty] | Traditional |  |  | Lighting Accessories | [242 empty] | <a href="https://www.lutron.com/TechnicalDocumentLibrary/sixportframe.pdf" target="_blank">Installation Instructions</a> | [23 empty] | 10.000 DW |  |  | 4.0000 IN | [7 empty] | <a href="https://www.lutron.com/TechnicalDocumentLibrary/NovaT_Accessories.pdf" target="_blank">Line Drawing</a> | [81 empty] | 1.000 EA | 1.000 EA | [35 empty] | No | [42 empty] | https://www.lutron.com/TechnicalDocumentLibrary/sixportframe.pdf | [7 empty] | Shelf Stock | [39 empty] | 39122221 | [13 empty] | <a href="https://www.lutron.com/TechnicalDocumentLibrary/369-119_Wallbox_Warranty.pdf" target="_blank">Warranty Information</a> |  |  |  |  | 0.300 L | [14 empty] | 0 | 0 | 0 | 0 | Lighting Fixtures | 2016-07-15 12:25 | 2024-07-20 11:09 | 0000-00-00 00:00:00 | 2024-07-20 11:09 | 0000-00-00 00:00:00 | [6 empty] | White
1 | Lutron Electronics | NT-6PF-BE | 4460-1999 | 4460 | 1999 | Lutron Electronics | NT-6PF-BE.jpg | 27557061803 | SIX PORT FRAME W/BLANKS NT BEIGE | Nova T Architectural Series Wallplate Field-customizable 6-port frame in beige |  | 5.2 | 5.4 |  | NT-6PF-BE.jpg | http://grandbrass.xologic.com/vendors/4460/large/NT-6PF-BE.jpg | [47 empty] | 0 | 0 | 0 | [6 empty] | 0 | 1 | 1 | EA | 1 | Specialty Items | [7 empty] | White | [16 empty] | Traditional |  |  | Lighting Accessories | [242 empty] | <a href="https://www.lutron.com/TechnicalDocumentLibrary/sixportframe.pdf" target="_blank">Installation Instructions</a> | [23 empty] | 10.000 DW |  |  | 4.0000 IN | [7 empty] | <a href="https://www.lutron.com/TechnicalDocumentLibrary/NovaT_Accessories.pdf" target="_blank">Line Drawing</a> | [81 empty] | 1.000 EA | 1.000 EA | [35 empty] | No | [42 empty] | https://www.lutron.com/TechnicalDocumentLibrary/sixportframe.pdf | [7 empty] | Shelf Stock | [39 empty] | 39122221 | [13 empty] | <a href="https://www.lutron.com/TechnicalDocumentLibrary/369-119_Wallbox_Warranty.pdf" target="_blank">Warranty Information</a> |  |  |  |  | 0.300 L | [14 empty] | 0 | 0 | 0 | 0 | Lighting Fixtures | 2016-07-15 12:25 | 2024-07-20 11:09 | 0000-00-00 00:00:00 | 2024-07-20 11:09 | 0000-00-00 00:00:00 | [6 empty] | Beige
1 | Lutron Electronics | NT-6PF-BL | 4460-2000 | 4460 | 2000 | Lutron Electronics | NT-6PF-BL.jpg | 27557061810 | SIX PORT FRAME W/BLANKS NT BLACK | Nova T Architectural Series Wallplate Field-customizable 6-port frame in black |  | 5.2 | 5.4 |  | NT-6PF-BL.jpg | http://grandbrass.xologic.com/vendors/4460/large/NT-6PF-BL.jpg | [47 empty] | 0 | 0 | 0 | [6 empty] | 0 | 1 | 1 | EA | 1 | Specialty Items | [7 empty] | Black | [16 empty] | Traditional |  |  | Lighting Accessories | [242 empty] | <a href="https://www.lutron.com/TechnicalDocumentLibrary/sixportframe.pdf" target="_blank">Installation Instructions</a> | [23 empty] | 10.000 DW |  |  | 4.0000 IN | [7 empty] | <a href="https://www.lutron.com/TechnicalDocumentLibrary/NovaT_Accessories.pdf" target="_blank">Line Drawing</a> | [81 empty] | 1.000 EA | 1.000 EA | [35 empty] | No | [42 empty] | https://www.lutron.com/TechnicalDocumentLibrary/sixportframe.pdf | [7 empty] | Shelf Stock | [39 empty] | 39122221 | [13 empty] | <a href="https://www.lutron.com/TechnicalDocumentLibrary/369-119_Wallbox_Warranty.pdf" target="_blank">Warranty Information</a> |  |  |  |  | 0.300 L | [14 empty] | 0 | 0 | 0 | 0 | Lighting Fixtures | 2016-07-15 12:25 | 2024-07-20 11:08 | 0000-00-00 00:00:00 | 2024-07-20 11:08 | 0000-00-00 00:00:00 | [6 empty] | Black
1 | Lutron Electronics | NT-6PF-BR | 4460-2001 | 4460 | 2001 | Lutron Electronics | NT-6PF-BR.jpg | 27557061827 | SIX PORT FRAME W/BLANKS NT BROWN | Nova T Architectural Series Wallplate Field-customizable 6-port frame in brown |  | 5.2 | 5.4 |  | NT-6PF-BR.jpg | http://grandbrass.xologic.com/vendors/4460/large/NT-6PF-BR.jpg | [47 empty] | 0 | 0 | 0 | [6 empty] | 0 | 1 | 1 | EA | 1 | Specialty Items | [7 empty] | Brown | [16 empty] | Traditional |  |  | Lighting Accessories | [242 empty] | <a href="https://www.lutron.com/TechnicalDocumentLibrary/sixportframe.pdf" target="_blank">Installation Instructions</a> | [23 empty] | 10.000 DW |  |  | 4.0000 IN | [7 empty] | <a href="https://www.lutron.com/TechnicalDocumentLibrary/NovaT_Accessories.pdf" target="_blank">Line Drawing</a> | [81 empty] | 1.000 EA | 1.000 EA | [35 empty] | No | [42 empty] | https://www.lutron.com/TechnicalDocumentLibrary/sixportframe.pdf | [7 empty] | Shelf Stock | [39 empty] | 39122221 | [13 empty] | <a href="https://www.lutron.com/TechnicalDocumentLibrary/369-119_Wallbox_Warranty.pdf" target="_blank">Warranty Information</a> |  |  |  |  | 0.300 L | [14 empty] | 0 | 0 | 0 | 0 | Lighting Fixtures | 2016-07-15 12:25 | 2024-07-20 11:08 | 0000-00-00 00:00:00 | 2024-07-20 11:08 | 0000-00-00 00:00:00 | [6 empty] | Brown
1 | Lutron Electronics | NT-6PF-GR | 4460-2002 | 4460 | 2002 | Lutron Electronics | NT-6PF-GR.jpg | 27557061834 | SIX PORT FRAME W/BLANKS NT GRAY | Nova T Architectural Series Wallplate Field-customizable 6-port frame in gray |  | 5.2 | 5.4 |  | NT-6PF-GR.jpg | http://grandbrass.xologic.com/vendors/4460/large/NT-6PF-GR.jpg | [47 empty] | 0 | 0 | 0 | [6 empty] | 0 | 1 | 1 | EA | 1 | Specialty Items | [7 empty] | Gray | [16 empty] | Traditional |  |  | Lighting Accessories | [242 empty] | <a href="https://www.lutron.com/TechnicalDocumentLibrary/sixportframe.pdf" target="_blank">Installation Instructions</a> | [23 empty] | 10.000 DW |  |  | 4.0000 IN | [7 empty] | <a href="https://www.lutron.com/TechnicalDocumentLibrary/NovaT_Accessories.pdf" target="_blank">Line Drawing</a> | [81 empty] | 1.000 EA | 1.000 EA | [35 empty] | No | [42 empty] | https://www.lutron.com/TechnicalDocumentLibrary/sixportframe.pdf | [7 empty] | Shelf Stock | [39 empty] | 39122221 | [13 empty] | <a href="https://www.lutron.com/TechnicalDocumentLibrary/369-119_Wallbox_Warranty.pdf" target="_blank">Warranty Information</a> |  |  |  |  | 0.300 L | [14 empty] | 0 | 0 | 0 | 0 | Lighting Fixtures | 2016-07-15 12:25 | 2024-07-20 11:09 | 0000-00-00 00:00:00 | 2024-07-20 11:09 | 0000-00-00 00:00:00 | [6 empty] | Gray
1 | Lutron Electronics | NT-6PF-IV | 4460-2003 | 4460 | 2003 | Lutron Electronics | NT-6PF-IV.jpg | 27557061841 | SIX PORT FRAME W/BLANKS NT IVORY | Nova T Architectural Series Wallplate Field-customizable 6-port frame in ivory |  | 5.2 | 5.4 |  | NT-6PF-IV.jpg | http://grandbrass.xologic.com/vendors/4460/large/NT-6PF-IV.jpg | [47 empty] | 0 | 0 | 0 | [6 empty] | 0 | 1 | 1 | EA | 1 | Specialty Items | [7 empty] | White | [16 empty] | Traditional |  |  | Lighting Accessories | [242 empty] | <a href="https://www.lutron.com/TechnicalDocumentLibrary/sixportframe.pdf" target="_blank">Installation Instructions</a> | [23 empty] | 10.000 DW |  |  | 4.0000 IN | [7 empty] | <a href="https://www.lutron.com/TechnicalDocumentLibrary/NovaT_Accessories.pdf" target="_blank">Line Drawing</a> | [81 empty] | 1.000 EA | 1.000 EA | [35 empty] | No | [42 empty] | https://www.lutron.com/TechnicalDocumentLibrary/sixportframe.pdf | [7 empty] | Shelf Stock | [39 empty] | 39122221 | [13 empty] | <a href="https://www.lutron.com/TechnicalDocumentLibrary/369-119_Wallbox_Warranty.pdf" target="_blank">Warranty Information</a> |  |  |  |  | 0.300 L | [14 empty] | 0 | 0 | 0 | 0 | Lighting Fixtures | 2016-07-15 12:25 | 2024-07-20 11:09 | 0000-00-00 00:00:00 | 2024-07-20 11:09 | 0000-00-00 00:00:00 | [6 empty] | Ivory
1 | Lutron Electronics | NT-6PF-TP | 4460-2004 | 4460 | 2004 | Lutron Electronics | NT-6PF-TP.jpg | 27557061858 | SIX PORT FRAME W/BLANKS NT TAUPE | Nova T Architectural Series Wallplate Field-customizable 6-port frame in taupe |  | 5.2 | 5.4 |  | NT-6PF-TP.jpg | http://grandbrass.xologic.com/vendors/4460/large/NT-6PF-TP.jpg | [47 empty] | 0 | 0 | 0 | [6 empty] | 0 | 1 | 1 | EA | 1 | Specialty Items | [7 empty] | White | [16 empty] | Traditional |  |  | Lighting Accessories | [242 empty] | <a href="https://www.lutron.com/TechnicalDocumentLibrary/sixportframe.pdf" target="_blank">Installation Instructions</a> | [23 empty] | 10.000 DW |  |  | 4.0000 IN | [7 empty] | <a href="https://www.lutron.com/TechnicalDocumentLibrary/NovaT_Accessories.pdf" target="_blank">Line Drawing</a> | [81 empty] | 1.000 EA | 1.000 EA | [35 empty] | No | [42 empty] | https://www.lutron.com/TechnicalDocumentLibrary/sixportframe.pdf | [7 empty] | Shelf Stock | [39 empty] | 39122221 | [13 empty] | <a href="https://www.lutron.com/TechnicalDocumentLibrary/369-119_Wallbox_Warranty.pdf" target="_blank">Warranty Information</a> |  |  |  |  | 0.300 L | [14 empty] | 0 | 0 | 0 | 0 | Lighting Fixtures | 2016-07-15 12:25 | 2024-07-20 11:09 | 0000-00-00 00:00:00 | 2024-07-20 11:09 | 0000-00-00 00:00:00 | [6 empty] | Taupe
1 | Lutron Electronics | MSC-AS-BI | 4460-2005 | 4460 | 2005 | Lutron Electronics | Ecom_MSC-AS-BI_WithWallPlate.jpeg?w=1500 | 27557062466 | MAESTRO SC ACCESSORY SWITCH BISCUIT | Maestro Companion switch for multi-location use, 120V, Satin finish in biscuit |  | 2.3 | 4.5 | [50 empty] | 0 | 0 | 0 | [6 empty] | 0 | 1 | 1 | EA | 1 | Specialty Items | [7 empty] | White | [16 empty] | Traditional |  |  | Lighting Accessories | [242 empty] | <a href="https://www.lutron.com/TechnicalDocumentLibrary/0301789.pdf" target="_blank">Installation Instructions</a> | [23 empty] | 10.000 DW |  |  | 2.3000 IN | [89 empty] | 1.000 EA | 1.000 EA | [35 empty] | No | [42 empty] | https://www.lutron.com/TechnicalDocumentLibrary/369143_SPA.pdf | [7 empty] | Shelf Stock | [13 empty] | <a href="https://www.lutron.com/TechnicalDocumentLibrary/368-4493_Page_9.pdf" target="_blank">Tech Drawing</a> | [25 empty] | 39122221 | [13 empty] | <a href="https://www.lutron.com/TechnicalDocumentLibrary/369-119_Wallbox_Warranty.pdf" target="_blank">Warranty Information</a> |  |  |  |  | 0.250 L | [14 empty] | 0 | 0 | 0 | 0 | Lighting Fixtures | 2016-07-15 12:25 | 2024-07-20 11:07 | 0000-00-00 00:00:00 | 2024-07-20 11:07 | 0000-00-00 00:00:00 | [6 empty] | Biscuit
1 | Lutron Electronics | MSC-AS-HT | 4460-2008 | 4460 | 2008 | Lutron Electronics | Ecom_MSC-AS-HT_WithWallPlate.jpeg?w=1500 | 27557066099 | MAESTRO SC ACCESSORY SWITCH HOT | Maestro Companion switch for multi-location use, 120V, Satin finish in hot |  | 2.3 | 4.5 | [50 empty] | 0 | 0 | 0 | [6 empty] | 0 | 1 | 1 | EA | 1 | Specialty Items | [7 empty] | Red | [16 empty] | Traditional |  |  | Lighting Accessories | [242 empty] | <a href="https://www.lutron.com/TechnicalDocumentLibrary/0301789.pdf" target="_blank">Installation Instructions</a> | [23 empty] | 10.000 DW |  |  | 2.3000 IN | [89 empty] | 1.000 EA | 1.000 EA | [35 empty] | No | [42 empty] | https://www.lutron.com/TechnicalDocumentLibrary/369143_SPA.pdf | [7 empty] | Shelf Stock | [13 empty] | <a href="https://www.lutron.com/TechnicalDocumentLibrary/368-4493_Page_9.pdf" target="_blank">Tech Drawing</a> | [25 empty] | 39122221 | [13 empty] | <a href="https://www.lutron.com/TechnicalDocumentLibrary/369-119_Wallbox_Warranty.pdf" target="_blank">Warranty Information</a> |  |  |  |  | 0.250 L | [14 empty] | 0 | 0 | 0 | 0 | Lighting Fixtures | 2016-07-15 12:25 | 2024-07-20 11:10 | 0000-00-00 00:00:00 | 2024-07-20 11:10 | 0000-00-00 00:00:00
1 | Lutron Electronics | MSC-AS-MN | 4460-2010 | 4460 | 2010 | Lutron Electronics | Ecom_MSC-AS-MN_WithWallPlate.jpeg?w=1500 | 27557066112 | MAESTRO SC ACCCESSORY SWITCH | Maestro Companion switch for multi-location use, 120V, Satin finish in midnight |  | 2.3 | 4.5 | [50 empty] | 0 | 0 | 0 | [6 empty] | 0 | 1 | 1 | EA | 1 | Specialty Items | [7 empty] | Black | [16 empty] | Traditional |  |  | Lighting Accessories | [242 empty] | <a href="https://www.lutron.com/TechnicalDocumentLibrary/0301789.pdf" target="_blank">Installation Instructions</a> | [23 empty] | 10.000 DW |  |  | 2.3000 IN | [89 empty] | 1.000 EA | 1.000 EA | [35 empty] | No | [42 empty] | https://www.lutron.com/TechnicalDocumentLibrary/369143_SPA.pdf | [7 empty] | Shelf Stock | [13 empty] | <a href="https://www.lutron.com/TechnicalDocumentLibrary/368-4493_Page_9.pdf" target="_blank">Tech Drawing</a> | [25 empty] | 39122221 | [13 empty] | <a href="https://www.lutron.com/TechnicalDocumentLibrary/369-119_Wallbox_Warranty.pdf" target="_blank">Warranty Information</a> |  |  |  |  | 0.250 L | [14 empty] | 0 | 0 | 0 | 0 | Lighting Fixtures | 2016-07-15 12:25 | 2024-07-20 11:07 | 0000-00-00 00:00:00 | 2024-07-20 11:07 | 0000-00-00 00:00:00 | [6 empty] | Midnight
1 | Lutron Electronics | MSC-AS-SW | 4460-2012 | 4460 | 2012 | Lutron Electronics | Ecom_MSC-AS-SW_WithWallPlate.jpeg?w=1500 | 27557066143 | MAESTRO SC ACCESSORY SWITCH SNOW | Maestro Companion switch for multi-location use, 120V, Satin finish in snow |  | 2.3 | 4.5 | [50 empty] | 0 | 0 | 0 | [6 empty] | 0 | 1 | 1 | EA | 1 | Specialty Items | [7 empty] | White | [16 empty] | Traditional |  |  | Lighting Accessories | [242 empty] | <a href="https://www.lutron.com/TechnicalDocumentLibrary/0301789.pdf" target="_blank">Installation Instructions</a> | [23 empty] | 10.000 DW |  |  | 2.3000 IN | [89 empty] | 1.000 EA | 1.000 EA | [35 empty] | No | [42 empty] | https://www.lutron.com/TechnicalDocumentLibrary/369143_SPA.pdf | [7 empty] | Shelf Stock | [13 empty] | <a href="https://www.lutron.com/TechnicalDocumentLibrary/368-4493_Page_9.pdf" target="_blank">Tech Drawing</a> | [25 empty] | 39122221 | [13 empty] | <a href="https://www.lutron.com/TechnicalDocumentLibrary/369-119_Wallbox_Warranty.pdf" target="_blank">Warranty Information</a> |  |  |  |  | 0.250 L | [14 empty] | 0 | 0 | 0 | 0 | Lighting Fixtures | 2016-07-15 12:25 | 2024-07-20 11:42 | 0000-00-00 00:00:00 | 2024-07-20 11:42 | 0000-00-00 00:00:00 | [6 empty] | Snow
1 | Lutron Electronics | MSC-AS-TP | 4460-2014 | 4460 | 2014 | Lutron Electronics | Ecom_MSC-AS-TP_WithWallPlate.jpeg?w=1500 | 27557066167 | MAESTRO SC ACCESSORY SWITCH TAUPE | Maestro Companion switch for multi-location use, 120V, Satin finish in taupe |  | 2.3 | 4.5 | [50 empty] | 0 | 0 | 0 | [6 empty] | 0 | 1 | 1 | EA | 1 | Specialty Items | [7 empty] | Gray | [16 empty] | Traditional |  |  | Lighting Accessories | [242 empty] | <a href="https://www.lutron.com/TechnicalDocumentLibrary/0301789.pdf" target="_blank">Installation Instructions</a> | [23 empty] | 10.000 DW |  |  | 2.3000 IN | [89 empty] | 1.000 EA | 1.000 EA | [35 empty] | No | [42 empty] | https://www.lutron.com/TechnicalDocumentLibrary/369143_SPA.pdf | [7 empty] | Shelf Stock | [13 empty] | <a href="https://www.lutron.com/TechnicalDocumentLibrary/368-4493_Page_9.pdf" target="_blank">Tech Drawing</a> | [25 empty] | 39122221 | [13 empty] | <a href="https://www.lutron.com/TechnicalDocumentLibrary/369-119_Wallbox_Warranty.pdf" target="_blank">Warranty Information</a> |  |  |  |  | 0.250 L | [14 empty] | 0 | 0 | 0 | 0 | Lighting Fixtures | 2016-07-15 12:25 | 2024-07-20 11:42 | 0000-00-00 00:00:00 | 2024-07-20 11:42 | 0000-00-00 00:00:00 | [6 empty] | Taupe
4 | Lutron Electronics | DVWFSQ-FH-WH | 4460-2020 | 4460 | 2020 | Lutron Electronics | DVWFSQ-FH-WH.jpg | 27557074230 | DIVA DUO W/PL QUIET FAN WHITE | Diva Quiet Fan-Speed Control - Satin Finish, 3-way fan control, clamshell packaging, wallplate included, 1.5A in white |  | 6.2 | 2.7 |  | DVWFSQ-FH-WH.jpg | http://grandbrass.xologic.com/vendors/4460/large/DVWFSQ-FH-WH.jpg | [47 empty] | 0 | 0 | 0 | [6 empty] | 0 | 1 | 1 | EA | 1 | Fan Accessories |  |  | Control And Automation |  | Switches |  | Speed Switch | White | [16 empty] | Traditional |  |  | Fan Wall Mount Controls | [242 empty] | <a href="https://www.lutron.com/TechnicalDocumentLibrary/0301990.pdf" target="_blank">Installation Instructions</a> | [23 empty] | 10.000 DW |  |  | 7.1000 IN | [89 empty] | 1.000 EA | 1.000 EA | [35 empty] | No | [42 empty] | https://www.lutron.com/TechnicalDocumentLibrary/DivaSatinColors.pdf | [7 empty] | Shelf Stock | [13 empty] | <a href="https://www.lutron.com/TechnicalDocumentLibrary/368-4493_Page_5.pdf" target="_blank">Tech Drawing</a> | [25 empty] | 39122240 | [13 empty] | <a href="https://www.lutron.com/TechnicalDocumentLibrary/369-119_Wallbox_Warranty.pdf" target="_blank">Warranty Information</a> |  |  |  |  | 0.500 L | [14 empty] | 0 | 0 | 0 | 0 | Electrical | 2016-07-15 12:25 | 2024-07-20 11:08 | 0000-00-00 00:00:00 | 2025-11-29 02:00 | 0000-00-00 00:00:00 | [6 empty] | White
4 | Lutron Electronics | XPS8-FT | 4460-2021 | 4460 | 2021 | Lutron Electronics | SoftSwitch128%20Panel.jpg | 27557180610 | 8 RELAY FEED THROUGH PANEL | Softswitch 128 Switching System Power Panel, 8 relay feed through, 120V/277V/16A |  | 19 | 17 |  | SoftSwitch128 Panel.jpg | http://grandbrass.xologic.com/vendors/4460/large/SoftSwitch128%20Panel.jpg | [47 empty] | 2030 | 4060 | 4060 | [6 empty] | 0 | 1 | 1 | EA | 1 | Specialty Items |  |  | Control And Automation |  | Switches |  | Controller switch | [20 empty] | Other Specialty Items | [242 empty] | <a href="https://www.lutron.com/TechnicalDocumentLibrary/032162a.pdf" target="_blank">Installation Instructions</a> | [23 empty] | 50.000 DW |  |  | 30.0000 IN | [89 empty] | 1.000 EA | 1.000 EA | [35 empty] | No | [42 empty] | https://www.lutron.com/TechnicalDocumentLibrary/Softswitch128_col.pdf | [7 empty] | Shelf Stock | [39 empty] | 39122214 | [13 empty] | <a href="https://www.lutron.com/TechnicalDocumentLibrary/3601201A_Commercial_Limited_Warranty.pdf" target="_blank">Warranty Information</a> |  |  |  |  | 30.000 L | [14 empty] | 4060 | 2030 | 2030 | 2030 | Electrical | 2016-07-15 12:25 | 2025-01-02 14:29 | 0000-00-00 00:00:00 | 2025-11-29 02:00 | 2025-01-02 14:29
4 | Lutron Electronics | XPS16-FT | 4460-2022 | 4460 | 2022 | Lutron Electronics | SoftSwitch128%20Panel.jpg | 27557180634 | 16 RELAY FEED THROUGH PANEL | Softswitch 128 Switching System Power Panel, 16 relay feed through, 120V/277V/16A |  | 19 | 17 |  | SoftSwitch128 Panel.jpg | http://grandbrass.xologic.com/vendors/4460/large/SoftSwitch128%20Panel.jpg | [47 empty] | 0 | 0 | 0 | [6 empty] | 0 | 1 | 1 | EA | 1 | Specialty Items |  |  | Control And Automation |  | Switches |  | Controller switch | [20 empty] | Other Specialty Items | [242 empty] | <a href="https://www.lutron.com/TechnicalDocumentLibrary/032162a.pdf" target="_blank">Installation Instructions</a> | [23 empty] | 15.000 DW |  |  | 30.0000 IN | [89 empty] | 1.000 EA | 1.000 EA | [35 empty] | No | [42 empty] | https://www.lutron.com/TechnicalDocumentLibrary/Softswitch128_col.pdf | [7 empty] | Shelf Stock | [39 empty] | 39122214 | [13 empty] | <a href="https://www.lutron.com/TechnicalDocumentLibrary/3601201A_Commercial_Limited_Warranty.pdf" target="_blank">Warranty Information</a> |  |  |  |  | 34.000 L | [14 empty] | 0 | 0 | 0 | 0 | Electrical | 2016-07-15 12:25 | 2024-07-20 11:10 | 0000-00-00 00:00:00 | 2025-11-29 02:00 | 0000-00-00 00:00:00
4 | Lutron Electronics | XPS12-FT | 4460-2023 | 4460 | 2023 | Lutron Electronics | SoftSwitch128%20Panel.jpg | 27557180627 | 12 RELAY FEED THROUGH PANEL | Softswitch 128 Switching System Power Panel, 12 relay feed through, 120V/277V/16A |  | 19 | 17 |  | SoftSwitch128 Panel.jpg | http://grandbrass.xologic.com/vendors/4460/large/SoftSwitch128%20Panel.jpg | [47 empty] | 3060 | 6120 | 6120 | [6 empty] | 0 | 1 | 1 | EA | 1 | Specialty Items |  |  | Control And Automation |  | Switches |  | Controller switch | [20 empty] | Other Specialty Items | [242 empty] | <a href="https://www.lutron.com/TechnicalDocumentLibrary/032162a.pdf" target="_blank">Installation Instructions</a> | [23 empty] | 50.000 DW |  |  | 30.0000 IN | [89 empty] | 1.000 EA | 1.000 EA | [35 empty] | No | [42 empty] | https://www.lutron.com/TechnicalDocumentLibrary/Softswitch128_col.pdf | [7 empty] | Shelf Stock | [39 empty] | 39122214 | [13 empty] | <a href="https://www.lutron.com/TechnicalDocumentLibrary/3601201A_Commercial_Limited_Warranty.pdf" target="_blank">Warranty Information</a> |  |  |  |  | 32.000 L | [14 empty] | 6120 | 3060 | 3060 | 3060 | Electrical | 2016-07-15 12:25 | 2025-01-02 14:29 | 0000-00-00 00:00:00 | 2025-11-29 02:00 | 2025-01-02 14:29
1 | Lutron Electronics | AY-10P-BL | 4460-2024 | 4460 | 2024 | Lutron Electronics | AY-10P-BL.jpg | 27557163590 | ARIADNI 1000W S-POLE PSET BOXED BLACK | Ariadni Dimmer, Incandescent/Halogen, Single-pole, preset, 120V/1000W in black |  | 2.3 | 4.5 |  | AY-10P-BL.jpg | http://grandbrass.xologic.com/vendors/4460/large/AY-10P-BL.jpg | [47 empty] | 0 | 0 | 0 | [6 empty] | 0 | 1 | 1 | EA | 1 | Lighting Controls | [7 empty] | Black | [16 empty] | Traditional |  |  | Dimmers | [242 empty] | <a href="https://www.lutron.com/TechnicalDocumentLibrary/0301689.pdf" target="_blank">Installation Instructions</a> | [23 empty] | 10.000 DW |  |  | 2.4000 IN | [89 empty] | 1.000 EA | 1.000 EA | [35 empty] | No | [42 empty] | https://assets.lutron.com/a/documents/spec%20guide%20volume%201%20with%20addendums.pdf#page=50 | [7 empty] | Shelf Stock | [13 empty] | <a href="https://www.lutron.com/TechnicalDocumentLibrary/368-4493_Page_2.pdf" target="_blank">Tech Drawing</a> | [25 empty] | 39122206 | [6 empty] | <a href="https://www.lutron.com/Education-Training/Tools/Pages/InstallDimmer.aspx?syst=Dimmers+%26+Switches&prodn=Ariadni%c2%ae+%2f+Toggler%c2%ae+dimmer" target="_blank">Product Video Clip</a> | [6 empty] | <a href="https://www.lutron.com/TechnicalDocumentLibrary/369-119_Wallbox_Warranty.pdf" target="_blank">Warranty Information</a> |  |  |  |  | 0.250 L | [14 empty] | 0 | 0 | 0 | 0 | Lighting Fixtures | 2016-07-15 12:25 | 2024-07-20 11:08 | 0000-00-00 00:00:00 | 2024-07-20 11:08 | 0000-00-00 00:00:00 | [6 empty] | Black
1 | Lutron Electronics | AY-10PH-AL | 4460-2189 | 4460 | 2189 | Lutron Electronics | AY-10PH-AL.jpg | 27557223997 | ARIADNI 1000W PRESET ALMOND CLAMSHELL | Ariadni Dimmer, Incandescent/Halogen, Single-pole, preset, 120V/1000W clamshell packaging in almond |  | 4.1 | 6.1 |  | AY-10PH-AL.jpg | http://grandbrass.xologic.com/vendors/4460/large/AY-10PH-AL.jpg | [47 empty] | 0 | 0 | 0 | [6 empty] | 0 | 1 | 1 | EA | 1 | Lighting Controls | [7 empty] | Nickel | [16 empty] | Traditional |  |  | Dimmers | [242 empty] | <a href="https://www.lutron.com/TechnicalDocumentLibrary/0301689.pdf" target="_blank">Installation Instructions</a> | [23 empty] | 2.000 DW |  |  | 2.3000 IN | [89 empty] | 1.000 EA | 1.000 EA | [35 empty] | No | [42 empty] | https://assets.lutron.com/a/documents/spec%20guide%20volume%201%20with%20addendums.pdf#page=50 | [7 empty] | Shelf Stock | [13 empty] | <a href="https://www.lutron.com/TechnicalDocumentLibrary/368-4493_Page_2.pdf" target="_blank">Tech Drawing</a> | [25 empty] | 39122206 | [6 empty] | <a href="https://www.lutron.com/Education-Training/Tools/Pages/InstallDimmer.aspx?syst=Dimmers+%26+Switches&prodn=Ariadni%c2%ae+%2f+Toggler%c2%ae+dimmer" target="_blank">Product Video Clip</a> | [6 empty] | <a href="https://www.lutron.com/TechnicalDocumentLibrary/369-119_Wallbox_Warranty.pdf" target="_blank">Warranty Information</a> |  |  |  |  | 0.300 L | [14 empty] | 0 | 0 | 0 | 0 | Lighting Fixtures | 2016-07-15 12:30 | 2024-07-20 11:07 | 0000-00-00 00:00:00 | 2024-07-20 11:07 | 0000-00-00 00:00:00 | [6 empty] | Almond
1 | Lutron Electronics | AY-103PH-AL | 4460-2190 | 4460 | 2190 | Lutron Electronics | AY-103PH-AL.jpg | 27557224000 | ARIADNI 1000W 3WAY ALMOND | Ariadni Dimmer, Incandescent/Halogen, 3-way, preset, 120V/1000W clamshell packaging in almond |  | 2.4 | 5.8 |  | AY-103PH-AL.jpg | http://grandbrass.xologic.com/vendors/4460/large/AY-103PH-AL.jpg | [47 empty] | 0 | 0 | 0 | [6 empty] | 0 | 1 | 1 | EA | 1 | Lighting Controls | [7 empty] | Nickel | [16 empty] | Traditional |  |  | Dimmers | [242 empty] | <a href="https://www.lutron.com/TechnicalDocumentLibrary/0301689.pdf" target="_blank">Installation Instructions</a> | [23 empty] | 2.000 DW |  |  | 4.0000 IN | [89 empty] | 1.000 EA | 1.000 EA | [35 empty] | No | [42 empty] | https://assets.lutron.com/a/documents/spec%20guide%20volume%201%20with%20addendums.pdf#page=50 | [7 empty] | Shelf Stock | [13 empty] | <a href="https://www.lutron.com/TechnicalDocumentLibrary/368-4493_Page_5.pdf" target="_blank">Tech Drawing</a> | [25 empty] | 39122206 | [6 empty] | <a href="https://www.lutron.com/Education-Training/Tools/Pages/InstallDimmer.aspx?syst=Dimmers+%26+Switches&prodn=Ariadni%c2%ae+%2f+Toggler%c2%ae+dimmer" target="_blank">Product Video Clip</a> | [6 empty] | <a href="https://www.lutron.com/TechnicalDocumentLibrary/369-119_Wallbox_Warranty.pdf" target="_blank">Warranty Information</a> |  |  |  |  | 0.280 L | [14 empty] | 0 | 0 | 0 | 0 | Lighting Fixtures | 2016-07-15 12:30 | 2024-07-20 11:06 | 0000-00-00 00:00:00 | 2024-07-20 11:06 | 0000-00-00 00:00:00 | [6 empty] | Almond
4 | Lutron Electronics | AYFSQ-FH-AL | 4460-2193 | 4460 | 2193 | Lutron Electronics | Ecom_AYFSQ-F-AL_nowallplate.jpeg?w=1500 | 27557224017 | ARIADNI QUIET FAN AL CLAMSHELL | Ariadni Fan Control, 3-way/single-pole, quiet 3-speed, 120V/1.5A clamshell packaging in almond |  | 4.1 | 6.1 | [50 empty] | 0 | 0 | 0 | [6 empty] | 0 | 1 | 1 | EA | 1 |  |  |  | Control And Automation |  | Switches |  | Speed Switch | Nickel | [16 empty] | Traditional | [245 empty] | <a href="https://www.lutron.com/TechnicalDocumentLibrary/030-1541_Combined_Language.pdf" target="_blank">Installation Instructions</a> | [23 empty] | 10.000 DW |  |  | 2.7000 IN | [89 empty] | 1.000 EA | 1.000 EA | [35 empty] | No | [42 empty] | https://assets.lutron.com/a/documents/spec%20guide%20volume%201%20with%20addendums.pdf#page=50 | [7 empty] | Shelf Stock | [13 empty] | <a href="https://www.lutron.com/TechnicalDocumentLibrary/368-4493_Page_5.pdf" target="_blank">Tech Drawing</a> | [25 empty] | 39122240 | [13 empty] | <a href="https://www.lutron.com/TechnicalDocumentLibrary/369-119_Wallbox_Warranty.pdf" target="_blank">Warranty Information</a> |  |  |  |  | 0.450 L | [14 empty] | 0 | 0 | 0 | 0 | Electrical | 2016-07-15 12:31 | 2024-07-20 11:11 | 0000-00-00 00:00:00 | 2024-07-20 11:11 | 0000-00-00 00:00:00 | [6 empty] | Almond
1 | Lutron Electronics | AY2-LFSQH-AL | 4460-2194 | 4460 | 2194 | Lutron Electronics | Ecom_AY2-LFSQ-AL_withwallplate.jpeg?w=1500 | 27557224024 | ARIADNI DUAL LT/QUIET FAN ALMOND CLAM | Ariadni Fan/Light Control, Fan control and dimmer, single-pole - quiet 3-speed, 120V/1.5A/300W clamshell packaging in almond |  | 4.2 | 2.6 | [50 empty] | 0 | 0 | 0 | [6 empty] | 0 | 1 | 1 | EA | 1 | Lighting Controls | [7 empty] | Nickel | [16 empty] | Traditional |  |  | Lightswitches | [242 empty] | <a href="https://www.lutron.com/TechnicalDocumentLibrary/0301992.pdf" target="_blank">Installation Instructions</a> | [23 empty] | 10.000 DW |  |  | 6.1000 IN | [89 empty] | 1.000 EA | 1.000 EA | [35 empty] | No | [42 empty] | https://assets.lutron.com/a/documents/spec%20guide%20volume%201%20with%20addendums.pdf#page=50 | [7 empty] | Shelf Stock | [13 empty] | <a href="https://www.lutron.com/TechnicalDocumentLibrary/368-4493_Page_30.pdf" target="_blank">Tech Drawing</a> | [25 empty] | 39122232 | [13 empty] | <a href="https://www.lutron.com/TechnicalDocumentLibrary/369-119_Wallbox_Warranty.pdf" target="_blank">Warranty Information</a> |  |  |  |  | 0.350 L | [14 empty] | 0 | 0 | 0 | 0 | Lighting Fixtures | 2016-07-15 12:31 | 2024-07-20 11:42 | 0000-00-00 00:00:00 | 2024-07-20 11:42 | 0000-00-00 00:00:00 | [6 empty] | Almond
1 | Lutron Electronics | DV-10PH-AL | 4460-2195 | 4460 | 2195 | Lutron Electronics | DV-10PH-AL.jpg | 27557223942 | DIVA INC 1000W ALMOND CLAMSHELL | Diva Dimmer - Gloss Finish, Incandescent/Halogen, Single-pole, 120V/1000W clamshell packaging in almond |  | 4.1 | 6.1 |  | DV-10PH-AL.jpg | http://grandbrass.xologic.com/vendors/4460/large/DV-10PH-AL.jpg | [47 empty] | 0 | 0 | 0 | [6 empty] | 0 | 1 | 1 | EA | 1 | Lighting Controls | [7 empty] | Nickel | [16 empty] | Traditional |  |  | Dimmers | [242 empty] | <a href="https://www.lutron.com/TechnicalDocumentLibrary/0301689.pdf" target="_blank">Installation Instructions</a> | [23 empty] | 2.000 DW |  |  | 2.5000 IN | [7 empty] | <a href="https://www.lutron.com/TechnicalDocumentLibrary/Diva_Typical.pdf" target="_blank">Line Drawing</a> | [81 empty] | 1.000 EA | 1.000 EA | [35 empty] | No | [42 empty] | https://www.lutron.com/TechnicalDocumentLibrary/DivaSatinColors.pdf | [7 empty] | Shelf Stock | [13 empty] | <a href="https://www.lutron.com/TechnicalDocumentLibrary/368-4493_Page_2.pdf" target="_blank">Tech Drawing</a> | [25 empty] | 39122206 | [6 empty] | <a href="https://www.lutron.com/Education-Training/Tools/Pages/InstallDimmer.aspx?syst=Dimmers+%26+Switches&prodn=Diva%c2%ae+dimmer+%26+switch" target="_blank">Product Video Clip</a> | [6 empty] | <a href="https://www.lutron.com/TechnicalDocumentLibrary/369-119_Wallbox_Warranty.pdf" target="_blank">Warranty Information</a> |  |  |  |  | 0.250 L | [14 empty] | 0 | 0 | 0 | 0 | Lighting Fixtures | 2016-07-15 12:31 | 2024-07-20 11:13 | 0000-00-00 00:00:00 | 2024-07-20 11:13 | 0000-00-00 00:00:00 | [6 empty] | Almond
1 | Lutron Electronics | DV-103PH-AL | 4460-2196 | 4460 | 2196 | Lutron Electronics | DV-103PH-AL.jpg | 27557223959 | DIVA INC 1000W 3WY ALMOND CLAMSHELL | Diva Dimmer - Gloss Finish, Incandescent/Halogen, 3-way, 120V/1000W clamshell packaging in almond |  | 4.1 | 6.1 |  | DV-103PH-AL.jpg | http://grandbrass.xologic.com/vendors/4460/large/DV-103PH-AL.jpg | [47 empty] | 0 | 0 | 0 | [6 empty] | 0 | 1 | 1 | EA | 1 | Lighting Controls | [7 empty] | Nickel | [16 empty] | Traditional |  |  | Dimmers | [242 empty] | <a href="https://www.lutron.com/TechnicalDocumentLibrary/0301689.pdf" target="_blank">Installation Instructions</a> | [23 empty] | 2.000 DW |  |  | 2.7000 IN | [7 empty] | <a href="https://www.lutron.com/TechnicalDocumentLibrary/Diva_Typical.pdf" target="_blank">Line Drawing</a> | [81 empty] | 1.000 EA | 1.000 EA | [35 empty] | No | [42 empty] | https://www.lutron.com/TechnicalDocumentLibrary/DivaSatinColors.pdf | [7 empty] | Shelf Stock | [13 empty] | <a href="https://www.lutron.com/TechnicalDocumentLibrary/368-4493_Page_5.pdf" target="_blank">Tech Drawing</a> | [25 empty] | 39122206 | [6 empty] | <a href="https://www.lutron.com/Education-Training/Tools/Pages/InstallDimmer.aspx?syst=Dimmers+%26+Switches&prodn=Diva%c2%ae+dimmer+%26+switch" target="_blank">Product Video Clip</a> | [6 empty] | <a href="https://www.lutron.com/TechnicalDocumentLibrary/369-119_Wallbox_Warranty.pdf" target="_blank">Warranty Information</a> |  |  |  |  | 0.350 L | [14 empty] | 0 | 0 | 0 | 0 | Lighting Fixtures | 2016-07-15 12:31 | 2024-07-20 11:09 | 0000-00-00 00:00:00 | 2024-07-20 11:09 | 0000-00-00 00:00:00 | [6 empty] | Almond
4 | Lutron Electronics | DVFSQ-FH-AL | 4460-2197 | 4460 | 2197 | Lutron Electronics | Ecom_DVFSQ-F-AL_nowallplate.jpeg | 27557223966 | DIVA QUIET FANSPEED ALMOND CLAMSHELL | Lutron Diva 3-Speed 1.5A Fan Control, Single-Pole/3-Way, Clamshell Packaging, Almond |  | 4.1 | 6.1 |  | Ecom_DVFSQ-F-AL_nowallplate.jpeg | http://grandbrass.xologic.com/vendors/4460/large/Ecom_DVFSQ-F-AL_nowallplate.jpeg | [47 empty] | 0 | 0 | 0 | [6 empty] | 0 | 1 | 1 | EA | 1 | Fan Accessories |  |  | Control And Automation |  | Switches |  | Speed Switch | Nickel | [16 empty] | Traditional |  |  | Fan Wall Mount Controls | [242 empty] | <a href="https://www.lutron.com/TechnicalDocumentLibrary/0301990.pdf" target="_blank">Installation Instructions</a> | [23 empty] | 10.000 DW |  |  | 2.7000 IN | [89 empty] | 1.000 EA | 1.000 EA | [35 empty] | No | [42 empty] | https://www.lutron.com/TechnicalDocumentLibrary/DivaSatinColors.pdf | [7 empty] | Shelf Stock | [13 empty] | <a href="https://www.lutron.com/TechnicalDocumentLibrary/368-4493_Page_5.pdf" target="_blank">Tech Drawing</a> | [25 empty] | 39122240 | [13 empty] | <a href="https://www.lutron.com/TechnicalDocumentLibrary/369-119_Wallbox_Warranty.pdf" target="_blank">Warranty Information</a> |  |  |  |  | 0.250 L | [14 empty] | 0 | 0 | 0 | 0 | Electrical | 2016-07-15 12:31 | 2024-07-20 11:13 | 0000-00-00 00:00:00 | 2025-11-29 02:00 | 0000-00-00 00:00:00 | [6 empty] | Almond
1 | Lutron Electronics | MSCLV-600M-BI | 4460-2198 | 4460 | 2198 | Lutron Electronics | MSCLV-600M-BI.jpg | 27557803953 | MAESTRO SC 600W LV BISCUIT | Maestro Dimmer - Satin Finish, Magnetic Low-Voltage, Multi-location/single-pole, 120V/600VA (450W) in biscuit |  | 2.3 | 4.5 |  | MSCLV-600M-BI.jpg | http://grandbrass.xologic.com/vendors/4460/large/MSCLV-600M-BI.jpg | [47 empty] | 0 | 0 | 0 | [6 empty] | 0 | 1 | 1 | EA | 1 | Lighting Controls | [7 empty] | White | [16 empty] | Traditional |  |  | Dimmers | [242 empty] | <a href="https://www.lutron.com/TechnicalDocumentLibrary/0301940.pdf" target="_blank">Installation Instructions</a> | [23 empty] | 10.000 DW |  |  | 2.3000 IN | [89 empty] | 1.000 EA | 1.000 EA | [35 empty] | No | [42 empty] | https://www.lutron.com/TechnicalDocumentLibrary/maestrosatincolors.pdf | [7 empty] | Shelf Stock | [13 empty] | <a href="https://www.lutron.com/TechnicalDocumentLibrary/368-4493_Page_9.pdf" target="_blank">Tech Drawing</a> | [25 empty] | 39122206 | [6 empty] | <a href="https://www.lutron.com/Service-Support/Technical/InstallationInstructions/Pages/Videos.aspx?syst=Dimmers+%26+Switches&prodn=Maestro%c2%ae+dimmer+%26+switch" target="_blank">Product Video Clip</a> | [6 empty] | <a href="https://www.lutron.com/TechnicalDocumentLibrary/369-119_Wallbox_Warranty.pdf" target="_blank">Warranty Information</a> |  |  |  |  | 0.270 L | [14 empty] | 0 | 0 | 0 | 0 | Lighting Fixtures | 2016-07-15 12:31 | 2024-07-20 11:42 | 0000-00-00 00:00:00 | 2024-07-20 11:42 | 0000-00-00 00:00:00 | [6 empty] | Biscuit
1 | Lutron Electronics | MSCLV-600M-HT | 4460-2201 | 4460 | 2201 | Lutron Electronics | MSCLV-600M-HT.jpg | 27557804035 | MAESTRO SC 600W LV HOT | Maestro Dimmer - Satin Finish, Magnetic Low-Voltage, Multi-location/single-pole, 120V/600VA (450W) in hot |  | 2.3 | 4.5 |  | MSCLV-600M-HT.jpg | http://grandbrass.xologic.com/vendors/4460/large/MSCLV-600M-HT.jpg | [47 empty] | 0 | 0 | 0 | [6 empty] | 0 | 1 | 1 | EA | 1 | Lighting Controls | [7 empty] | Red | [16 empty] | Traditional |  |  | Dimmers | [242 empty] | <a href="https://www.lutron.com/TechnicalDocumentLibrary/0301940.pdf" target="_blank">Installation Instructions</a> | [23 empty] | 10.000 DW |  |  | 2.3000 IN | [89 empty] | 1.000 EA | 1.000 EA | [35 empty] | No | [42 empty] | https://www.lutron.com/TechnicalDocumentLibrary/maestrosatincolors.pdf | [7 empty] | Shelf Stock | [13 empty] | <a href="https://www.lutron.com/TechnicalDocumentLibrary/368-4493_Page_9.pdf" target="_blank">Tech Drawing</a> | [25 empty] | 39122206 | [6 empty] | <a href="https://www.lutron.com/Service-Support/Technical/InstallationInstructions/Pages/Videos.aspx?syst=Dimmers+%26+Switches&prodn=Maestro%c2%ae+dimmer+%26+switch" target="_blank">Product Video Clip</a> | [6 empty] | <a href="https://www.lutron.com/TechnicalDocumentLibrary/369-119_Wallbox_Warranty.pdf" target="_blank">Warranty Information</a> |  |  |  |  | 0.270 L | [14 empty] | 0 | 0 | 0 | 0 | Lighting Fixtures | 2016-07-15 12:31 | 2024-07-20 11:10 | 0000-00-00 00:00:00 | 2024-07-20 11:10 | 0000-00-00 00:00:00
1 | Lutron Electronics | MSCLV-600M-MN | 4460-2203 | 4460 | 2203 | Lutron Electronics | MSCLV-600M-MN.jpg | 27557804110 | MAESTRO SC 600W LV MIDNIGHT | Maestro Dimmer - Satin Finish, Magnetic Low-Voltage, Multi-location/single-pole, 120V/600VA (450W) in midnight |  | 2.3 | 4.5 |  | MSCLV-600M-MN.jpg | http://grandbrass.xologic.com/vendors/4460/large/MSCLV-600M-MN.jpg | [47 empty] | 0 | 0 | 0 | [6 empty] | 0 | 1 | 1 | EA | 1 | Lighting Controls | [7 empty] | Black | [16 empty] | Traditional |  |  | Dimmers | [242 empty] | <a href="https://www.lutron.com/TechnicalDocumentLibrary/0301940.pdf" target="_blank">Installation Instructions</a> | [23 empty] | 10.000 DW |  |  | 2.3000 IN | [89 empty] | 1.000 EA | 1.000 EA | [35 empty] | No | [42 empty] | https://www.lutron.com/TechnicalDocumentLibrary/maestrosatincolors.pdf | [7 empty] | Shelf Stock | [13 empty] | <a href="https://www.lutron.com/TechnicalDocumentLibrary/368-4493_Page_9.pdf" target="_blank">Tech Drawing</a> | [25 empty] | 39122206 | [6 empty] | <a href="https://www.lutron.com/Service-Support/Technical/InstallationInstructions/Pages/Videos.aspx?syst=Dimmers+%26+Switches&prodn=Maestro%c2%ae+dimmer+%26+switch" target="_blank">Product Video Clip</a> | [6 empty] | <a href="https://www.lutron.com/TechnicalDocumentLibrary/369-119_Wallbox_Warranty.pdf" target="_blank">Warranty Information</a> |  |  |  |  | 0.270 L | [14 empty] | 0 | 0 | 0 | 0 | Lighting Fixtures | 2016-07-15 12:31 | 2024-07-20 11:07 | 0000-00-00 00:00:00 | 2024-07-20 11:07 | 0000-00-00 00:00:00 | [6 empty] | Midnight
1 | Lutron Electronics | MSCLV-600M-SW | 4460-2205 | 4460 | 2205 | Lutron Electronics | MSCLV-600M-SW.jpg | 27557804196 | MAESTRO SC 600W LV SNOW | Maestro Dimmer - Satin Finish, Magnetic Low-Voltage, Multi-location/single-pole, 120V/600VA (450W) in snow |  | 2.3 | 4.5 |  | MSCLV-600M-SW.jpg | http://grandbrass.xologic.com/vendors/4460/large/MSCLV-600M-SW.jpg | [47 empty] | 0 | 0 | 0 | [6 empty] | 0 | 1 | 1 | EA | 1 | Lighting Controls | [7 empty] | White | [16 empty] | Traditional |  |  | Dimmers | [242 empty] | <a href="https://www.lutron.com/TechnicalDocumentLibrary/0301940.pdf" target="_blank">Installation Instructions</a> | [23 empty] | 10.000 DW |  |  | 2.3000 IN | [89 empty] | 1.000 EA | 1.000 EA | [35 empty] | No | [42 empty] | https://www.lutron.com/TechnicalDocumentLibrary/maestrosatincolors.pdf | [7 empty] | Shelf Stock | [13 empty] | <a href="https://www.lutron.com/TechnicalDocumentLibrary/368-4493_Page_9.pdf" target="_blank">Tech Drawing</a> | [25 empty] | 39122206 | [6 empty] | <a href="https://www.lutron.com/Service-Support/Technical/InstallationInstructions/Pages/Videos.aspx?syst=Dimmers+%26+Switches&prodn=Maestro%c2%ae+dimmer+%26+switch" target="_blank">Product Video Clip</a> | [6 empty] | <a href="https://www.lutron.com/TechnicalDocumentLibrary/369-119_Wallbox_Warranty.pdf" target="_blank">Warranty Information</a> |  |  |  |  | 0.270 L | [14 empty] | 0 | 0 | 0 | 0 | Lighting Fixtures | 2016-07-15 12:31 | 2024-07-20 11:09 | 0000-00-00 00:00:00 | 2024-07-20 11:09 | 0000-00-00 00:00:00 | [6 empty] | Snow
1 | Lutron Electronics | MSCLV-600M-TP | 4460-2207 | 4460 | 2207 | Lutron Electronics | MSCLV-600M-TP.jpg | 27557804233 | MAESTRO SC 600W LV TAUPE | Maestro Dimmer - Satin Finish, Magnetic Low-Voltage, Multi-location/single-pole, 120V/600VA (450W) in taupe |  | 2.3 | 4.5 |  | MSCLV-600M-TP.jpg | http://grandbrass.xologic.com/vendors/4460/large/MSCLV-600M-TP.jpg | [47 empty] | 0 | 0 | 0 | [6 empty] | 0 | 1 | 1 | EA | 1 | Lighting Controls | [7 empty] | Gray | [16 empty] | Traditional |  |  | Dimmers | [242 empty] | <a href="https://www.lutron.com/TechnicalDocumentLibrary/0301940.pdf" target="_blank">Installation Instructions</a> | [23 empty] | 10.000 DW |  |  | 2.3000 IN | [89 empty] | 1.000 EA | 1.000 EA | [35 empty] | No | [42 empty] | https://www.lutron.com/TechnicalDocumentLibrary/maestrosatincolors.pdf | [7 empty] | Shelf Stock | [13 empty] | <a href="https://www.lutron.com/TechnicalDocumentLibrary/368-4493_Page_9.pdf" target="_blank">Tech Drawing</a> | [25 empty] | 39122206 | [6 empty] | <a href="https://www.lutron.com/Service-Support/Technical/InstallationInstructions/Pages/Videos.aspx?syst=Dimmers+%26+Switches&prodn=Maestro%c2%ae+dimmer+%26+switch" target="_blank">Product Video Clip</a> | [6 empty] | <a href="https://www.lutron.com/TechnicalDocumentLibrary/369-119_Wallbox_Warranty.pdf" target="_blank">Warranty Information</a> |  |  |  |  | 0.270 L | [14 empty] | 0 | 0 | 0 | 0 | Lighting Fixtures | 2016-07-15 12:31 | 2024-07-20 11:09 | 0000-00-00 00:00:00 | 2024-07-20 11:09 | 0000-00-00 00:00:00 | [6 empty] | Taupe
1 | Lutron Electronics | RK-AD-10-IV | 4460-2216 | 4460 | 2216 | Lutron Electronics | RK-AD-10-IV.jpg | 27557233217 | 10 COLOR KITS FOR NEW RA AD IN IVORY | RadioRA 2 Replacement Button Kit for Companion Dimmers, 10-pack in ivory |  | 10.9 | 4.5 |  | RK-AD-10-IV.jpg | http://grandbrass.xologic.com/vendors/4460/large/RK-AD-10-IV.jpg | [47 empty] | 0 | 0 | 0 | [6 empty] | 0 | 1 | 1 | EA | 1 | Specialty Items | [7 empty] | White | [19 empty] | Lighting Accessories | [242 empty] | <a href="https://www.lutron.com/TechnicalDocumentLibrary/044-105e.pdf" target="_blank">Installation Instructions</a> | [23 empty] | 5.000 DW |  |  | 1.7000 IN | [89 empty] | 1.000 EA | 1.000 EA | [35 empty] | No | [42 empty] | https://www.lutron.com/TechnicalDocumentLibrary/369305_ENG.pdf | [7 empty] | Shelf Stock | [13 empty] | <a href="https://www.lutron.com/TechnicalDocumentLibrary/368-4493_Page_9.pdf" target="_blank">Tech Drawing</a> | [25 empty] | 39122221 | [13 empty] | <a href="https://www.lutron.com/TechnicalDocumentLibrary/043492.pdf" target="_blank">Warranty Information</a> |  |  |  |  | 0.450 L | [14 empty] | 0 | 0 | 0 | 0 | Lighting Fixtures | 2016-07-15 12:31 | 2024-07-20 11:10 | 0000-00-00 00:00:00 | 2024-07-20 11:10 | 0000-00-00 00:00:00 | [6 empty] | Ivory
1 | Lutron Electronics | RK-AD-10-WH | 4460-2223 | 4460 | 2223 | Lutron Electronics | RK-AD-10-WH.jpg | 27557233286 | 10 COLOR KITS FOR NEW RA AD IN WHITE | RadioRA 2 Replacement Button Kit for Companion Dimmers, 10-pack in white |  | 10.9 | 4.5 |  | RK-AD-10-WH.jpg | http://grandbrass.xologic.com/vendors/4460/large/RK-AD-10-WH.jpg | [47 empty] | 0 | 0 | 0 | [6 empty] | 0 | 1 | 1 | EA | 1 | Specialty Items | [7 empty] | White | [19 empty] | Lighting Accessories | [242 empty] | <a href="https://www.lutron.com/TechnicalDocumentLibrary/044-105e.pdf" target="_blank">Installation Instructions</a> | [23 empty] | 10.000 DW |  |  | 1.7000 IN | [89 empty] | 1.000 EA | 1.000 EA | [35 empty] | No | [42 empty] | https://www.lutron.com/TechnicalDocumentLibrary/369305_ENG.pdf | [7 empty] | Shelf Stock | [13 empty] | <a href="https://www.lutron.com/TechnicalDocumentLibrary/368-4493_Page_9.pdf" target="_blank">Tech Drawing</a> | [25 empty] | 39122221 | [13 empty] | <a href="https://www.lutron.com/TechnicalDocumentLibrary/043492.pdf" target="_blank">Warranty Information</a> |  |  |  |  | 0.450 L | [14 empty] | 0 | 0 | 0 | 0 | Lighting Fixtures | 2016-07-15 12:31 | 2024-07-20 11:07 | 0000-00-00 00:00:00 | 2024-07-20 11:07 | 0000-00-00 00:00:00 | [6 empty] | White
1 | Lutron Electronics | RK-AS-AL | 4460-2224 | 4460 | 2224 | Lutron Electronics | RK-AS-AL.jpg | 27557233347 | COLOR KIT FOR NEW RA AS IN ALMOND | RadioRA 2 Replacement Button Kit for Companion Switches in almond |  | 2.3 | 4.5 |  | RK-AS-AL.jpg | http://grandbrass.xologic.com/vendors/4460/large/RK-AS-AL.jpg | [47 empty] | 0 | 0 | 0 | [6 empty] | 0 | 1 | 1 | EA | 1 | Specialty Items | [7 empty] | Nickel | [19 empty] | Lighting Accessories | [242 empty] | <a href="https://www.lutron.com/TechnicalDocumentLibrary/044-105e.pdf" target="_blank">Installation Instructions</a> | [23 empty] | 5.000 DW |  |  | 2.3000 IN | [89 empty] | 1.000 EA | 1.000 EA | [35 empty] | No | [42 empty] | https://www.lutron.com/TechnicalDocumentLibrary/369225_SPA.pdf | [7 empty] | Shelf Stock | [13 empty] | <a href="https://www.lutron.com/TechnicalDocumentLibrary/368-4493_Page_9.pdf" target="_blank">Tech Drawing</a> | [25 empty] | 39122221 | [13 empty] | <a href="https://www.lutron.com/TechnicalDocumentLibrary/043492.pdf" target="_blank">Warranty Information</a> |  |  |  |  | 0.100 L | [14 empty] | 0 | 0 | 0 | 0 | Lighting Fixtures | 2016-07-15 12:32 | 2024-07-20 11:08 | 0000-00-00 00:00:00 | 2024-07-20 11:08 | 0000-00-00 00:00:00 | [6 empty] | Almond
1 | Lutron Electronics | RK-AS-BI | 4460-2226 | 4460 | 2226 | Lutron Electronics | RK-AS-BI.jpg | 27557233446 | COLOR KIT FOR NEW RA AS IN BISCUIT | RadioRA 2 Replacement Button Kit for Companion Switches in biscuit |  | 2.3 | 4.5 |  | RK-AS-BI.jpg | http://grandbrass.xologic.com/vendors/4460/large/RK-AS-BI.jpg | [47 empty] | 0 | 0 | 0 | [6 empty] | 0 | 1 | 1 | EA | 1 | Specialty Items | [7 empty] | Brown | [19 empty] | Lighting Accessories | [242 empty] | <a href="https://www.lutron.com/TechnicalDocumentLibrary/044-105e.pdf" target="_blank">Installation Instructions</a> | [23 empty] | 10.000 DW |  |  | 2.3000 IN | [89 empty] | 1.000 EA | 1.000 EA | [35 empty] | No | [42 empty] | https://www.lutron.com/TechnicalDocumentLibrary/369225_SPA.pdf | [7 empty] | Shelf Stock | [13 empty] | <a href="https://www.lutron.com/TechnicalDocumentLibrary/368-4493_Page_9.pdf" target="_blank">Tech Drawing</a> | [25 empty] | 39122221 | [13 empty] | <a href="https://www.lutron.com/TechnicalDocumentLibrary/043492.pdf" target="_blank">Warranty Information</a> |  |  |  |  | 0.100 L | [14 empty] | 0 | 0 | 0 | 0 | Lighting Fixtures | 2016-07-15 12:32 | 2024-07-20 11:06 | 0000-00-00 00:00:00 | 2024-07-20 11:06 | 0000-00-00 00:00:00 | [6 empty] | Biscuit
1 | Lutron Electronics | RK-AS-BL | 4460-2227 | 4460 | 2227 | Lutron Electronics | RK-AS-BL.jpg | 27557233354 | COLOR KIT FOR NEW RA AS IN BLACK | RadioRA 2 Replacement Button Kit for Companion Switches in black |  | 2.3 | 4.5 |  | RK-AS-BL.jpg | http://grandbrass.xologic.com/vendors/4460/large/RK-AS-BL.jpg | [47 empty] | 0 | 0 | 0 | [6 empty] | 0 | 1 | 1 | EA | 1 | Specialty Items | [7 empty] | Black | [19 empty] | Lighting Accessories | [242 empty] | <a href="https://www.lutron.com/TechnicalDocumentLibrary/044-105e.pdf" target="_blank">Installation Instructions</a> | [23 empty] | 15.000 DW |  |  | 2.3000 IN | [89 empty] | 1.000 EA | 1.000 EA | [35 empty] | No | [42 empty] | https://www.lutron.com/TechnicalDocumentLibrary/369225_SPA.pdf | [7 empty] | Shelf Stock | [13 empty] | <a href="https://www.lutron.com/TechnicalDocumentLibrary/368-4493_Page_9.pdf" target="_blank">Tech Drawing</a> | [25 empty] | 39122221 | [13 empty] | <a href="https://www.lutron.com/TechnicalDocumentLibrary/043492.pdf" target="_blank">Warranty Information</a> |  |  |  |  | 0.100 L | [14 empty] | 0 | 0 | 0 | 0 | Lighting Fixtures | 2016-07-15 12:32 | 2024-07-20 11:07 | 0000-00-00 00:00:00 | 2024-07-20 11:07 | 0000-00-00 00:00:00 | [6 empty] | Black
1 | Lutron Electronics | RK-AS-BR | 4460-2228 | 4460 | 2228 | Lutron Electronics | RK-AS-BR.jpg | 27557233378 | COLOR KIT FOR NEW RA AS IN BROWN | RadioRA 2 Replacement Button Kit for Companion Switches in brown |  | 2.3 | 4.5 |  | RK-AS-BR.jpg | http://grandbrass.xologic.com/vendors/4460/large/RK-AS-BR.jpg | [47 empty] | 0 | 0 | 0 | [6 empty] | 0 | 1 | 1 | EA | 1 | Specialty Items | [7 empty] | Brown | [19 empty] | Lighting Accessories | [242 empty] | <a href="https://www.lutron.com/TechnicalDocumentLibrary/044-105e.pdf" target="_blank">Installation Instructions</a> | [23 empty] | 10.000 DW |  |  | 2.3000 IN | [89 empty] | 1.000 EA | 1.000 EA | [35 empty] | No | [42 empty] | https://www.lutron.com/TechnicalDocumentLibrary/369225_SPA.pdf | [7 empty] | Shelf Stock | [13 empty] | <a href="https://www.lutron.com/TechnicalDocumentLibrary/368-4493_Page_9.pdf" target="_blank">Tech Drawing</a> | [25 empty] | 39122221 | [13 empty] | <a href="https://www.lutron.com/TechnicalDocumentLibrary/043492.pdf" target="_blank">Warranty Information</a> |  |  |  |  | 0.100 L | [14 empty] | 0 | 0 | 0 | 0 | Lighting Fixtures | 2016-07-15 12:32 | 2024-07-20 11:13 | 0000-00-00 00:00:00 | 2024-07-20 11:13 | 0000-00-00 00:00:00 | [6 empty] | Brown
1 | Lutron Electronics | RK-AS-GR | 4460-2232 | 4460 | 2232 | Lutron Electronics | RK-AS-GR.jpg | 27557233385 | COLOR KIT FOR NEW RA AS IN GRAY | RadioRA 2 Replacement Button Kit for Companion Switches in gray |  | 2.3 | 4.5 |  | RK-AS-GR.jpg | http://grandbrass.xologic.com/vendors/4460/large/RK-AS-GR.jpg | [47 empty] | 0 | 0 | 0 | [6 empty] | 0 | 1 | 1 | EA | 1 | Specialty Items | [7 empty] | Gray | [19 empty] | Lighting Accessories | [242 empty] | <a href="https://www.lutron.com/TechnicalDocumentLibrary/044-105e.pdf" target="_blank">Installation Instructions</a> | [23 empty] | 10.000 DW |  |  | 2.3000 IN | [89 empty] | 1.000 EA | 1.000 EA | [35 empty] | No | [42 empty] | https://www.lutron.com/TechnicalDocumentLibrary/369225_SPA.pdf | [7 empty] | Shelf Stock | [13 empty] | <a href="https://www.lutron.com/TechnicalDocumentLibrary/368-4493_Page_9.pdf" target="_blank">Tech Drawing</a> | [25 empty] | 39122221 | [13 empty] | <a href="https://www.lutron.com/TechnicalDocumentLibrary/043492.pdf" target="_blank">Warranty Information</a> |  |  |  |  | 0.100 L | [14 empty] | 0 | 0 | 0 | 0 | Lighting Fixtures | 2016-07-15 12:32 | 2024-07-20 11:07 | 0000-00-00 00:00:00 | 2024-07-20 11:07 | 0000-00-00 00:00:00 | [6 empty] | Gray
1 | Lutron Electronics | RK-AS-HT | 4460-2233 | 4460 | 2233 | Lutron Electronics | RK-AS-HT.jpg | 27557233538 | COLOR KIT FOR NEW RA AS IN HOT | RadioRA 2 Replacement Button Kit for Companion Switches in hot |  | 2.3 | 4.5 |  | RK-AS-HT.jpg | http://grandbrass.xologic.com/vendors/4460/large/RK-AS-HT.jpg | [47 empty] | 0 | 0 | 0 | [6 empty] | 0 | 1 | 1 | EA | 1 | Specialty Items | [27 empty] | Lighting Accessories | [242 empty] | <a href="https://www.lutron.com/TechnicalDocumentLibrary/044-105e.pdf" target="_blank">Installation Instructions</a> | [23 empty] | 5.000 DW |  |  | 2.3000 IN | [89 empty] | 1.000 EA | 1.000 EA | [35 empty] | No | [42 empty] | https://www.lutron.com/TechnicalDocumentLibrary/369225_SPA.pdf | [7 empty] | Shelf Stock | [13 empty] | <a href="https://www.lutron.com/TechnicalDocumentLibrary/368-4493_Page_9.pdf" target="_blank">Tech Drawing</a> | [25 empty] | 39122221 | [13 empty] | <a href="https://www.lutron.com/TechnicalDocumentLibrary/043492.pdf" target="_blank">Warranty Information</a> |  |  |  |  | 0.100 L | [14 empty] | 0 | 0 | 0 | 0 | Lighting Fixtures | 2016-07-15 12:32 | 2024-07-20 11:06 | 0000-00-00 00:00:00 | 2024-07-20 11:06 | 0000-00-00 00:00:00
1 | Lutron Electronics | RK-AS-IV | 4460-2234 | 4460 | 2234 | Lutron Electronics | RK-AS-IV.jpg | 27557233392 | COLOR KIT FOR NEW RA AS IN IVORY | RadioRA 2 Replacement Button Kit for Companion Switches in ivory |  | 2.3 | 4.5 |  | RK-AS-IV.jpg | http://grandbrass.xologic.com/vendors/4460/large/RK-AS-IV.jpg | [47 empty] | 0 | 0 | 0 | [6 empty] | 0 | 1 | 1 | EA | 1 | Specialty Items | [7 empty] | White | [19 empty] | Lighting Accessories | [242 empty] | <a href="https://www.lutron.com/TechnicalDocumentLibrary/044-105e.pdf" target="_blank">Installation Instructions</a> | [23 empty] | 10.000 DW |  |  | 2.3000 IN | [89 empty] | 1.000 EA | 1.000 EA | [35 empty] | No | [42 empty] | https://www.lutron.com/TechnicalDocumentLibrary/369225_SPA.pdf | [7 empty] | Shelf Stock | [13 empty] | <a href="https://www.lutron.com/TechnicalDocumentLibrary/368-4493_Page_9.pdf" target="_blank">Tech Drawing</a> | [25 empty] | 39122221 | [13 empty] | <a href="https://www.lutron.com/TechnicalDocumentLibrary/043492.pdf" target="_blank">Warranty Information</a> |  |  |  |  | 0.100 L | [14 empty] | 0 | 0 | 0 | 0 | Lighting Fixtures | 2016-07-15 12:32 | 2024-07-20 11:10 | 0000-00-00 00:00:00 | 2024-07-20 11:10 | 0000-00-00 00:00:00 | [6 empty] | Ivory
1 | Lutron Electronics | RK-AS-LA | 4460-2235 | 4460 | 2235 | Lutron Electronics | RK-AS-LA.jpg | 27557233361 | COLOR KIT FOR NEW RA AS IN LIGHT ALMOND | RadioRA 2 Replacement Button Kit for Companion Switches in light almond |  | 2.3 | 4.5 |  | RK-AS-LA.jpg | http://grandbrass.xologic.com/vendors/4460/large/RK-AS-LA.jpg | [47 empty] | 0 | 0 | 0 | [6 empty] | 0 | 1 | 1 | EA | 1 | Specialty Items | [27 empty] | Lighting Accessories | [242 empty] | <a href="https://www.lutron.com/TechnicalDocumentLibrary/044-105e.pdf" target="_blank">Installation Instructions</a> | [23 empty] | 2.000 DW |  |  | 2.3000 IN | [89 empty] | 1.000 EA | 1.000 EA | [35 empty] | No | [42 empty] | https://www.lutron.com/TechnicalDocumentLibrary/369225_SPA.pdf | [7 empty] | Shelf Stock | [13 empty] | <a href="https://www.lutron.com/TechnicalDocumentLibrary/368-4493_Page_9.pdf" target="_blank">Tech Drawing</a> | [25 empty] | 39122221 | [13 empty] | <a href="https://www.lutron.com/TechnicalDocumentLibrary/043492.pdf" target="_blank">Warranty Information</a> |  |  |  |  | 0.100 L | [14 empty] | 0 | 0 | 0 | 0 | Lighting Fixtures | 2016-07-15 12:32 | 2024-07-20 11:07 | 0000-00-00 00:00:00 | 2024-07-20 11:07 | 0000-00-00 00:00:00
1 | Lutron Electronics | RK-AS-MN | 4460-2237 | 4460 | 2237 | Lutron Electronics | RK-AS-MN.jpg | 27557233408 | COLOR KIT FOR NEW RA AS IN MIDNIGHT | RadioRA 2 Replacement Button Kit for Companion Switches in midnight |  | 2.3 | 4.5 |  | RK-AS-MN.jpg | http://grandbrass.xologic.com/vendors/4460/large/RK-AS-MN.jpg | [47 empty] | 0 | 0 | 0 | [6 empty] | 0 | 1 | 1 | EA | 1 | Specialty Items | [27 empty] | Lighting Accessories | [242 empty] | <a href="https://www.lutron.com/TechnicalDocumentLibrary/044-105e.pdf" target="_blank">Installation Instructions</a> | [23 empty] | 5.000 DW |  |  | 2.3000 IN | [89 empty] | 1.000 EA | 1.000 EA | [35 empty] | No | [42 empty] | https://www.lutron.com/TechnicalDocumentLibrary/369225_SPA.pdf | [7 empty] | Shelf Stock | [13 empty] | <a href="https://www.lutron.com/TechnicalDocumentLibrary/368-4493_Page_9.pdf" target="_blank">Tech Drawing</a> | [25 empty] | 39122221 | [13 empty] | <a href="https://www.lutron.com/TechnicalDocumentLibrary/043492.pdf" target="_blank">Warranty Information</a> |  |  |  |  | 0.100 L | [14 empty] | 0 | 0 | 0 | 0 | Lighting Fixtures | 2016-07-15 12:32 | 2024-07-20 11:08 | 0000-00-00 00:00:00 | 2024-07-20 11:08 | 0000-00-00 00:00:00 | [6 empty] | Midnight
1 | Lutron Electronics | RK-AS-SW | 4460-2242 | 4460 | 2242 | Lutron Electronics | RK-AS-SW.jpg | 27557233422 | COLOR KIT FOR NEW RA AS IN SNOW | RadioRA 2 Replacement Button Kit for Companion Switches in snow |  | 2.3 | 4.5 |  | RK-AS-SW.jpg | http://grandbrass.xologic.com/vendors/4460/large/RK-AS-SW.jpg | [47 empty] | 0 | 0 | 0 | [6 empty] | 0 | 1 | 1 | EA | 1 | Specialty Items | [27 empty] | Lighting Accessories | [242 empty] | <a href="https://www.lutron.com/TechnicalDocumentLibrary/044-105e.pdf" target="_blank">Installation Instructions</a> | [23 empty] | 10.000 DW |  |  | 2.3000 IN | [89 empty] | 1.000 EA | 1.000 EA | [35 empty] | No | [42 empty] | https://www.lutron.com/TechnicalDocumentLibrary/369225_SPA.pdf | [7 empty] | Shelf Stock | [13 empty] | <a href="https://www.lutron.com/TechnicalDocumentLibrary/368-4493_Page_9.pdf" target="_blank">Tech Drawing</a> | [25 empty] | 39122221 | [13 empty] | <a href="https://www.lutron.com/TechnicalDocumentLibrary/043492.pdf" target="_blank">Warranty Information</a> |  |  |  |  | 0.100 L | [14 empty] | 0 | 0 | 0 | 0 | Lighting Fixtures | 2016-07-15 12:32 | 2024-07-20 11:42 | 0000-00-00 00:00:00 | 2024-07-20 11:42 | 0000-00-00 00:00:00 | [6 empty] | Snow
1 | Lutron Electronics | RK-AS-TP | 4460-2244 | 4460 | 2244 | Lutron Electronics | RK-AS-TP.jpg | 27557233415 | COLOR KIT FOR NEW RA AS IN TAUPE | RadioRA 2 Replacement Button Kit for Companion Switches in taupe |  | 2.3 | 4.5 |  | RK-AS-TP.jpg | http://grandbrass.xologic.com/vendors/4460/large/RK-AS-TP.jpg | [47 empty] | 0 | 0 | 0 | [6 empty] | 0 | 1 | 1 | EA | 1 | Specialty Items | [27 empty] | Lighting Accessories | [242 empty] | <a href="https://www.lutron.com/TechnicalDocumentLibrary/044-105e.pdf" target="_blank">Installation Instructions</a> | [23 empty] | 10.000 DW |  |  | 2.3000 IN | [89 empty] | 1.000 EA | 1.000 EA | [35 empty] | No | [42 empty] | https://www.lutron.com/TechnicalDocumentLibrary/369225_SPA.pdf | [7 empty] | Shelf Stock | [13 empty] | <a href="https://www.lutron.com/TechnicalDocumentLibrary/368-4493_Page_9.pdf" target="_blank">Tech Drawing</a> | [25 empty] | 39122221 | [13 empty] | <a href="https://www.lutron.com/TechnicalDocumentLibrary/043492.pdf" target="_blank">Warranty Information</a> |  |  |  |  | 0.100 L | [14 empty] | 0 | 0 | 0 | 0 | Lighting Fixtures | 2016-07-15 12:32 | 2024-07-20 11:12 | 0000-00-00 00:00:00 | 2024-07-20 11:12 | 0000-00-00 00:00:00 | [6 empty] | Taupe
1 | Lutron Electronics | RK-AS-WH | 4460-2245 | 4460 | 2245 | Lutron Electronics | RK-AS-WH.jpg | 27557233545 | COLOR KIT FOR NEW RA AS IN WHITE | RadioRA 2 Replacement Button Kit for Companion Switches in white |  | 2.3 | 4.5 |  | RK-AS-WH.jpg | http://grandbrass.xologic.com/vendors/4460/large/RK-AS-WH.jpg | [47 empty] | 0 | 0 | 0 | [6 empty] | 0 | 1 | 1 | EA | 1 | Specialty Items | [7 empty] | White | [19 empty] | Lighting Accessories | [242 empty] | <a href="https://www.lutron.com/TechnicalDocumentLibrary/044-105e.pdf" target="_blank">Installation Instructions</a> | [23 empty] | 10.000 DW |  |  | 2.3000 IN | [89 empty] | 1.000 EA | 1.000 EA | [35 empty] | No | [42 empty] | https://www.lutron.com/TechnicalDocumentLibrary/369225_SPA.pdf | [7 empty] | Shelf Stock | [13 empty] | <a href="https://www.lutron.com/TechnicalDocumentLibrary/368-4493_Page_9.pdf" target="_blank">Tech Drawing</a> | [25 empty] | 39122221 | [13 empty] | <a href="https://www.lutron.com/TechnicalDocumentLibrary/043492.pdf" target="_blank">Warranty Information</a> |  |  |  |  | 0.100 L | [14 empty] | 0 | 0 | 0 | 0 | Lighting Fixtures | 2016-07-15 12:32 | 2024-07-20 11:08 | 0000-00-00 00:00:00 | 2024-07-20 11:08 | 0000-00-00 00:00:00 | [6 empty] | White
1 | Lutron Electronics | RK-AS-10-BI | 4460-2247 | 4460 | 2247 | Lutron Electronics | RK-AS-10-BI.jpg | 27557233668 | 10 COLOR KITS FOR NEW RA AS IN BISCUIT | RadioRA 2 Replacement Button Kit for Companion Switches, 10-pack in biscuit |  | 10.9 | 4.5 |  | RK-AS-10-BI.jpg | http://grandbrass.xologic.com/vendors/4460/large/RK-AS-10-BI.jpg | [47 empty] | 0 | 0 | 0 | [6 empty] | 0 | 1 | 1 | EA | 1 | Specialty Items | [7 empty] | Brown | [19 empty] | Lighting Accessories | [242 empty] | <a href="https://www.lutron.com/TechnicalDocumentLibrary/044-105e.pdf" target="_blank">Installation Instructions</a> | [23 empty] | 5.000 DW |  |  | 1.7000 IN | [89 empty] | 1.000 EA | 1.000 EA | [35 empty] | No | [42 empty] | https://www.lutron.com/TechnicalDocumentLibrary/369305_ENG.pdf | [7 empty] | Shelf Stock | [13 empty] | <a href="https://www.lutron.com/TechnicalDocumentLibrary/368-4493_Page_9.pdf" target="_blank">Tech Drawing</a> | [25 empty] | 39122221 | [13 empty] | <a href="https://www.lutron.com/TechnicalDocumentLibrary/043492.pdf" target="_blank">Warranty Information</a> |  |  |  |  | 0.450 L | [14 empty] | 0 | 0 | 0 | 0 | Lighting Fixtures | 2016-07-15 12:32 | 2024-07-20 11:10 | 0000-00-00 00:00:00 | 2024-07-20 11:10 | 0000-00-00 00:00:00 | [6 empty] | Biscuit
1 | Lutron Electronics | RK-AS-10-LA | 4460-2250 | 4460 | 2250 | Lutron Electronics | RK-AS-10-LA.jpg | 27557233620 | 10 COLOR KITS FOR NEW RA AS IN LA | RadioRA 2 Replacement Button Kit for Companion Switches, 10-pack in light almond |  | 10.9 | 4.5 |  | RK-AS-10-LA.jpg | http://grandbrass.xologic.com/vendors/4460/large/RK-AS-10-LA.jpg | [47 empty] | 0 | 0 | 0 | [6 empty] | 0 | 1 | 1 | EA | 1 | Specialty Items | [27 empty] | Lighting Accessories | [242 empty] | <a href="https://www.lutron.com/TechnicalDocumentLibrary/044-105e.pdf" target="_blank">Installation Instructions</a> | [23 empty] | 5.000 DW |  |  | 1.7000 IN | [89 empty] | 1.000 EA | 1.000 EA | [35 empty] | No | [42 empty] | https://www.lutron.com/TechnicalDocumentLibrary/369305_ENG.pdf | [7 empty] | Shelf Stock | [13 empty] | <a href="https://www.lutron.com/TechnicalDocumentLibrary/368-4493_Page_9.pdf" target="_blank">Tech Drawing</a> | [25 empty] | 39122221 | [13 empty] | <a href="https://www.lutron.com/TechnicalDocumentLibrary/043492.pdf" target="_blank">Warranty Information</a> |  |  |  |  | 0.450 L | [14 empty] | 0 | 0 | 0 | 0 | Lighting Fixtures | 2016-07-15 12:32 | 2024-07-20 11:08 | 0000-00-00 00:00:00 | 2024-07-20 11:08 | 0000-00-00 00:00:00
1 | Lutron Electronics | RK-AS-10-WH | 4460-2252 | 4460 | 2252 | Lutron Electronics | RK-AS-10-WH.jpg | 27557233675 | 10 COLOR KITS FOR NEW RA AS IN WHITE | RadioRA 2 Replacement Button Kit for Companion Switches, 10-pack in white |  | 10.9 | 4.5 |  | RK-AS-10-WH.jpg | http://grandbrass.xologic.com/vendors/4460/large/RK-AS-10-WH.jpg | [47 empty] | 0 | 0 | 0 | [6 empty] | 0 | 1 | 1 | EA | 1 | Specialty Items | [7 empty] | White | [19 empty] | Lighting Accessories | [242 empty] | <a href="https://www.lutron.com/TechnicalDocumentLibrary/044-105e.pdf" target="_blank">Installation Instructions</a> | [23 empty] | 10.000 DW |  |  | 1.7000 IN | [89 empty] | 1.000 EA | 1.000 EA | [35 empty] | No | [42 empty] | https://www.lutron.com/TechnicalDocumentLibrary/369225_SPA.pdf | [7 empty] | Shelf Stock | [13 empty] | <a href="https://www.lutron.com/TechnicalDocumentLibrary/368-4493_Page_9.pdf" target="_blank">Tech Drawing</a> | [25 empty] | 39122221 | [13 empty] | <a href="https://www.lutron.com/TechnicalDocumentLibrary/043492.pdf" target="_blank">Warranty Information</a> |  |  |  |  | 0.450 L | [14 empty] | 0 | 0 | 0 | 0 | Lighting Fixtures | 2016-07-15 12:32 | 2024-07-20 11:07 | 0000-00-00 00:00:00 | 2024-07-20 11:07 | 0000-00-00 00:00:00 | [6 empty] | White
1 | Lutron Electronics | RK-S-10-BI | 4460-2255 | 4460 | 2255 | Lutron Electronics | RK-S-10-BI.jpg | 27557233071 | 10 COLOR KITS FOR NEW RA SW IN BISCUIT | Replacement Button Kit for RadioRA 2 or HomeWorks switches, 1-pack in biscuit |  | 10.9 | 4.5 |  | RK-S-10-BI.jpg | http://grandbrass.xologic.com/vendors/4460/large/RK-S-10-BI.jpg | [47 empty] | 0 | 0 | 0 | [6 empty] | 0 | 1 | 1 | EA | 1 | Specialty Items | [7 empty] | Brown | [19 empty] | Lighting Accessories | [242 empty] | <a href="https://www.lutron.com/TechnicalDocumentLibrary/044-105e.pdf" target="_blank">Installation Instructions</a> | [23 empty] | 5.000 DW |  |  | 1.7000 IN | [89 empty] | 1.000 EA | 1.000 EA | [35 empty] | No | [42 empty] | https://www.lutron.com/TechnicalDocumentLibrary/369305_ENG.pdf | [7 empty] | Shelf Stock | [13 empty] | <a href="https://www.lutron.com/TechnicalDocumentLibrary/368-4493_Page_9.pdf" target="_blank">Tech Drawing</a> | [25 empty] | 39122221 | [13 empty] | <a href="https://www.lutron.com/TechnicalDocumentLibrary/043492.pdf" target="_blank">Warranty Information</a> |  |  |  |  | 0.400 L | [14 empty] | 0 | 0 | 0 | 0 | Lighting Fixtures | 2016-07-15 12:32 | 2024-07-20 11:09 | 0000-00-00 00:00:00 | 2024-07-20 11:09 | 0000-00-00 00:00:00 | [6 empty] | Biscuit
1 | Lutron Electronics | RK-S-10-BL | 4460-2256 | 4460 | 2256 | Lutron Electronics | RK-S-10-BL.jpg | 27557232999 | 10 COLOR KITS FOR NEW RA SW IN BLACK | Replacement Button Kit for RadioRA 2 or HomeWorks switches, 1-pack in black |  | 10.9 | 4.5 |  | RK-S-10-BL.jpg | http://grandbrass.xologic.com/vendors/4460/large/RK-S-10-BL.jpg | [47 empty] | 0 | 0 | 0 | [6 empty] | 0 | 1 | 1 | EA | 1 | Specialty Items | [7 empty] | Black | [19 empty] | Lighting Accessories | [242 empty] | <a href="https://www.lutron.com/TechnicalDocumentLibrary/044-105e.pdf" target="_blank">Installation Instructions</a> | [23 empty] | 5.000 DW |  |  | 1.7000 IN | [89 empty] | 1.000 EA | 1.000 EA | [35 empty] | No | [42 empty] | https://www.lutron.com/TechnicalDocumentLibrary/369305_ENG.pdf | [7 empty] | Shelf Stock | [13 empty] | <a href="https://www.lutron.com/TechnicalDocumentLibrary/368-4493_Page_9.pdf" target="_blank">Tech Drawing</a> | [25 empty] | 39122221 | [13 empty] | <a href="https://www.lutron.com/TechnicalDocumentLibrary/043492.pdf" target="_blank">Warranty Information</a> |  |  |  |  | 0.400 L | [14 empty] | 0 | 0 | 0 | 0 | Lighting Fixtures | 2016-07-15 12:32 | 2024-07-20 11:14 | 0000-00-00 00:00:00 | 2024-07-20 11:14 | 0000-00-00 00:00:00 | [6 empty] | Black
1 | Lutron Electronics | RK-S-10-BR | 4460-2257 | 4460 | 2257 | Lutron Electronics | RK-S-10-BR.jpg | 27557233019 | 10 COLOR KITS FOR NEW RA SW IN BROWN | Replacement Button Kit for RadioRA 2 or HomeWorks switches, 1-pack in brown |  | 10.9 | 4.5 |  | RK-S-10-BR.jpg | http://grandbrass.xologic.com/vendors/4460/large/RK-S-10-BR.jpg | [47 empty] | 0 | 0 | 0 | [6 empty] | 0 | 1 | 1 | EA | 1 | Specialty Items | [7 empty] | Brown | [19 empty] | Lighting Accessories | [242 empty] | <a href="https://www.lutron.com/TechnicalDocumentLibrary/044-105e.pdf" target="_blank">Installation Instructions</a> | [23 empty] | 5.000 DW |  |  | 1.7000 IN | [89 empty] | 1.000 EA | 1.000 EA | [35 empty] | No | [42 empty] | https://www.lutron.com/TechnicalDocumentLibrary/369305_ENG.pdf | [7 empty] | Shelf Stock | [13 empty] | <a href="https://www.lutron.com/TechnicalDocumentLibrary/368-4493_Page_9.pdf" target="_blank">Tech Drawing</a> | [25 empty] | 39122221 | [13 empty] | <a href="https://www.lutron.com/TechnicalDocumentLibrary/043492.pdf" target="_blank">Warranty Information</a> |  |  |  |  | 0.400 L | [14 empty] | 0 | 0 | 0 | 0 | Lighting Fixtures | 2016-07-15 12:33 | 2024-07-20 11:09 | 0000-00-00 00:00:00 | 2024-07-20 11:09 | 0000-00-00 00:00:00 | [6 empty] | Brown
1 | Lutron Electronics | RK-S-10-IV | 4460-2261 | 4460 | 2261 | Lutron Electronics | RK-S-10-IV.jpg | 27557233026 | 10 COLOR KITS FOR NEW RA SW IN IVORY | Replacement Button Kit for RadioRA 2 or HomeWorks switches, 1-pack in ivory |  | 10.9 | 4.5 |  | RK-S-10-IV.jpg | http://grandbrass.xologic.com/vendors/4460/large/RK-S-10-IV.jpg | [47 empty] | 0 | 0 | 0 | [6 empty] | 0 | 1 | 1 | EA | 1 | Specialty Items | [7 empty] | White | [19 empty] | Lighting Accessories | [242 empty] | <a href="https://www.lutron.com/TechnicalDocumentLibrary/044-105e.pdf" target="_blank">Installation Instructions</a> | [23 empty] | 5.000 DW |  |  | 1.7000 IN | [89 empty] | 1.000 EA | 1.000 EA | [35 empty] | No | [42 empty] | https://www.lutron.com/TechnicalDocumentLibrary/369305_ENG.pdf | [7 empty] | Shelf Stock | [13 empty] | <a href="https://www.lutron.com/TechnicalDocumentLibrary/368-4493_Page_9.pdf" target="_blank">Tech Drawing</a> | [25 empty] | 39122221 | [13 empty] | <a href="https://www.lutron.com/TechnicalDocumentLibrary/043492.pdf" target="_blank">Warranty Information</a> |  |  |  |  | 0.400 L | [14 empty] | 0 | 0 | 0 | 0 | Lighting Fixtures | 2016-07-15 12:33 | 2024-07-20 11:42 | 0000-00-00 00:00:00 | 2024-07-20 11:42 | 0000-00-00 00:00:00 | [6 empty] | Ivory
1 | Lutron Electronics | RK-S-10-LA | 4460-2262 | 4460 | 2262 | Lutron Electronics | RK-S-10-LA.jpg | 27557233002 | 10 COLOR KITS FOR NEW RA SW IN LA | Replacement Button Kit for RadioRA 2 or HomeWorks switches, 1-pack in light almond |  | 10.9 | 4.5 |  | RK-S-10-LA.jpg | http://grandbrass.xologic.com/vendors/4460/large/RK-S-10-LA.jpg | [47 empty] | 0 | 0 | 0 | [6 empty] | 0 | 1 | 1 | EA | 1 | Specialty Items | [27 empty] | Lighting Accessories | [242 empty] | <a href="https://www.lutron.com/TechnicalDocumentLibrary/044-105e.pdf" target="_blank">Installation Instructions</a> | [23 empty] | 5.000 DW |  |  | 1.7000 IN | [89 empty] | 1.000 EA | 1.000 EA | [35 empty] | No | [42 empty] | https://www.lutron.com/TechnicalDocumentLibrary/369305_ENG.pdf | [7 empty] | Shelf Stock | [13 empty] | <a href="https://www.lutron.com/TechnicalDocumentLibrary/368-4493_Page_9.pdf" target="_blank">Tech Drawing</a> | [25 empty] | 39122221 | [13 empty] | <a href="https://www.lutron.com/TechnicalDocumentLibrary/043492.pdf" target="_blank">Warranty Information</a> |  |  |  |  | 0.400 L | [14 empty] | 0 | 0 | 0 | 0 | Lighting Fixtures | 2016-07-15 12:33 | 2024-07-20 11:07 | 0000-00-00 00:00:00 | 2024-07-20 11:07 | 0000-00-00 00:00:00
1 | Lutron Electronics | RK-S-10-WH | 4460-2270 | 4460 | 2270 | Lutron Electronics | RK-S-10-WH.jpg | 27557233118 | 10 COLOR KITS FOR NEW RA SW IN WHITE | Replacement Button Kit for RadioRA 2 or HomeWorks switches, 1-pack in white |  | 10.9 | 4.5 |  | RK-S-10-WH.jpg | http://grandbrass.xologic.com/vendors/4460/large/RK-S-10-WH.jpg | [47 empty] | 0 | 0 | 0 | [6 empty] | 0 | 1 | 1 | EA | 1 | Specialty Items | [7 empty] | White | [19 empty] | Lighting Accessories | [242 empty] | <a href="https://www.lutron.com/TechnicalDocumentLibrary/044-105e.pdf" target="_blank">Installation Instructions</a> | [23 empty] | 10.000 DW |  |  | 1.7000 IN | [89 empty] | 1.000 EA | 1.000 EA | [35 empty] | No | [42 empty] | https://www.lutron.com/TechnicalDocumentLibrary/369305_ENG.pdf | [7 empty] | Shelf Stock | [13 empty] | <a href="https://www.lutron.com/TechnicalDocumentLibrary/368-4493_Page_9.pdf" target="_blank">Tech Drawing</a> | [25 empty] | 39122221 | [13 empty] | <a href="https://www.lutron.com/TechnicalDocumentLibrary/043492.pdf" target="_blank">Warranty Information</a> |  |  |  |  | 0.400 L | [14 empty] | 0 | 0 | 0 | 0 | Lighting Fixtures | 2016-07-15 12:33 | 2024-07-20 11:07 | 0000-00-00 00:00:00 | 2024-07-20 11:07 | 0000-00-00 00:00:00 | [6 empty] | White
1 | Lutron Electronics | MSC-AD-BI | 4460-2272 | 4460 | 2272 | Lutron Electronics | Ecom_MSC-AD-BI_NoWallPlate.jpeg?w=1500 | 27557802758 | MAESTRO SATIN COLOR REMOTE BISCUIT | Maestro Companion dimmer for multi-location use, 120V, Satin finish in biscuit |  | 2.3 | 4.5 | [50 empty] | 0 | 0 | 0 | [6 empty] | 0 | 1 | 1 | EA | 1 | Specialty Items | [7 empty] | White | [16 empty] | Traditional |  |  | Lighting Accessories | [242 empty] | <a href="https://www.lutron.com/TechnicalDocumentLibrary/0301814.pdf" target="_blank">Installation Instructions</a> | [23 empty] | 10.000 DW |  |  | 2.3000 IN | [89 empty] | 1.000 EA | 1.000 EA | [35 empty] | No | [42 empty] | https://www.lutron.com/TechnicalDocumentLibrary/maestrosatincolors.pdf | [7 empty] | Shelf Stock | [13 empty] | <a href="https://www.lutron.com/TechnicalDocumentLibrary/368-4493_Page_9.pdf" target="_blank">Tech Drawing</a> | [25 empty] | 39122221 | [13 empty] | <a href="https://www.lutron.com/TechnicalDocumentLibrary/369-119_Wallbox_Warranty.pdf" target="_blank">Warranty Information</a> |  |  |  |  | 0.200 L | [14 empty] | 0 | 0 | 0 | 0 | Lighting Fixtures | 2016-07-15 12:33 | 2024-07-20 11:13 | 0000-00-00 00:00:00 | 2024-07-20 11:13 | 0000-00-00 00:00:00 | [6 empty] | Biscuit
1 | Lutron Electronics | MSC-AD-HT | 4460-2275 | 4460 | 2275 | Lutron Electronics | Ecom_MSC-AD-HT_NoWallPlate.jpeg?w=1500 | 27557802833 | MAESTRO SATIN COLOR REMOTE HT | Maestro Companion dimmer for multi-location use, 120V, Satin finish in hot |  | 2.3 | 4.5 | [50 empty] | 0 | 0 | 0 | [6 empty] | 0 | 1 | 1 | EA | 1 | Specialty Items | [7 empty] | Red | [16 empty] | Traditional |  |  | Lighting Accessories | [242 empty] | <a href="https://www.lutron.com/TechnicalDocumentLibrary/0301814.pdf" target="_blank">Installation Instructions</a> | [23 empty] | 10.000 DW |  |  | 2.3000 IN | [89 empty] | 1.000 EA | 1.000 EA | [35 empty] | No | [42 empty] | https://www.lutron.com/TechnicalDocumentLibrary/maestrosatincolors.pdf | [7 empty] | Shelf Stock | [13 empty] | <a href="https://www.lutron.com/TechnicalDocumentLibrary/368-4493_Page_9.pdf" target="_blank">Tech Drawing</a> | [25 empty] | 39122221 | [13 empty] | <a href="https://www.lutron.com/TechnicalDocumentLibrary/369-119_Wallbox_Warranty.pdf" target="_blank">Warranty Information</a> |  |  |  |  | 0.200 L | [14 empty] | 0 | 0 | 0 | 0 | Lighting Fixtures | 2016-07-15 12:33 | 2024-07-20 11:08 | 0000-00-00 00:00:00 | 2024-07-20 11:08 | 0000-00-00 00:00:00
1 | Lutron Electronics | MSC-AD-MN | 4460-2277 | 4460 | 2277 | Lutron Electronics | Ecom_MSC-AD-MN_NoWallPlate.jpeg?w=1500 | 27557802918 | MAESTRO STAIN COLOR REMOTE MN | Maestro Companion dimmer for multi-location use, 120V, Satin finish in midnight |  | 2.3 | 4.5 | [50 empty] | 0 | 0 | 0 | [6 empty] | 0 | 1 | 1 | EA | 1 | Specialty Items | [7 empty] | Black | [16 empty] | Traditional |  |  | Lighting Accessories | [242 empty] | <a href="https://www.lutron.com/TechnicalDocumentLibrary/0301814.pdf" target="_blank">Installation Instructions</a> | [23 empty] | 10.000 DW |  |  | 2.3000 IN | [89 empty] | 1.000 EA | 1.000 EA | [35 empty] | No | [42 empty] | https://www.lutron.com/TechnicalDocumentLibrary/maestrosatincolors.pdf | [7 empty] | Shelf Stock | [13 empty] | <a href="https://www.lutron.com/TechnicalDocumentLibrary/368-4493_Page_9.pdf" target="_blank">Tech Drawing</a> | [25 empty] | 39122221 | [13 empty] | <a href="https://www.lutron.com/TechnicalDocumentLibrary/369-119_Wallbox_Warranty.pdf" target="_blank">Warranty Information</a> |  |  |  |  | 0.200 L | [14 empty] | 0 | 0 | 0 | 0 | Lighting Fixtures | 2016-07-15 12:33 | 2024-07-20 11:07 | 0000-00-00 00:00:00 | 2024-07-20 11:07 | 0000-00-00 00:00:00 | [6 empty] | Midnight
1 | Lutron Electronics | MSC-AD-TP | 4460-2280 | 4460 | 2280 | Lutron Electronics | Ecom_MSC-AD-TP_NoWallPlate.jpeg?w=1500 | 27557803038 | MAESTRO SATIN COLOR REMOTE TP | Maestro Companion dimmer for multi-location use, 120V, Satin finish in taupe |  | 2.3 | 4.5 | [50 empty] | 0 | 0 | 0 | [6 empty] | 0 | 1 | 1 | EA | 1 | Specialty Items | [7 empty] | Gray | [16 empty] | Traditional |  |  | Lighting Accessories | [242 empty] | <a href="https://www.lutron.com/TechnicalDocumentLibrary/0301814.pdf" target="_blank">Installation Instructions</a> | [23 empty] | 10.000 DW |  |  | 2.3000 IN | [89 empty] | 1.000 EA | 1.000 EA | [35 empty] | No | [42 empty] | https://www.lutron.com/TechnicalDocumentLibrary/maestrosatincolors.pdf | [7 empty] | Shelf Stock | [13 empty] | <a href="https://www.lutron.com/TechnicalDocumentLibrary/368-4493_Page_9.pdf" target="_blank">Tech Drawing</a> | [25 empty] | 39122221 | [13 empty] | <a href="https://www.lutron.com/TechnicalDocumentLibrary/369-119_Wallbox_Warranty.pdf" target="_blank">Warranty Information</a> |  |  |  |  | 0.200 L | [14 empty] | 0 | 0 | 0 | 0 | Lighting Fixtures | 2016-07-15 12:33 | 2024-07-20 11:09 | 0000-00-00 00:00:00 | 2024-07-20 11:09 | 0000-00-00 00:00:00 | [6 empty] | Taupe
1 | Lutron Electronics | MSCELV-600M-BI | 4460-2281 | 4460 | 2281 | Lutron Electronics | MSCELV-600M-BI.jpg | 27557802604 | MAESTRO SC 600W ELV BISCUIT | Maestro Dimmer - Satin Finish, Electronic Low-Voltage, Multi-location/single-pole, 120V/600W in biscuit |  | 2.3 | 4.5 |  | MSCELV-600M-BI.jpg | http://grandbrass.xologic.com/vendors/4460/large/MSCELV-600M-BI.jpg | [47 empty] | 0 | 0 | 0 | [6 empty] | 0 | 1 | 1 | EA | 1 | Lighting Controls | [7 empty] | White | [16 empty] | Traditional |  |  | Dimmers | [242 empty] | <a href="https://www.lutron.com/TechnicalDocumentLibrary/030735b.pdf" target="_blank">Installation Instructions</a> | [23 empty] | 55.000 DW |  |  | 2.3000 IN | [89 empty] | 1.000 EA | 1.000 EA | [35 empty] | No | [42 empty] | https://www.lutron.com/TechnicalDocumentLibrary/maestrosatincolors.pdf | [7 empty] | Shelf Stock | [13 empty] | <a href="https://www.lutron.com/TechnicalDocumentLibrary/368-4493_Page_18.pdf" target="_blank">Tech Drawing</a> | [25 empty] | 39122206 | [6 empty] | <a href="https://www.lutron.com/Service-Support/Technical/InstallationInstructions/Pages/Videos.aspx?syst=Dimmers+%26+Switches&prodn=Maestro%c2%ae+dimmer+%26+switch" target="_blank">Product Video Clip</a> | [6 empty] | <a href="https://www.lutron.com/TechnicalDocumentLibrary/369-119_Wallbox_Warranty.pdf" target="_blank">Warranty Information</a> |  |  |  |  | 0.390 L | [14 empty] | 0 | 0 | 0 | 0 | Lighting Fixtures | 2016-07-15 12:33 | 2024-07-20 11:06 | 0000-00-00 00:00:00 | 2024-07-20 11:06 | 0000-00-00 00:00:00 | [6 empty] | Biscuit
1 | Lutron Electronics | MSCELV-600M-HT | 4460-2284 | 4460 | 2284 | Lutron Electronics | MSCELV-600M-HT.jpg | 27557802642 | MAESTRO SC 600W ELV HOT | Maestro Dimmer - Satin Finish, Electronic Low-Voltage, Multi-location/single-pole, 120V/600W in hot |  | 2.3 | 4.5 |  | MSCELV-600M-HT.jpg | http://grandbrass.xologic.com/vendors/4460/large/MSCELV-600M-HT.jpg | [47 empty] | 0 | 0 | 0 | [6 empty] | 0 | 1 | 1 | EA | 1 | Lighting Controls | [7 empty] | Red | [16 empty] | Traditional |  |  | Dimmers | [242 empty] | <a href="https://www.lutron.com/TechnicalDocumentLibrary/030735b.pdf" target="_blank">Installation Instructions</a> | [23 empty] | 40.000 DW |  |  | 2.3000 IN | [89 empty] | 1.000 EA | 1.000 EA | [35 empty] | No | [42 empty] | https://www.lutron.com/TechnicalDocumentLibrary/maestrosatincolors.pdf | [7 empty] | Shelf Stock | [13 empty] | <a href="https://www.lutron.com/TechnicalDocumentLibrary/368-4493_Page_18.pdf" target="_blank">Tech Drawing</a> | [25 empty] | 39122206 | [6 empty] | <a href="https://www.lutron.com/Service-Support/Technical/InstallationInstructions/Pages/Videos.aspx?syst=Dimmers+%26+Switches&prodn=Maestro%c2%ae+dimmer+%26+switch" target="_blank">Product Video Clip</a> | [6 empty] | <a href="https://www.lutron.com/TechnicalDocumentLibrary/369-119_Wallbox_Warranty.pdf" target="_blank">Warranty Information</a> |  |  |  |  | 0.390 L | [14 empty] | 0 | 0 | 0 | 0 | Lighting Fixtures | 2016-07-15 12:33 | 2024-07-20 11:07 | 0000-00-00 00:00:00 | 2024-07-20 11:07 | 0000-00-00 00:00:00
1 | Lutron Electronics | MSCELV-600M-MN | 4460-2286 | 4460 | 2286 | Lutron Electronics | MSCELV-600M-MN.jpg | 27557802680 | MAESTRO SC 600W ELV MIDNIGHT | Maestro Dimmer - Satin Finish, Electronic Low-Voltage, Multi-location/single-pole, 120V/600W in midnight |  | 2.3 | 4.5 |  | MSCELV-600M-MN.jpg | http://grandbrass.xologic.com/vendors/4460/large/MSCELV-600M-MN.jpg | [47 empty] | 0 | 0 | 0 | [6 empty] | 0 | 1 | 1 | EA | 1 | Lighting Controls | [7 empty] | Black | [16 empty] | Traditional |  |  | Dimmers | [242 empty] | <a href="https://www.lutron.com/TechnicalDocumentLibrary/030735b.pdf" target="_blank">Installation Instructions</a> | [23 empty] | 55.000 DW |  |  | 2.3000 IN | [89 empty] | 1.000 EA | 1.000 EA | [35 empty] | No | [42 empty] | https://www.lutron.com/TechnicalDocumentLibrary/maestrosatincolors.pdf | [7 empty] | Shelf Stock | [13 empty] | <a href="https://www.lutron.com/TechnicalDocumentLibrary/368-4493_Page_18.pdf" target="_blank">Tech Drawing</a> | [25 empty] | 39122206 | [6 empty] | <a href="https://www.lutron.com/Service-Support/Technical/InstallationInstructions/Pages/Videos.aspx?syst=Dimmers+%26+Switches&prodn=Maestro%c2%ae+dimmer+%26+switch" target="_blank">Product Video Clip</a> | [6 empty] | <a href="https://www.lutron.com/TechnicalDocumentLibrary/369-119_Wallbox_Warranty.pdf" target="_blank">Warranty Information</a> |  |  |  |  | 0.390 L | [14 empty] | 0 | 0 | 0 | 0 | Lighting Fixtures | 2016-07-15 12:33 | 2024-07-20 11:14 | 0000-00-00 00:00:00 | 2024-07-20 11:14 | 0000-00-00 00:00:00 | [6 empty] | Midnight
1 | Lutron Electronics | MSCELV-600M-SW | 4460-2288 | 4460 | 2288 | Lutron Electronics | MSCELV-600M-SW.jpg | 27557802727 | MAESTRO SC 600W ELV SW | Maestro Dimmer - Satin Finish, Electronic Low-Voltage, Multi-location/single-pole, 120V/600W in snow |  | 2.3 | 4.5 |  | MSCELV-600M-SW.jpg | http://grandbrass.xologic.com/vendors/4460/large/MSCELV-600M-SW.jpg | [47 empty] | 0 | 0 | 0 | [6 empty] | 0 | 1 | 1 | EA | 1 | Lighting Controls | [7 empty] | White | [16 empty] | Traditional |  |  | Dimmers | [242 empty] | <a href="https://www.lutron.com/TechnicalDocumentLibrary/030735b.pdf" target="_blank">Installation Instructions</a> | [23 empty] | 55.000 DW |  |  | 2.3000 IN | [89 empty] | 1.000 EA | 1.000 EA | [35 empty] | No | [42 empty] | https://www.lutron.com/TechnicalDocumentLibrary/maestrosatincolors.pdf | [7 empty] | Shelf Stock | [13 empty] | <a href="https://www.lutron.com/TechnicalDocumentLibrary/368-4493_Page_18.pdf" target="_blank">Tech Drawing</a> | [25 empty] | 39122206 | [6 empty] | <a href="https://www.lutron.com/Service-Support/Technical/InstallationInstructions/Pages/Videos.aspx?syst=Dimmers+%26+Switches&prodn=Maestro%c2%ae+dimmer+%26+switch" target="_blank">Product Video Clip</a> | [6 empty] | <a href="https://www.lutron.com/TechnicalDocumentLibrary/369-119_Wallbox_Warranty.pdf" target="_blank">Warranty Information</a> |  |  |  |  | 0.390 L | [14 empty] | 0 | 0 | 0 | 0 | Lighting Fixtures | 2016-07-15 12:33 | 2024-07-20 11:07 | 0000-00-00 00:00:00 | 2024-07-20 11:07 | 0000-00-00 00:00:00 | [6 empty] | Snow
1 | Lutron Electronics | MSCELV-600M-TP | 4460-2290 | 4460 | 2290 | Lutron Electronics | MSCELV-600M-TP.jpg | 27557802741 | MAESTRO SC 600W ELV TAUPE | Maestro Dimmer - Satin Finish, Electronic Low-Voltage, Multi-location/single-pole, 120V/600W in taupe |  | 2.3 | 4.5 |  | MSCELV-600M-TP.jpg | http://grandbrass.xologic.com/vendors/4460/large/MSCELV-600M-TP.jpg | [47 empty] | 0 | 0 | 0 | [6 empty] | 0 | 1 | 1 | EA | 1 | Lighting Controls | [7 empty] | Gray | [16 empty] | Traditional |  |  | Dimmers | [242 empty] | <a href="https://www.lutron.com/TechnicalDocumentLibrary/030735b.pdf" target="_blank">Installation Instructions</a> | [23 empty] | 55.000 DW |  |  | 2.3000 IN | [89 empty] | 1.000 EA | 1.000 EA | [35 empty] | No | [42 empty] | https://www.lutron.com/TechnicalDocumentLibrary/maestrosatincolors.pdf | [7 empty] | Shelf Stock | [13 empty] | <a href="https://www.lutron.com/TechnicalDocumentLibrary/368-4493_Page_18.pdf" target="_blank">Tech Drawing</a> | [25 empty] | 39122206 | [6 empty] | <a href="https://www.lutron.com/Service-Support/Technical/InstallationInstructions/Pages/Videos.aspx?syst=Dimmers+%26+Switches&prodn=Maestro%c2%ae+dimmer+%26+switch" target="_blank">Product Video Clip</a> | [6 empty] | <a href="https://www.lutron.com/TechnicalDocumentLibrary/369-119_Wallbox_Warranty.pdf" target="_blank">Warranty Information</a> |  |  |  |  | 0.390 L | [14 empty] | 0 | 0 | 0 | 0 | Lighting Fixtures | 2016-07-15 12:34 | 2024-07-20 11:42 | 0000-00-00 00:00:00 | 2024-07-20 11:42 | 0000-00-00 00:00:00 | [6 empty] | Taupe
1 | Lutron Electronics | MSCLV-1000M-TP | 4460-2291 | 4460 | 2291 | Lutron Electronics | MSCLV-1000M-TP.jpg | 27557803939 | MAESTRO SC 1000W LV TAUPE | Maestro Dimmer - Satin Finish, Magnetic Low-Voltage, Multi-location/single-pole, 120V/1000VA (800W) in taupe |  | 2.3 | 4.5 |  | MSCLV-1000M-TP.jpg | http://grandbrass.xologic.com/vendors/4460/large/MSCLV-1000M-TP.jpg | [47 empty] | 0 | 0 | 0 | [6 empty] | 0 | 1 | 1 | EA | 1 | Lighting Controls | [7 empty] | Gray | [16 empty] | Traditional |  |  | Dimmers | [242 empty] | <a href="https://www.lutron.com/TechnicalDocumentLibrary/0301940.pdf" target="_blank">Installation Instructions</a> | [23 empty] | 10.000 DW |  |  | 2.3000 IN | [89 empty] | 1.000 EA | 1.000 EA | [35 empty] | No | [42 empty] | https://www.lutron.com/TechnicalDocumentLibrary/maestrosatincolors.pdf | [7 empty] | Shelf Stock | [13 empty] | <a href="https://www.lutron.com/TechnicalDocumentLibrary/368-4493_Page_9.pdf" target="_blank">Tech Drawing</a> | [25 empty] | 39122206 | [6 empty] | <a href="https://www.lutron.com/Service-Support/Technical/InstallationInstructions/Pages/Videos.aspx?syst=Dimmers+%26+Switches&prodn=Maestro%c2%ae+dimmer+%26+switch" target="_blank">Product Video Clip</a> | [6 empty] | <a href="https://www.lutron.com/TechnicalDocumentLibrary/369-119_Wallbox_Warranty.pdf" target="_blank">Warranty Information</a> |  |  |  |  | 0.280 L | [14 empty] | 0 | 0 | 0 | 0 | Lighting Fixtures | 2016-07-15 12:34 | 2024-07-20 11:13 | 0000-00-00 00:00:00 | 2024-07-20 11:13 | 0000-00-00 00:00:00 | [6 empty] | Taupe
4 | Lutron Electronics | FW-3-SS | 4460-2294 | 4460 | 2294 | Lutron Electronics | FW-3-SS.jpg | 27557223324 | 3-GANG FASSADA STAINLESS STEEL | Fassada, Stainless Steel, Three-gang wallplate |  | 5.2 | 0.3 |  | FW-3-SS.jpg | http://grandbrass.xologic.com/vendors/4460/large/FW-3-SS.jpg | [47 empty] | 0 | 0 | 0 | [6 empty] | 0 | 1 | 1 | EA | 1 | Lighting Controls |  |  | Fittings and Hardware |  | Electrical Hardware And Supplies |  | Wallplates | Steel | [16 empty] | Traditional |  |  | Switch Plates | [266 empty] | 2.000 DW |  |  | 7.9000 IN | [89 empty] | 1.000 EA | 1.000 EA | [35 empty] | No | [42 empty] | https://www.lutron.com/TechnicalDocumentLibrary/maestrosatincolors.pdf | [7 empty] | Shelf Stock | [39 empty] | 39121704 | [13 empty] | <a href="https://www.lutron.com/TechnicalDocumentLibrary/369-119_Wallbox_Warranty.pdf" target="_blank">Warranty Information</a> |  |  |  |  | 0.300 L | [14 empty] | 0 | 0 | 0 | 0 | Electrical | 2016-07-15 12:34 | 2024-07-20 11:07 | 0000-00-00 00:00:00 | 2025-11-29 02:00 | 0000-00-00 00:00:00 | [6 empty] | Stainless Steel
4 | Lutron Electronics | DVWFSQ-FH-AL | 4460-2412 | 4460 | 2412 | Lutron Electronics | DVWFSQ-FH-AL.jpg | 27557215916 | DIVA DUO W/PL CLAMSHELL ALMOND | Diva Quiet Fan-Speed Control - Satin Finish, 3-way fan control, clamshell packaging, wallplate included, 1.5A in almond |  | 6.2 | 2.7 |  | DVWFSQ-FH-AL.jpg | http://grandbrass.xologic.com/vendors/4460/large/DVWFSQ-FH-AL.jpg | [47 empty] | 0 | 0 | 0 | [6 empty] | 0 | 1 | 1 | EA | 1 | Fan Accessories |  |  | Control And Automation |  | Switches |  | Speed Switch | Nickel | [16 empty] | Traditional |  |  | Fan Wall Mount Controls | [242 empty] | <a href="https://www.lutron.com/TechnicalDocumentLibrary/0301990.pdf" target="_blank">Installation Instructions</a> | [23 empty] | 10.000 DW |  |  | 7.1000 IN | [89 empty] | 1.000 EA | 1.000 EA | [35 empty] | No | [42 empty] | https://www.lutron.com/TechnicalDocumentLibrary/DivaSatinColors.pdf | [7 empty] | Shelf Stock | [13 empty] | <a href="https://www.lutron.com/TechnicalDocumentLibrary/368-4493_Page_5.pdf" target="_blank">Tech Drawing</a> | [25 empty] | 39122240 | [13 empty] | <a href="https://www.lutron.com/TechnicalDocumentLibrary/369-119_Wallbox_Warranty.pdf" target="_blank">Warranty Information</a> |  |  |  |  | 0.500 L | [14 empty] | 0 | 0 | 0 | 0 | Electrical | 2016-07-15 12:37 | 2024-07-20 11:08 | 0000-00-00 00:00:00 | 2025-11-29 02:00 | 0000-00-00 00:00:00 | [6 empty] | Almond
4 | Lutron Electronics | CW-5-SS | 4460-2413 | 4460 | 2413 | Lutron Electronics | Ecom_CW-5-SS.jpeg | 27557223287 | 5-GANG CLARO STAINLESS STEEL | Claro Wallplate Stainless Steel, Five-gang |  | 6.1 | 13.2 |  | Ecom_CW-5-SS.jpeg | http://grandbrass.xologic.com/vendors/4460/large/Ecom_CW-5-SS.jpeg | [47 empty] | 0 | 0 | 0 | [6 empty] | 0 | 1 | 1 | EA | 1 | Lighting Controls |  |  | Fittings and Hardware |  | Electrical Hardware And Supplies |  | Wallplates | Steel | [16 empty] | Traditional |  |  | Switch Plates | [242 empty] | <a href="https://www.lutron.com/TechnicalDocumentLibrary/03099903B.pdf" target="_blank">Installation Instructions</a> | [23 empty] | 2.000 DW |  |  | 1.4000 IN | [7 empty] | <a href="https://www.lutron.com/TechnicalDocumentLibrary/Claro_Family.pdf" target="_blank">Line Drawing</a> | [81 empty] | 1.000 EA | 1.000 EA | [35 empty] | No | [42 empty] | https://www.lutron.com/TechnicalDocumentLibrary/maestrosatincolors.pdf | [7 empty] | Shelf Stock | [39 empty] | 39121704 | [13 empty] | <a href="https://www.lutron.com/TechnicalDocumentLibrary/369-119_Wallbox_Warranty.pdf" target="_blank">Warranty Information</a> |  |  |  |  | 0.500 L | [14 empty] | 0 | 0 | 0 | 0 | Electrical | 2016-07-15 12:37 | 2024-07-20 11:08 | 0000-00-00 00:00:00 | 2025-11-29 02:00 | 0000-00-00 00:00:00 | [6 empty] | Stainless Steel
4 | Lutron Electronics | CW-6-SS | 4460-2414 | 4460 | 2414 | Lutron Electronics | Ecom_CW-6-SS.jpeg | 27557223294 | 6-GANG CLARO STAINLESS STEEL | Claro Wallplate Stainless Steel, Six-gang |  | 6.2 | 1.4 |  | Ecom_CW-6-SS.jpeg | http://grandbrass.xologic.com/vendors/4460/large/Ecom_CW-6-SS.jpeg | [47 empty] | 0 | 0 | 0 | [6 empty] | 0 | 1 | 1 | EA | 1 | Lighting Controls |  |  | Fittings and Hardware |  | Electrical Hardware And Supplies |  | Wallplates | Steel | [16 empty] | Traditional |  |  | Switch Plates | [242 empty] | <a href="https://www.lutron.com/TechnicalDocumentLibrary/03099903B.pdf" target="_blank">Installation Instructions</a> | [23 empty] | 2.000 DW |  |  | 13.1000 IN | [89 empty] | 1.000 EA | 1.000 EA | [35 empty] | No | [42 empty] | https://www.lutron.com/TechnicalDocumentLibrary/maestrosatincolors.pdf | [7 empty] | Shelf Stock | [39 empty] | 39121704 | [13 empty] | <a href="https://www.lutron.com/TechnicalDocumentLibrary/369-119_Wallbox_Warranty.pdf" target="_blank">Warranty Information</a> |  |  |  |  | 0.450 L | [14 empty] | 0 | 0 | 0 | 0 | Electrical | 2016-07-15 12:37 | 2024-07-20 11:07 | 0000-00-00 00:00:00 | 2025-11-29 02:00 | 0000-00-00 00:00:00 | [6 empty] | Stainless Steel
1 | Lutron Electronics | RK-D-10-WH | 4460-2415 | 4460 | 2415 | Lutron Electronics | RK-D-10-WH.jpg | 27557227155 | 10 COLOR KITS FOR NEW RA DIM IN WHITE | Replacement Button Kit for RadioRA 2 or HomeWorks dimmers, 10-pack in white |  | 10.9 | 9.6 |  | RK-D-10-WH.jpg | http://grandbrass.xologic.com/vendors/4460/large/RK-D-10-WH.jpg | [47 empty] | 0 | 0 | 0 | [6 empty] | 0 | 1 | 1 | EA | 1 | Specialty Items | [7 empty] | White | [19 empty] | Lighting Accessories | [242 empty] | <a href="https://www.lutron.com/TechnicalDocumentLibrary/044-105e.pdf" target="_blank">Installation Instructions</a> | [23 empty] | 10.000 DW |  |  | 9.5000 IN | [89 empty] | 1.000 EA | 1.000 EA | [35 empty] | No | [42 empty] | https://www.lutron.com/TechnicalDocumentLibrary/369225_SPA.pdf | [7 empty] | Shelf Stock | [13 empty] | <a href="https://www.lutron.com/TechnicalDocumentLibrary/368-4493_Page_9.pdf" target="_blank">Tech Drawing</a> | [25 empty] | 39122221 | [13 empty] | <a href="https://www.lutron.com/TechnicalDocumentLibrary/043492.pdf" target="_blank">Warranty Information</a> |  |  |  |  | 0.400 L | [14 empty] | 0 | 0 | 0 | 0 | Lighting Fixtures | 2016-07-15 12:37 | 2024-07-20 11:07 | 0000-00-00 00:00:00 | 2024-07-20 11:07 | 0000-00-00 00:00:00 | [6 empty] | White
1 | Lutron Electronics | RK-D-10-AL | 4460-2416 | 4460 | 2416 | Lutron Electronics | RK-D-10-AL.jpg | 27557227162 | 10 COLOR KITS FOR NEW RA DIM IN ALMOND | Replacement Button Kit for RadioRA 2 or HomeWorks dimmers, 1-pack, in almond |  | 10.9 | 4.5 |  | RK-D-10-AL.jpg | http://grandbrass.xologic.com/vendors/4460/large/RK-D-10-AL.jpg | [47 empty] | 0 | 0 | 0 | [6 empty] | 0 | 1 | 1 | EA | 1 | Specialty Items | [7 empty] | Nickel | [19 empty] | Lighting Accessories | [242 empty] | <a href="https://www.lutron.com/TechnicalDocumentLibrary/044-105e.pdf" target="_blank">Installation Instructions</a> | [23 empty] | 10.000 DW |  |  | 1.7000 IN | [89 empty] | 1.000 EA | 1.000 EA | [35 empty] | No | [42 empty] | https://www.lutron.com/TechnicalDocumentLibrary/369305_ENG.pdf | [7 empty] | Shelf Stock | [13 empty] | <a href="https://www.lutron.com/TechnicalDocumentLibrary/368-4493_Page_9.pdf" target="_blank">Tech Drawing</a> | [25 empty] | 39122221 | [13 empty] | <a href="https://www.lutron.com/TechnicalDocumentLibrary/043492.pdf" target="_blank">Warranty Information</a> |  |  |  |  | 0.400 L | [14 empty] | 0 | 0 | 0 | 0 | Lighting Fixtures | 2016-07-15 12:37 | 2024-07-20 11:07 | 0000-00-00 00:00:00 | 2024-07-20 11:07 | 0000-00-00 00:00:00 | [6 empty] | Almond
1 | Lutron Electronics | RK-D-10-BL | 4460-2417 | 4460 | 2417 | Lutron Electronics | RK-D-10-BL.jpg | 27557227179 | 10 COLOR KITS FOR NEW RA DIM IN BLACK | Replacement Button Kit for RadioRA 2 or HomeWorks dimmers, 1-pack in black |  | 10.9 | 4.5 |  | RK-D-10-BL.jpg | http://grandbrass.xologic.com/vendors/4460/large/RK-D-10-BL.jpg | [47 empty] | 0 | 0 | 0 | [6 empty] | 0 | 1 | 1 | EA | 1 | Specialty Items | [7 empty] | Black | [19 empty] | Lighting Accessories | [242 empty] | <a href="https://www.lutron.com/TechnicalDocumentLibrary/044-105e.pdf" target="_blank">Installation Instructions</a> | [23 empty] | 5.000 DW |  |  | 1.7000 IN | [89 empty] | 1.000 EA | 1.000 EA | [35 empty] | No | [42 empty] | https://www.lutron.com/TechnicalDocumentLibrary/369305_ENG.pdf | [7 empty] | Shelf Stock | [13 empty] | <a href="https://www.lutron.com/TechnicalDocumentLibrary/368-4493_Page_9.pdf" target="_blank">Tech Drawing</a> | [25 empty] | 39122221 | [13 empty] | <a href="https://www.lutron.com/TechnicalDocumentLibrary/043492.pdf" target="_blank">Warranty Information</a> |  |  |  |  | 0.400 L | [14 empty] | 0 | 0 | 0 | 0 | Lighting Fixtures | 2016-07-15 12:37 | 2024-07-20 11:42 | 0000-00-00 00:00:00 | 2024-07-20 11:42 | 0000-00-00 00:00:00 | [6 empty] | Black
1 | Lutron Electronics | RK-D-10-LA | 4460-2418 | 4460 | 2418 | Lutron Electronics | RK-D-10-LA.jpg | 27557227186 | 10 COLOR KITS FOR NEW RA DIM IN LA | Replacement Button Kit for RadioRA 2 or HomeWorks dimmers, 1-pack in light almond |  | 10.9 | 4.5 |  | RK-D-10-LA.jpg | http://grandbrass.xologic.com/vendors/4460/large/RK-D-10-LA.jpg | [47 empty] | 0 | 0 | 0 | [6 empty] | 0 | 1 | 1 | EA | 1 | Specialty Items | [27 empty] | Lighting Accessories | [242 empty] | <a href="https://www.lutron.com/TechnicalDocumentLibrary/044-105e.pdf" target="_blank">Installation Instructions</a> | [23 empty] | 10.000 DW |  |  | 1.7000 IN | [89 empty] | 1.000 EA | 1.000 EA | [35 empty] | No | [42 empty] | https://www.lutron.com/TechnicalDocumentLibrary/369305_ENG.pdf | [7 empty] | Shelf Stock | [13 empty] | <a href="https://www.lutron.com/TechnicalDocumentLibrary/368-4493_Page_9.pdf" target="_blank">Tech Drawing</a> | [25 empty] | 39122221 | [13 empty] | <a href="https://www.lutron.com/TechnicalDocumentLibrary/043492.pdf" target="_blank">Warranty Information</a> |  |  |  |  | 0.400 L | [14 empty] | 0 | 0 | 0 | 0 | Lighting Fixtures | 2016-07-15 12:37 | 2024-07-20 11:42 | 0000-00-00 00:00:00 | 2024-07-20 11:42 | 0000-00-00 00:00:00
1 | Lutron Electronics | RK-D-10-IV | 4460-2420 | 4460 | 2420 | Lutron Electronics | RK-D-10-IV.jpg | 27557227209 | 10 COLOR KITS FOR NEW RA DIM IN IVORY | Replacement Button Kit for RadioRA 2 or HomeWorks dimmers, 1-pack in ivory |  | 10.9 | 4.5 |  | RK-D-10-IV.jpg | http://grandbrass.xologic.com/vendors/4460/large/RK-D-10-IV.jpg | [47 empty] | 0 | 0 | 0 | [6 empty] | 0 | 1 | 1 | EA | 1 | Specialty Items | [7 empty] | White | [19 empty] | Lighting Accessories | [242 empty] | <a href="https://www.lutron.com/TechnicalDocumentLibrary/044-105e.pdf" target="_blank">Installation Instructions</a> | [23 empty] | 10.000 DW |  |  | 1.7000 IN | [89 empty] | 1.000 EA | 1.000 EA | [35 empty] | No | [42 empty] | https://www.lutron.com/TechnicalDocumentLibrary/369305_ENG.pdf | [7 empty] | Shelf Stock | [13 empty] | <a href="https://www.lutron.com/TechnicalDocumentLibrary/368-4493_Page_9.pdf" target="_blank">Tech Drawing</a> | [25 empty] | 39122221 | [13 empty] | <a href="https://www.lutron.com/TechnicalDocumentLibrary/043492.pdf" target="_blank">Warranty Information</a> |  |  |  |  | 0.400 L | [14 empty] | 0 | 0 | 0 | 0 | Lighting Fixtures | 2016-07-15 12:37 | 2024-07-20 11:06 | 0000-00-00 00:00:00 | 2024-07-20 11:06 | 0000-00-00 00:00:00 | [6 empty] | Ivory
1 | Lutron Electronics | RK-D-10-MN | 4460-2421 | 4460 | 2421 | Lutron Electronics | RK-D-10-MN.jpg | 27557227216 | 10 COLOR KITS FOR NEW RA DIM IN MIDNIGHT | Replacement Button Kit for RadioRA 2 or HomeWorks dimmers, 1-pack in midnight |  | 10.9 | 4.5 |  | RK-D-10-MN.jpg | http://grandbrass.xologic.com/vendors/4460/large/RK-D-10-MN.jpg | [47 empty] | 0 | 0 | 0 | [6 empty] | 0 | 1 | 1 | EA | 1 | Specialty Items | [27 empty] | Lighting Accessories | [242 empty] | <a href="https://www.lutron.com/TechnicalDocumentLibrary/044-105e.pdf" target="_blank">Installation Instructions</a> | [23 empty] | 5.000 DW |  |  | 1.7000 IN | [89 empty] | 1.000 EA | 1.000 EA | [35 empty] | No | [42 empty] | https://www.lutron.com/TechnicalDocumentLibrary/369305_ENG.pdf | [7 empty] | Shelf Stock | [13 empty] | <a href="https://www.lutron.com/TechnicalDocumentLibrary/368-4493_Page_9.pdf" target="_blank">Tech Drawing</a> | [25 empty] | 39122221 | [13 empty] | <a href="https://www.lutron.com/TechnicalDocumentLibrary/043492.pdf" target="_blank">Warranty Information</a> |  |  |  |  | 0.400 L | [14 empty] | 0 | 0 | 0 | 0 | Lighting Fixtures | 2016-07-15 12:38 | 2024-07-20 11:10 | 0000-00-00 00:00:00 | 2024-07-20 11:10 | 0000-00-00 00:00:00 | [6 empty] | Midnight
1 | Lutron Electronics | RK-D-10-TP | 4460-2422 | 4460 | 2422 | Lutron Electronics | RK-D-10-TP.jpg | 27557227223 | 10 COLOR KITS FOR NEW RA DIM IN TAUPE | Replacement Button Kit for RadioRA 2 or HomeWorks dimmers, 1-pack in taupe |  | 10.9 | 4.5 |  | RK-D-10-TP.jpg | http://grandbrass.xologic.com/vendors/4460/large/RK-D-10-TP.jpg | [47 empty] | 0 | 0 | 0 | [6 empty] | 0 | 1 | 1 | EA | 1 | Specialty Items | [27 empty] | Lighting Accessories | [242 empty] | <a href="https://www.lutron.com/TechnicalDocumentLibrary/044-105e.pdf" target="_blank">Installation Instructions</a> | [23 empty] | 10.000 DW |  |  | 1.7000 IN | [89 empty] | 1.000 EA | 1.000 EA | [35 empty] | No | [42 empty] | https://www.lutron.com/TechnicalDocumentLibrary/369305_ENG.pdf | [7 empty] | Shelf Stock | [13 empty] | <a href="https://www.lutron.com/TechnicalDocumentLibrary/368-4493_Page_9.pdf" target="_blank">Tech Drawing</a> | [25 empty] | 39122221 | [13 empty] | <a href="https://www.lutron.com/TechnicalDocumentLibrary/043492.pdf" target="_blank">Warranty Information</a> |  |  |  |  | 0.400 L | [14 empty] | 0 | 0 | 0 | 0 | Lighting Fixtures | 2016-07-15 12:38 | 2024-07-20 11:13 | 0000-00-00 00:00:00 | 2024-07-20 11:13 | 0000-00-00 00:00:00 | [6 empty] | Taupe
1 | Lutron Electronics | RK-D-10-SW | 4460-2423 | 4460 | 2423 | Lutron Electronics | RK-D-10-SW.jpg | 27557227230 | 10 COLOR KITS FOR NEW RA DIM IN SNOW | Replacement Button Kit for RadioRA 2 or HomeWorks dimmers, 1-pack in snow |  | 10.9 | 4.5 |  | RK-D-10-SW.jpg | http://grandbrass.xologic.com/vendors/4460/large/RK-D-10-SW.jpg | [47 empty] | 0 | 0 | 0 | [6 empty] | 0 | 1 | 1 | EA | 1 | Specialty Items | [27 empty] | Lighting Accessories | [242 empty] | <a href="https://www.lutron.com/TechnicalDocumentLibrary/044-105e.pdf" target="_blank">Installation Instructions</a> | [23 empty] | 10.000 DW |  |  | 1.7000 IN | [89 empty] | 1.000 EA | 1.000 EA | [35 empty] | No | [42 empty] | https://www.lutron.com/TechnicalDocumentLibrary/369305_ENG.pdf | [7 empty] | Shelf Stock | [13 empty] | <a href="https://www.lutron.com/TechnicalDocumentLibrary/368-4493_Page_9.pdf" target="_blank">Tech Drawing</a> | [25 empty] | 39122221 | [13 empty] | <a href="https://www.lutron.com/TechnicalDocumentLibrary/043492.pdf" target="_blank">Warranty Information</a> |  |  |  |  | 0.400 L | [14 empty] | 0 | 0 | 0 | 0 | Lighting Fixtures | 2016-07-15 12:38 | 2024-07-20 11:08 | 0000-00-00 00:00:00 | 2024-07-20 11:08 | 0000-00-00 00:00:00 | [6 empty] | Snow
1 | Lutron Electronics | RK-D-10-BI | 4460-2425 | 4460 | 2425 | Lutron Electronics | RK-D-10-BI.jpg | 27557227254 | 10 COLOR KITS FOR NEW RA DIM IN BISCUIT | Replacement Button Kit for RadioRA 2 or HomeWorks dimmers, 1-pack in biscuit |  | 10.9 | 4.5 |  | RK-D-10-BI.jpg | http://grandbrass.xologic.com/vendors/4460/large/RK-D-10-BI.jpg | [47 empty] | 0 | 0 | 0 | [6 empty] | 0 | 1 | 1 | EA | 1 | Specialty Items | [7 empty] | Brown | [19 empty] | Lighting Accessories | [242 empty] | <a href="https://www.lutron.com/TechnicalDocumentLibrary/044-105e.pdf" target="_blank">Installation Instructions</a> | [23 empty] | 10.000 DW |  |  | 1.7000 IN | [89 empty] | 1.000 EA | 1.000 EA | [35 empty] | No | [42 empty] | https://www.lutron.com/TechnicalDocumentLibrary/369305_ENG.pdf | [7 empty] | Shelf Stock | [13 empty] | <a href="https://www.lutron.com/TechnicalDocumentLibrary/368-4493_Page_9.pdf" target="_blank">Tech Drawing</a> | [25 empty] | 39122221 | [13 empty] | <a href="https://www.lutron.com/TechnicalDocumentLibrary/043492.pdf" target="_blank">Warranty Information</a> |  |  |  |  | 0.400 L | [14 empty] | 0 | 0 | 0 | 0 | Lighting Fixtures | 2016-07-15 12:38 | 2024-07-20 11:08 | 0000-00-00 00:00:00 | 2024-07-20 11:08 | 0000-00-00 00:00:00 | [6 empty] | Biscuit
1 | Lutron Electronics | RK-D-WH | 4460-2433 | 4460 | 2433 | Lutron Electronics | RK-D-WH.jpg | 27557227346 | COLOR KIT FOR NEW RA DIMMER IN WHITE | Replacement Button Kit for RadioRA 2 or HomeWorks dimmers in white |  | 2.3 | 4.5 |  | RK-D-WH.jpg | http://grandbrass.xologic.com/vendors/4460/large/RK-D-WH.jpg | [47 empty] | 0 | 0 | 0 | [6 empty] | 0 | 1 | 1 | EA | 1 | Specialty Items | [7 empty] | White | [19 empty] | Lighting Accessories | [242 empty] | <a href="https://www.lutron.com/TechnicalDocumentLibrary/044-105e.pdf" target="_blank">Installation Instructions</a> | [23 empty] | 10.000 DW |  |  | 2.3000 IN | [89 empty] | 1.000 EA | 1.000 EA | [35 empty] | No | [42 empty] | https://www.lutron.com/TechnicalDocumentLibrary/369225_SPA.pdf | [7 empty] | Shelf Stock | [13 empty] | <a href="https://www.lutron.com/TechnicalDocumentLibrary/368-4493_Page_9.pdf" target="_blank">Tech Drawing</a> | [25 empty] | 39122221 | [13 empty] | <a href="https://www.lutron.com/TechnicalDocumentLibrary/043492.pdf" target="_blank">Warranty Information</a> |  |  |  |  | 0.100 L | [14 empty] | 0 | 0 | 0 | 0 | Lighting Fixtures | 2016-07-15 12:38 | 2024-07-20 11:42 | 0000-00-00 00:00:00 | 2024-07-20 11:42 | 0000-00-00 00:00:00 | [6 empty] | White
1 | Lutron Electronics | RK-D-AL | 4460-2434 | 4460 | 2434 | Lutron Electronics | RK-D-AL.jpg | 27557227353 | COLOR KIT FOR NEW RA DIMMER IN ALMOND | Replacement Button Kit for RadioRA 2 or HomeWorks dimmers in almond |  | 2.3 | 4.5 |  | RK-D-AL.jpg | http://grandbrass.xologic.com/vendors/4460/large/RK-D-AL.jpg | [47 empty] | 0 | 0 | 0 | [6 empty] | 0 | 1 | 1 | EA | 1 | Specialty Items | [7 empty] | Nickel | [19 empty] | Lighting Accessories | [242 empty] | <a href="https://www.lutron.com/TechnicalDocumentLibrary/044-105e.pdf" target="_blank">Installation Instructions</a> | [23 empty] | 5.000 DW |  |  | 2.3000 IN | [89 empty] | 1.000 EA | 1.000 EA | [35 empty] | No | [42 empty] | https://www.lutron.com/TechnicalDocumentLibrary/369225_SPA.pdf | [7 empty] | Shelf Stock | [13 empty] | <a href="https://www.lutron.com/TechnicalDocumentLibrary/368-4493_Page_9.pdf" target="_blank">Tech Drawing</a> | [25 empty] | 39122221 | [13 empty] | <a href="https://www.lutron.com/TechnicalDocumentLibrary/043492.pdf" target="_blank">Warranty Information</a> |  |  |  |  | 0.100 L | [14 empty] | 0 | 0 | 0 | 0 | Lighting Fixtures | 2016-07-15 12:38 | 2024-07-20 11:14 | 0000-00-00 00:00:00 | 2024-07-20 11:14 | 0000-00-00 00:00:00 | [6 empty] | Almond
1 | Lutron Electronics | RK-D-BL | 4460-2435 | 4460 | 2435 | Lutron Electronics | RK-D-BL.jpg | 27557227360 | COLOR KIT FOR NEW RA DIMMER IN BLACK | Replacement Button Kit for RadioRA 2 or HomeWorks dimmers in black |  | 2.3 | 4.5 |  | RK-D-BL.jpg | http://grandbrass.xologic.com/vendors/4460/large/RK-D-BL.jpg | [47 empty] | 0 | 0 | 0 | [6 empty] | 0 | 1 | 1 | EA | 1 | Specialty Items | [7 empty] | Black | [19 empty] | Lighting Accessories | [242 empty] | <a href="https://www.lutron.com/TechnicalDocumentLibrary/044-105e.pdf" target="_blank">Installation Instructions</a> | [23 empty] | 10.000 DW |  |  | 2.3000 IN | [89 empty] | 1.000 EA | 1.000 EA | [35 empty] | No | [42 empty] | https://www.lutron.com/TechnicalDocumentLibrary/369225_SPA.pdf | [7 empty] | Shelf Stock | [13 empty] | <a href="https://www.lutron.com/TechnicalDocumentLibrary/368-4493_Page_9.pdf" target="_blank">Tech Drawing</a> | [25 empty] | 39122221 | [13 empty] | <a href="https://www.lutron.com/TechnicalDocumentLibrary/043492.pdf" target="_blank">Warranty Information</a> |  |  |  |  | 0.100 L | [14 empty] | 0 | 0 | 0 | 0 | Lighting Fixtures | 2016-07-15 12:38 | 2024-07-20 11:13 | 0000-00-00 00:00:00 | 2024-07-20 11:13 | 0000-00-00 00:00:00 | [6 empty] | Black
1 | Lutron Electronics | RK-D-LA | 4460-2436 | 4460 | 2436 | Lutron Electronics | RK-D-LA.jpg | 27557227377 | COLOR KIT FOR NEW RA DIMMER IN LA | Replacement Button Kit for RadioRA 2 or HomeWorks dimmers in light almond |  | 2.3 | 4.5 |  | RK-D-LA.jpg | http://grandbrass.xologic.com/vendors/4460/large/RK-D-LA.jpg | [47 empty] | 0 | 0 | 0 | [6 empty] | 0 | 1 | 1 | EA | 1 | Specialty Items | [27 empty] | Lighting Accessories | [242 empty] | <a href="https://www.lutron.com/TechnicalDocumentLibrary/044-105e.pdf" target="_blank">Installation Instructions</a> | [23 empty] | 10.000 DW |  |  | 2.3000 IN | [89 empty] | 1.000 EA | 1.000 EA | [35 empty] | No | [42 empty] | https://www.lutron.com/TechnicalDocumentLibrary/369225_fre.pdf | [7 empty] | Shelf Stock | [13 empty] | <a href="https://www.lutron.com/TechnicalDocumentLibrary/368-4493_Page_9.pdf" target="_blank">Tech Drawing</a> | [25 empty] | 39122221 | [13 empty] | <a href="https://www.lutron.com/TechnicalDocumentLibrary/043492.pdf" target="_blank">Warranty Information</a> |  |  |  |  | 0.100 L | [14 empty] | 0 | 0 | 0 | 0 | Lighting Fixtures | 2016-07-15 12:38 | 2024-07-20 11:10 | 0000-00-00 00:00:00 | 2024-07-20 11:10 | 0000-00-00 00:00:00
1 | Lutron Electronics | RK-D-BR | 4460-2437 | 4460 | 2437 | Lutron Electronics | RK-D-BR.jpg | 27557227384 | COLOR KIT FOR NEW RA DIMMER IN BROWN | Replacement Button Kit for RadioRA 2 or HomeWorks dimmers in brown |  | 2.3 | 4.5 |  | RK-D-BR.jpg | http://grandbrass.xologic.com/vendors/4460/large/RK-D-BR.jpg | [47 empty] | 0 | 0 | 0 | [6 empty] | 0 | 1 | 1 | EA | 1 | Specialty Items | [7 empty] | Brown | [19 empty] | Lighting Accessories | [242 empty] | <a href="https://www.lutron.com/TechnicalDocumentLibrary/044-105e.pdf" target="_blank">Installation Instructions</a> | [23 empty] | 10.000 DW |  |  | 2.3000 IN | [89 empty] | 1.000 EA | 1.000 EA | [35 empty] | No | [42 empty] | https://www.lutron.com/TechnicalDocumentLibrary/369225_SPA.pdf | [7 empty] | Shelf Stock | [13 empty] | <a href="https://www.lutron.com/TechnicalDocumentLibrary/368-4493_Page_9.pdf" target="_blank">Tech Drawing</a> | [25 empty] | 39122221 | [13 empty] | <a href="https://www.lutron.com/TechnicalDocumentLibrary/043492.pdf" target="_blank">Warranty Information</a> |  |  |  |  | 0.100 L | [14 empty] | 0 | 0 | 0 | 0 | Lighting Fixtures | 2016-07-15 12:38 | 2024-07-20 11:06 | 0000-00-00 00:00:00 | 2024-07-20 11:06 | 0000-00-00 00:00:00 | [6 empty] | Brown
1 | Lutron Electronics | RK-D-GR | 4460-2438 | 4460 | 2438 | Lutron Electronics | RK-D-GR.jpg | 27557227391 | COLOR KIT FOR NEW RA DIMMER IN GRAY | Replacement Button Kit for RadioRA 2 or HomeWorks dimmers in gray |  | 2.3 | 4.5 |  | RK-D-GR.jpg | http://grandbrass.xologic.com/vendors/4460/large/RK-D-GR.jpg | [47 empty] | 0 | 0 | 0 | [6 empty] | 0 | 1 | 1 | EA | 1 | Specialty Items | [7 empty] | Gray | [19 empty] | Lighting Accessories | [242 empty] | <a href="https://www.lutron.com/TechnicalDocumentLibrary/044-105e.pdf" target="_blank">Installation Instructions</a> | [23 empty] | 10.000 DW |  |  | 2.3000 IN | [89 empty] | 1.000 EA | 1.000 EA | [35 empty] | No | [42 empty] | https://www.lutron.com/TechnicalDocumentLibrary/369225_fre.pdf | [7 empty] | Shelf Stock | [13 empty] | <a href="https://www.lutron.com/TechnicalDocumentLibrary/368-4493_Page_9.pdf" target="_blank">Tech Drawing</a> | [25 empty] | 39122221 | [13 empty] | <a href="https://www.lutron.com/TechnicalDocumentLibrary/043492.pdf" target="_blank">Warranty Information</a> |  |  |  |  | 0.100 L | [14 empty] | 0 | 0 | 0 | 0 | Lighting Fixtures | 2016-07-15 12:38 | 2024-07-20 11:08 | 0000-00-00 00:00:00 | 2024-07-20 11:08 | 0000-00-00 00:00:00 | [6 empty] | Gray
1 | Lutron Electronics | RK-D-IV | 4460-2439 | 4460 | 2439 | Lutron Electronics | RK-D-IV.jpg | 27557227407 | COLOR KIT FOR NEW RA DIMMER IN IVORY | Replacement Button Kit for RadioRA 2 or HomeWorks dimmers in ivory |  | 2.3 | 4.5 |  | RK-D-IV.jpg | http://grandbrass.xologic.com/vendors/4460/large/RK-D-IV.jpg | [47 empty] | 0 | 0 | 0 | [6 empty] | 0 | 1 | 1 | EA | 1 | Specialty Items | [7 empty] | White | [19 empty] | Lighting Accessories | [242 empty] | <a href="https://www.lutron.com/TechnicalDocumentLibrary/044-105e.pdf" target="_blank">Installation Instructions</a> | [23 empty] | 2.000 DW |  |  | 2.3000 IN | [89 empty] | 1.000 EA | 1.000 EA | [35 empty] | No | [42 empty] | https://www.lutron.com/TechnicalDocumentLibrary/369225_fre.pdf | [7 empty] | Shelf Stock | [13 empty] | <a href="https://www.lutron.com/TechnicalDocumentLibrary/368-4493_Page_9.pdf" target="_blank">Tech Drawing</a> | [25 empty] | 39122221 | [13 empty] | <a href="https://www.lutron.com/TechnicalDocumentLibrary/043492.pdf" target="_blank">Warranty Information</a> |  |  |  |  | 0.100 L | [14 empty] | 0 | 0 | 0 | 0 | Lighting Fixtures | 2016-07-15 12:38 | 2024-07-20 11:12 | 0000-00-00 00:00:00 | 2024-07-20 11:12 | 0000-00-00 00:00:00 | [6 empty] | Ivory
1 | Lutron Electronics | RK-D-MN | 4460-2440 | 4460 | 2440 | Lutron Electronics | RK-D-MN.jpg | 27557227414 | COLOR KIT FOR NEW RA DIMMER IN MIDNIGHT | Replacement Button Kit for RadioRA 2 or HomeWorks dimmers in midnight |  | 2.3 | 4.5 |  | RK-D-MN.jpg | http://grandbrass.xologic.com/vendors/4460/large/RK-D-MN.jpg | [47 empty] | 0 | 0 | 0 | [6 empty] | 0 | 1 | 1 | EA | 1 | Specialty Items | [27 empty] | Lighting Accessories | [242 empty] | <a href="https://www.lutron.com/TechnicalDocumentLibrary/044-105e.pdf" target="_blank">Installation Instructions</a> | [23 empty] | 10.000 DW |  |  | 2.3000 IN | [89 empty] | 1.000 EA | 1.000 EA | [35 empty] | No | [42 empty] | https://www.lutron.com/TechnicalDocumentLibrary/369225_fre.pdf | [7 empty] | Shelf Stock | [13 empty] | <a href="https://www.lutron.com/TechnicalDocumentLibrary/368-4493_Page_9.pdf" target="_blank">Tech Drawing</a> | [25 empty] | 39122221 | [13 empty] | <a href="https://www.lutron.com/TechnicalDocumentLibrary/043492.pdf" target="_blank">Warranty Information</a> |  |  |  |  | 0.100 L | [14 empty] | 0 | 0 | 0 | 0 | Lighting Fixtures | 2016-07-15 12:38 | 2024-07-20 11:08 | 0000-00-00 00:00:00 | 2024-07-20 11:08 | 0000-00-00 00:00:00 | [6 empty] | Midnight
1 | Lutron Electronics | RK-D-TP | 4460-2441 | 4460 | 2441 | Lutron Electronics | RK-D-TP.jpg | 27557227421 | COLOR KIT FOR NEW RA DIMMER IN TAUPE | Replacement Button Kit for RadioRA 2 or HomeWorks dimmers in taupe |  | 2.3 | 4.5 |  | RK-D-TP.jpg | http://grandbrass.xologic.com/vendors/4460/large/RK-D-TP.jpg | [47 empty] | 0 | 0 | 0 | [6 empty] | 0 | 1 | 1 | EA | 1 | Specialty Items | [27 empty] | Lighting Accessories | [242 empty] | <a href="https://www.lutron.com/TechnicalDocumentLibrary/044-105e.pdf" target="_blank">Installation Instructions</a> | [23 empty] | 20.000 DW |  |  | 2.3000 IN | [89 empty] | 1.000 EA | 1.000 EA | [35 empty] | No | [42 empty] | https://www.lutron.com/TechnicalDocumentLibrary/369225_fre.pdf | [7 empty] | Shelf Stock | [13 empty] | <a href="https://www.lutron.com/TechnicalDocumentLibrary/368-4493_Page_9.pdf" target="_blank">Tech Drawing</a> | [25 empty] | 39122221 | [13 empty] | <a href="https://www.lutron.com/TechnicalDocumentLibrary/043492.pdf" target="_blank">Warranty Information</a> |  |  |  |  | 0.100 L | [14 empty] | 0 | 0 | 0 | 0 | Lighting Fixtures | 2016-07-15 12:38 | 2024-07-20 11:07 | 0000-00-00 00:00:00 | 2024-07-20 11:07 | 0000-00-00 00:00:00 | [6 empty] | Taupe
1 | Lutron Electronics | RK-D-SW | 4460-2442 | 4460 | 2442 | Lutron Electronics | RK-D-SW.jpg | 27557227438 | COLOR KIT FOR NEW RA DIMMER IN SNOW | Replacement Button Kit for RadioRA 2 or HomeWorks dimmers in snow |  | 2.3 | 4.5 |  | RK-D-SW.jpg | http://grandbrass.xologic.com/vendors/4460/large/RK-D-SW.jpg | [47 empty] | 0 | 0 | 0 | [6 empty] | 0 | 1 | 1 | EA | 1 | Specialty Items | [27 empty] | Lighting Accessories | [242 empty] | <a href="https://www.lutron.com/TechnicalDocumentLibrary/044-105e.pdf" target="_blank">Installation Instructions</a> | [23 empty] | 10.000 DW |  |  | 2.3000 IN | [89 empty] | 1.000 EA | 1.000 EA | [35 empty] | No | [42 empty] | https://www.lutron.com/TechnicalDocumentLibrary/369225_fre.pdf | [7 empty] | Shelf Stock | [13 empty] | <a href="https://www.lutron.com/TechnicalDocumentLibrary/368-4493_Page_9.pdf" target="_blank">Tech Drawing</a> | [25 empty] | 39122221 | [13 empty] | <a href="https://www.lutron.com/TechnicalDocumentLibrary/043492.pdf" target="_blank">Warranty Information</a> |  |  |  |  | 0.100 L | [14 empty] | 0 | 0 | 0 | 0 | Lighting Fixtures | 2016-07-15 12:38 | 2024-07-20 11:09 | 0000-00-00 00:00:00 | 2024-07-20 11:09 | 0000-00-00 00:00:00 | [6 empty] | Snow
1 | Lutron Electronics | RK-D-BI | 4460-2444 | 4460 | 2444 | Lutron Electronics | RK-D-BI.jpg | 27557227452 | COLOR KIT FOR NEW RA DIMMER IN BISQUIT | Replacement Button Kit for RadioRA 2 or HomeWorks dimmers in biscuit |  | 2.3 | 4.5 |  | RK-D-BI.jpg | http://grandbrass.xologic.com/vendors/4460/large/RK-D-BI.jpg | [47 empty] | 0 | 0 | 0 | [6 empty] | 0 | 1 | 1 | EA | 1 | Specialty Items | [7 empty] | Brown | [19 empty] | Lighting Accessories | [242 empty] | <a href="https://www.lutron.com/TechnicalDocumentLibrary/044-105e.pdf" target="_blank">Installation Instructions</a> | [23 empty] | 10.000 DW |  |  | 2.3000 IN | [89 empty] | 1.000 EA | 1.000 EA | [35 empty] | No | [42 empty] | https://www.lutron.com/TechnicalDocumentLibrary/369225_fre.pdf | [7 empty] | Shelf Stock | [13 empty] | <a href="https://www.lutron.com/TechnicalDocumentLibrary/368-4493_Page_9.pdf" target="_blank">Tech Drawing</a> | [25 empty] | 39122221 | [13 empty] | <a href="https://www.lutron.com/TechnicalDocumentLibrary/043492.pdf" target="_blank">Warranty Information</a> |  |  |  |  | 0.100 L | [14 empty] | 0 | 0 | 0 | 0 | Lighting Fixtures | 2016-07-15 12:38 | 2024-07-20 11:09 | 0000-00-00 00:00:00 | 2024-07-20 11:09 | 0000-00-00 00:00:00 | [6 empty] | Biscuit
1 | Lutron Electronics | RK-S-WH | 4460-2455 | 4460 | 2455 | Lutron Electronics | RK-S-WH.jpg | 27557227612 | COLOR KIT FOR NEW RA SWITCH IN WHITE | Replacement Button Kit for RadioRA 2 or HomeWorks switches in white |  | 2.3 | 4.5 |  | RK-S-WH.jpg | http://grandbrass.xologic.com/vendors/4460/large/RK-S-WH.jpg | [47 empty] | 0 | 0 | 0 | [6 empty] | 0 | 1 | 1 | EA | 1 | Specialty Items | [7 empty] | White | [19 empty] | Lighting Accessories | [242 empty] | <a href="https://www.lutron.com/TechnicalDocumentLibrary/044-105e.pdf" target="_blank">Installation Instructions</a> | [23 empty] | 20.000 DW |  |  | 2.3000 IN | [89 empty] | 1.000 EA | 1.000 EA | [35 empty] | No | [42 empty] | https://www.lutron.com/TechnicalDocumentLibrary/369225_SPA.pdf | [7 empty] | Shelf Stock | [13 empty] | <a href="https://www.lutron.com/TechnicalDocumentLibrary/368-4493_Page_9.pdf" target="_blank">Tech Drawing</a> | [25 empty] | 39122221 | [13 empty] | <a href="https://www.lutron.com/TechnicalDocumentLibrary/043492.pdf" target="_blank">Warranty Information</a> |  |  |  |  | 0.100 L | [14 empty] | 0 | 0 | 0 | 0 | Lighting Fixtures | 2016-07-15 12:39 | 2024-07-20 11:13 | 0000-00-00 00:00:00 | 2024-07-20 11:13 | 0000-00-00 00:00:00 | [6 empty] | White
1 | Lutron Electronics | RK-S-AL | 4460-2456 | 4460 | 2456 | Lutron Electronics | RK-S-AL.jpg | 27557227629 | COLOR KIT FOR NEW RA SWITCH IN ALMOND | Replacement Button Kit for RadioRA 2 or HomeWorks switches in almond |  | 2.3 | 4.5 |  | RK-S-AL.jpg | http://grandbrass.xologic.com/vendors/4460/large/RK-S-AL.jpg | [47 empty] | 0 | 0 | 0 | [6 empty] | 0 | 1 | 1 | EA | 1 | Specialty Items | [7 empty] | Nickel | [19 empty] | Lighting Accessories | [242 empty] | <a href="https://www.lutron.com/TechnicalDocumentLibrary/044-105e.pdf" target="_blank">Installation Instructions</a> | [23 empty] | 10.000 DW |  |  | 2.3000 IN | [89 empty] | 1.000 EA | 1.000 EA | [35 empty] | No | [42 empty] | https://www.lutron.com/TechnicalDocumentLibrary/369225_SPA.pdf | [7 empty] | Shelf Stock | [13 empty] | <a href="https://www.lutron.com/TechnicalDocumentLibrary/368-4493_Page_9.pdf" target="_blank">Tech Drawing</a> | [25 empty] | 39122221 | [13 empty] | <a href="https://www.lutron.com/TechnicalDocumentLibrary/043492.pdf" target="_blank">Warranty Information</a> |  |  |  |  | 0.100 L | [14 empty] | 0 | 0 | 0 | 0 | Lighting Fixtures | 2016-07-15 12:39 | 2024-07-20 11:11 | 0000-00-00 00:00:00 | 2024-07-20 11:11 | 0000-00-00 00:00:00 | [6 empty] | Almond
1 | Lutron Electronics | RK-S-BL | 4460-2457 | 4460 | 2457 | Lutron Electronics | RK-S-BL.jpg | 27557227636 | COLOR KIT FOR NEW RA SWITCH IN BLACK | Replacement Button Kit for RadioRA 2 or HomeWorks switches in black |  | 2.3 | 4.5 |  | RK-S-BL.jpg | http://grandbrass.xologic.com/vendors/4460/large/RK-S-BL.jpg | [47 empty] | 0 | 0 | 0 | [6 empty] | 0 | 1 | 1 | EA | 1 | Specialty Items | [7 empty] | Black | [19 empty] | Lighting Accessories | [242 empty] | <a href="https://www.lutron.com/TechnicalDocumentLibrary/044-105e.pdf" target="_blank">Installation Instructions</a> | [23 empty] | 20.000 DW |  |  | 2.3000 IN | [89 empty] | 1.000 EA | 1.000 EA | [35 empty] | No | [42 empty] | https://www.lutron.com/TechnicalDocumentLibrary/369225_SPA.pdf | [7 empty] | Shelf Stock | [13 empty] | <a href="https://www.lutron.com/TechnicalDocumentLibrary/368-4493_Page_9.pdf" target="_blank">Tech Drawing</a> | [25 empty] | 39122221 | [13 empty] | <a href="https://www.lutron.com/TechnicalDocumentLibrary/043492.pdf" target="_blank">Warranty Information</a> |  |  |  |  | 0.100 L | [14 empty] | 0 | 0 | 0 | 0 | Lighting Fixtures | 2016-07-15 12:39 | 2024-07-20 11:10 | 0000-00-00 00:00:00 | 2024-07-20 11:10 | 0000-00-00 00:00:00 | [6 empty] | Black
1 | Lutron Electronics | RK-S-LA | 4460-2458 | 4460 | 2458 | Lutron Electronics | RK-S-LA.jpg | 27557227643 | COLOR KIT FOR NEW RA SWITCH IN LA | Replacement Button Kit for RadioRA 2 or HomeWorks switches in light almond |  | 2.3 | 4.5 |  | RK-S-LA.jpg | http://grandbrass.xologic.com/vendors/4460/large/RK-S-LA.jpg | [47 empty] | 0 | 0 | 0 | [6 empty] | 0 | 1 | 1 | EA | 1 | Specialty Items | [27 empty] | Lighting Accessories | [242 empty] | <a href="https://www.lutron.com/TechnicalDocumentLibrary/044-105e.pdf" target="_blank">Installation Instructions</a> | [23 empty] | 10.000 DW |  |  | 2.3000 IN | [89 empty] | 1.000 EA | 1.000 EA | [35 empty] | No | [42 empty] | https://www.lutron.com/TechnicalDocumentLibrary/369225_fre.pdf | [7 empty] | Shelf Stock | [13 empty] | <a href="https://www.lutron.com/TechnicalDocumentLibrary/368-4493_Page_9.pdf" target="_blank">Tech Drawing</a> | [25 empty] | 39122221 | [13 empty] | <a href="https://www.lutron.com/TechnicalDocumentLibrary/043492.pdf" target="_blank">Warranty Information</a> |  |  |  |  | 0.100 L | [14 empty] | 0 | 0 | 0 | 0 | Lighting Fixtures | 2016-07-15 12:39 | 2024-07-20 11:07 | 0000-00-00 00:00:00 | 2024-07-20 11:07 | 0000-00-00 00:00:00
1 | Lutron Electronics | RK-S-BR | 4460-2459 | 4460 | 2459 | Lutron Electronics | RK-S-BR.jpg | 27557227650 | COLOR KIT FOR NEW RA SWITCH IN BROWN | Replacement Button Kit for RadioRA 2 or HomeWorks switches in brown |  | 2.3 | 4.5 |  | RK-S-BR.jpg | http://grandbrass.xologic.com/vendors/4460/large/RK-S-BR.jpg | [47 empty] | 0 | 0 | 0 | [6 empty] | 0 | 1 | 1 | EA | 1 | Specialty Items | [7 empty] | Brown | [19 empty] | Lighting Accessories | [242 empty] | <a href="https://www.lutron.com/TechnicalDocumentLibrary/044-105e.pdf" target="_blank">Installation Instructions</a> | [23 empty] | 10.000 DW |  |  | 2.3000 IN | [89 empty] | 1.000 EA | 1.000 EA | [35 empty] | No | [42 empty] | https://www.lutron.com/TechnicalDocumentLibrary/369225_SPA.pdf | [7 empty] | Shelf Stock | [13 empty] | <a href="https://www.lutron.com/TechnicalDocumentLibrary/368-4493_Page_9.pdf" target="_blank">Tech Drawing</a> | [25 empty] | 39122221 | [13 empty] | <a href="https://www.lutron.com/TechnicalDocumentLibrary/043492.pdf" target="_blank">Warranty Information</a> |  |  |  |  | 0.100 L | [14 empty] | 0 | 0 | 0 | 0 | Lighting Fixtures | 2016-07-15 12:39 | 2024-07-20 11:08 | 0000-00-00 00:00:00 | 2024-07-20 11:08 | 0000-00-00 00:00:00 | [6 empty] | Brown
1 | Lutron Electronics | RK-S-GR | 4460-2460 | 4460 | 2460 | Lutron Electronics | RK-S-GR.jpg | 27557227667 | COLOR KIT FOR NEW RA SWITCH IN GRAY | Replacement Button Kit for RadioRA 2 or HomeWorks switches in gray |  | 2.3 | 4.5 |  | RK-S-GR.jpg | http://grandbrass.xologic.com/vendors/4460/large/RK-S-GR.jpg | [47 empty] | 0 | 0 | 0 | [6 empty] | 0 | 1 | 1 | EA | 1 | Specialty Items | [7 empty] | Gray | [19 empty] | Lighting Accessories | [242 empty] | <a href="https://www.lutron.com/TechnicalDocumentLibrary/044-105e.pdf" target="_blank">Installation Instructions</a> | [23 empty] | 20.000 DW |  |  | 2.3000 IN | [89 empty] | 1.000 EA | 1.000 EA | [35 empty] | No | [42 empty] | https://www.lutron.com/TechnicalDocumentLibrary/369225_SPA.pdf | [7 empty] | Shelf Stock | [13 empty] | <a href="https://www.lutron.com/TechnicalDocumentLibrary/368-4493_Page_9.pdf" target="_blank">Tech Drawing</a> | [25 empty] | 39122221 | [13 empty] | <a href="https://www.lutron.com/TechnicalDocumentLibrary/043492.pdf" target="_blank">Warranty Information</a> |  |  |  |  | 0.100 L | [14 empty] | 0 | 0 | 0 | 0 | Lighting Fixtures | 2016-07-15 12:39 | 2024-07-20 11:08 | 0000-00-00 00:00:00 | 2024-07-20 11:08 | 0000-00-00 00:00:00 | [6 empty] | Gray
1 | Lutron Electronics | RK-S-IV | 4460-2461 | 4460 | 2461 | Lutron Electronics | RK-S-IV.jpg | 27557227674 | COLOR KIT FOR NEW RA SWITCH IN IVORY | Replacement Button Kit for RadioRA 2 or HomeWorks switches in ivory |  | 2.3 | 4.5 |  | RK-S-IV.jpg | http://grandbrass.xologic.com/vendors/4460/large/RK-S-IV.jpg | [47 empty] | 0 | 0 | 0 | [6 empty] | 0 | 1 | 1 | EA | 1 | Specialty Items | [7 empty] | White | [19 empty] | Lighting Accessories | [242 empty] | <a href="https://www.lutron.com/TechnicalDocumentLibrary/044-105e.pdf" target="_blank">Installation Instructions</a> | [23 empty] | 2.000 DW |  |  | 2.3000 IN | [89 empty] | 1.000 EA | 1.000 EA | [35 empty] | No | [42 empty] | https://www.lutron.com/TechnicalDocumentLibrary/369225_SPA.pdf | [7 empty] | Shelf Stock | [13 empty] | <a href="https://www.lutron.com/TechnicalDocumentLibrary/368-4493_Page_9.pdf" target="_blank">Tech Drawing</a> | [25 empty] | 39122221 | [13 empty] | <a href="https://www.lutron.com/TechnicalDocumentLibrary/043492.pdf" target="_blank">Warranty Information</a> |  |  |  |  | 0.100 L | [14 empty] | 0 | 0 | 0 | 0 | Lighting Fixtures | 2016-07-15 12:39 | 2024-07-20 11:07 | 0000-00-00 00:00:00 | 2024-07-20 11:07 | 0000-00-00 00:00:00 | [6 empty] | Ivory
1 | Lutron Electronics | RK-S-TP | 4460-2463 | 4460 | 2463 | Lutron Electronics | RK-S-TP.jpg | 27557227698 | COLOR KIT FOR NEW RA SWITCH IN TAUPE | Replacement Button Kit for RadioRA 2 or HomeWorks switches in taupe |  | 2.3 | 4.5 |  | RK-S-TP.jpg | http://grandbrass.xologic.com/vendors/4460/large/RK-S-TP.jpg | [47 empty] | 0 | 0 | 0 | [6 empty] | 0 | 1 | 1 | EA | 1 | Specialty Items | [27 empty] | Lighting Accessories | [242 empty] | <a href="https://www.lutron.com/TechnicalDocumentLibrary/044-105e.pdf" target="_blank">Installation Instructions</a> | [23 empty] | 10.000 DW |  |  | 2.3000 IN | [89 empty] | 1.000 EA | 1.000 EA | [35 empty] | No | [42 empty] | https://www.lutron.com/TechnicalDocumentLibrary/369225_SPA.pdf | [7 empty] | Shelf Stock | [13 empty] | <a href="https://www.lutron.com/TechnicalDocumentLibrary/368-4493_Page_9.pdf" target="_blank">Tech Drawing</a> | [25 empty] | 39122221 | [13 empty] | <a href="https://www.lutron.com/TechnicalDocumentLibrary/043492.pdf" target="_blank">Warranty Information</a> |  |  |  |  | 0.100 L | [14 empty] | 0 | 0 | 0 | 0 | Lighting Fixtures | 2016-07-15 12:39 | 2024-07-20 11:11 | 0000-00-00 00:00:00 | 2024-07-20 11:11 | 0000-00-00 00:00:00 | [6 empty] | Taupe
1 | Lutron Electronics | RK-S-SW | 4460-2464 | 4460 | 2464 | Lutron Electronics | RK-S-SW.jpg | 27557227704 | COLOR KIT FOR NEW RA SWITCH IN SNOW | Replacement Button Kit for RadioRA 2 or HomeWorks switches in snow |  | 2.3 | 4.5 |  | RK-S-SW.jpg | http://grandbrass.xologic.com/vendors/4460/large/RK-S-SW.jpg | [47 empty] | 0 | 0 | 0 | [6 empty] | 0 | 1 | 1 | EA | 1 | Specialty Items | [27 empty] | Lighting Accessories | [242 empty] | <a href="https://www.lutron.com/TechnicalDocumentLibrary/044-105e.pdf" target="_blank">Installation Instructions</a> | [23 empty] | 15.000 DW |  |  | 2.3000 IN | [89 empty] | 1.000 EA | 1.000 EA | [35 empty] | No | [42 empty] | https://www.lutron.com/TechnicalDocumentLibrary/369225_SPA.pdf | [7 empty] | Shelf Stock | [13 empty] | <a href="https://www.lutron.com/TechnicalDocumentLibrary/368-4493_Page_9.pdf" target="_blank">Tech Drawing</a> | [25 empty] | 39122221 | [13 empty] | <a href="https://www.lutron.com/TechnicalDocumentLibrary/043492.pdf" target="_blank">Warranty Information</a> |  |  |  |  | 0.100 L | [14 empty] | 0 | 0 | 0 | 0 | Lighting Fixtures | 2016-07-15 12:39 | 2024-07-20 11:13 | 0000-00-00 00:00:00 | 2024-07-20 11:13 | 0000-00-00 00:00:00 | [6 empty] | Snow
1 | Lutron Electronics | RK-S-BI | 4460-2466 | 4460 | 2466 | Lutron Electronics | RK-S-BI.jpg | 27557227728 | COLOR KIT FOR NEW RA SWITCH IN BISQUIT | Replacement Button Kit for RadioRA 2 or HomeWorks switches in biscuit |  | 2.3 | 4.5 |  | RK-S-BI.jpg | http://grandbrass.xologic.com/vendors/4460/large/RK-S-BI.jpg | [47 empty] | 0 | 0 | 0 | [6 empty] | 0 | 1 | 1 | EA | 1 | Specialty Items | [7 empty] | Brown | [19 empty] | Lighting Accessories | [242 empty] | <a href="https://www.lutron.com/TechnicalDocumentLibrary/044-105e.pdf" target="_blank">Installation Instructions</a> | [23 empty] | 20.000 DW |  |  | 2.3000 IN | [89 empty] | 1.000 EA | 1.000 EA | [35 empty] | No | [42 empty] | https://www.lutron.com/TechnicalDocumentLibrary/369225_SPA.pdf | [7 empty] | Shelf Stock | [13 empty] | <a href="https://www.lutron.com/TechnicalDocumentLibrary/368-4493_Page_9.pdf" target="_blank">Tech Drawing</a> | [25 empty] | 39122221 | [13 empty] | <a href="https://www.lutron.com/TechnicalDocumentLibrary/043492.pdf" target="_blank">Warranty Information</a> |  |  |  |  | 0.100 L | [14 empty] | 0 | 0 | 0 | 0 | Lighting Fixtures | 2016-07-15 12:39 | 2024-07-20 11:10 | 0000-00-00 00:00:00 | 2024-07-20 11:10 | 0000-00-00 00:00:00 | [6 empty] | Biscuit
1 | Lutron Electronics | RK-S-HT | 4460-2472 | 4460 | 2472 | Lutron Electronics | RK-S-HT.jpg | 27557227810 | COLOR KIT FOR NEW RA SWITCH IN HOT | Replacement Button Kit for RadioRA 2 or HomeWorks switches in hot |  | 2.3 | 4.5 |  | RK-S-HT.jpg | http://grandbrass.xologic.com/vendors/4460/large/RK-S-HT.jpg | [47 empty] | 0 | 0 | 0 | [6 empty] | 0 | 1 | 1 | EA | 1 | Specialty Items | [27 empty] | Lighting Accessories | [242 empty] | <a href="https://www.lutron.com/TechnicalDocumentLibrary/044-105e.pdf" target="_blank">Installation Instructions</a> | [23 empty] | 5.000 DW |  |  | 2.3000 IN | [89 empty] | 1.000 EA | 1.000 EA | [35 empty] | No | [42 empty] | https://www.lutron.com/TechnicalDocumentLibrary/369225_SPA.pdf | [7 empty] | Shelf Stock | [13 empty] | <a href="https://www.lutron.com/TechnicalDocumentLibrary/368-4493_Page_9.pdf" target="_blank">Tech Drawing</a> | [25 empty] | 39122221 | [13 empty] | <a href="https://www.lutron.com/TechnicalDocumentLibrary/043492.pdf" target="_blank">Warranty Information</a> |  |  |  |  | 0.100 L | [14 empty] | 0 | 0 | 0 | 0 | Lighting Fixtures | 2016-07-15 12:39 | 2024-07-20 11:07 | 0000-00-00 00:00:00 | 2024-07-20 11:07 | 0000-00-00 00:00:00
1 | Lutron Electronics | RK-AD-WH | 4460-2477 | 4460 | 2477 | Lutron Electronics | RK-AD-WH.jpg | 27557227889 | COLOR KIT FOR NEW RA AD IN WHITE | RadioRA 2 Replacement Button Kit for Companion Dimmers in white |  | 2.3 | 4.5 |  | RK-AD-WH.jpg | http://grandbrass.xologic.com/vendors/4460/large/RK-AD-WH.jpg | [47 empty] | 0 | 0 | 0 | [6 empty] | 0 | 1 | 1 | EA | 1 | Specialty Items | [7 empty] | White | [19 empty] | Lighting Accessories | [242 empty] | <a href="https://www.lutron.com/TechnicalDocumentLibrary/044-105e.pdf" target="_blank">Installation Instructions</a> | [23 empty] | 20.000 DW |  |  | 2.3000 IN | [89 empty] | 1.000 EA | 1.000 EA | [35 empty] | No | [42 empty] | https://www.lutron.com/TechnicalDocumentLibrary/369225_SPA.pdf | [7 empty] | Shelf Stock | [13 empty] | <a href="https://www.lutron.com/TechnicalDocumentLibrary/368-4493_Page_9.pdf" target="_blank">Tech Drawing</a> | [25 empty] | 39122221 | [13 empty] | <a href="https://www.lutron.com/TechnicalDocumentLibrary/043492.pdf" target="_blank">Warranty Information</a> |  |  |  |  | 0.100 L | [14 empty] | 0 | 0 | 0 | 0 | Lighting Fixtures | 2016-07-15 12:39 | 2024-07-20 11:09 | 0000-00-00 00:00:00 | 2024-07-20 11:09 | 0000-00-00 00:00:00 | [6 empty] | White
1 | Lutron Electronics | RK-AD-AL | 4460-2478 | 4460 | 2478 | Lutron Electronics | RK-AD-AL.jpg | 27557227896 | COLOR KIT FOR NEW RA AD IN ALMOND | RadioRA 2 Replacement Button Kit for Companion Dimmers in almond |  | 2.3 | 4.5 |  | RK-AD-AL.jpg | http://grandbrass.xologic.com/vendors/4460/large/RK-AD-AL.jpg | [47 empty] | 0 | 0 | 0 | [6 empty] | 0 | 1 | 1 | EA | 1 | Specialty Items | [7 empty] | Nickel | [19 empty] | Lighting Accessories | [242 empty] | <a href="https://www.lutron.com/TechnicalDocumentLibrary/044-105e.pdf" target="_blank">Installation Instructions</a> | [23 empty] | 5.000 DW |  |  | 2.3000 IN | [89 empty] | 1.000 EA | 1.000 EA | [35 empty] | No | [42 empty] | https://www.lutron.com/TechnicalDocumentLibrary/369225_SPA.pdf | [7 empty] | Shelf Stock | [13 empty] | <a href="https://www.lutron.com/TechnicalDocumentLibrary/368-4493_Page_9.pdf" target="_blank">Tech Drawing</a> | [25 empty] | 39122221 | [13 empty] | <a href="https://www.lutron.com/TechnicalDocumentLibrary/043492.pdf" target="_blank">Warranty Information</a> |  |  |  |  | 0.100 L | [14 empty] | 0 | 0 | 0 | 0 | Lighting Fixtures | 2016-07-15 12:39 | 2024-07-20 11:07 | 0000-00-00 00:00:00 | 2024-07-20 11:07 | 0000-00-00 00:00:00 | [6 empty] | Almond
1 | Lutron Electronics | RK-AD-BL | 4460-2479 | 4460 | 2479 | Lutron Electronics | RK-AD-BL.jpg | 27557227902 | COLOR KIT FOR NEW RA AD IN BLACK | RadioRA 2 Replacement Button Kit for Companion Dimmers in black |  | 2.3 | 4.5 |  | RK-AD-BL.jpg | http://grandbrass.xologic.com/vendors/4460/large/RK-AD-BL.jpg | [47 empty] | 0 | 0 | 0 | [6 empty] | 0 | 1 | 1 | EA | 1 | Specialty Items | [7 empty] | Black | [19 empty] | Lighting Accessories | [242 empty] | <a href="https://www.lutron.com/TechnicalDocumentLibrary/044-105e.pdf" target="_blank">Installation Instructions</a> | [23 empty] | 10.000 DW |  |  | 2.3000 IN | [89 empty] | 1.000 EA | 1.000 EA | [35 empty] | No | [42 empty] | https://www.lutron.com/TechnicalDocumentLibrary/369225_SPA.pdf | [7 empty] | Shelf Stock | [13 empty] | <a href="https://www.lutron.com/TechnicalDocumentLibrary/368-4493_Page_9.pdf" target="_blank">Tech Drawing</a> | [25 empty] | 39122221 | [13 empty] | <a href="https://www.lutron.com/TechnicalDocumentLibrary/043492.pdf" target="_blank">Warranty Information</a> |  |  |  |  | 0.100 L | [14 empty] | 0 | 0 | 0 | 0 | Lighting Fixtures | 2016-07-15 12:39 | 2024-07-20 11:08 | 0000-00-00 00:00:00 | 2024-07-20 11:08 | 0000-00-00 00:00:00 | [6 empty] | Black
1 | Lutron Electronics | RK-AD-LA | 4460-2480 | 4460 | 2480 | Lutron Electronics | RK-AD-LA.jpg | 27557227919 | COLOR KIT FOR NEW RA AD IN LIGHT ALMOND | RadioRA 2 Replacement Button Kit for Companion Dimmers in light almond |  | 2.3 | 4.5 |  | RK-AD-LA.jpg | http://grandbrass.xologic.com/vendors/4460/large/RK-AD-LA.jpg | [47 empty] | 0 | 0 | 0 | [6 empty] | 0 | 1 | 1 | EA | 1 | Specialty Items | [27 empty] | Lighting Accessories | [242 empty] | <a href="https://www.lutron.com/TechnicalDocumentLibrary/044-105e.pdf" target="_blank">Installation Instructions</a> | [23 empty] | 15.000 DW |  |  | 2.3000 IN | [89 empty] | 1.000 EA | 1.000 EA | [35 empty] | No | [42 empty] | https://www.lutron.com/TechnicalDocumentLibrary/369225_fre.pdf | [7 empty] | Shelf Stock | [13 empty] | <a href="https://www.lutron.com/TechnicalDocumentLibrary/368-4493_Page_9.pdf" target="_blank">Tech Drawing</a> | [25 empty] | 39122221 | [13 empty] | <a href="https://www.lutron.com/TechnicalDocumentLibrary/043492.pdf" target="_blank">Warranty Information</a> |  |  |  |  | 0.100 L | [14 empty] | 0 | 0 | 0 | 0 | Lighting Fixtures | 2016-07-15 12:39 | 2024-07-20 11:12 | 0000-00-00 00:00:00 | 2024-07-20 11:12 | 0000-00-00 00:00:00
1 | Lutron Electronics | RK-AD-BR | 4460-2481 | 4460 | 2481 | Lutron Electronics | RK-AD-BR.jpg | 27557227926 | COLOR KIT FOR NEW RA AD IN BROWN | RadioRA 2 Replacement Button Kit for Companion Dimmers in brown |  | 2.3 | 4.5 |  | RK-AD-BR.jpg | http://grandbrass.xologic.com/vendors/4460/large/RK-AD-BR.jpg | [47 empty] | 0 | 0 | 0 | [6 empty] | 0 | 1 | 1 | EA | 1 | Specialty Items | [7 empty] | Brown | [19 empty] | Lighting Accessories | [242 empty] | <a href="https://www.lutron.com/TechnicalDocumentLibrary/044-105e.pdf" target="_blank">Installation Instructions</a> | [23 empty] | 10.000 DW |  |  | 2.3000 IN | [89 empty] | 1.000 EA | 1.000 EA | [35 empty] | No | [42 empty] | https://www.lutron.com/TechnicalDocumentLibrary/369225_SPA.pdf | [7 empty] | Shelf Stock | [13 empty] | <a href="https://www.lutron.com/TechnicalDocumentLibrary/368-4493_Page_9.pdf" target="_blank">Tech Drawing</a> | [25 empty] | 39122221 | [13 empty] | <a href="https://www.lutron.com/TechnicalDocumentLibrary/043492.pdf" target="_blank">Warranty Information</a> |  |  |  |  | 0.100 L | [14 empty] | 0 | 0 | 0 | 0 | Lighting Fixtures | 2016-07-15 12:39 | 2024-07-20 11:08 | 0000-00-00 00:00:00 | 2024-07-20 11:08 | 0000-00-00 00:00:00 | [6 empty] | Brown
1 | Lutron Electronics | RK-AD-GR | 4460-2482 | 4460 | 2482 | Lutron Electronics | RK-AD-GR.jpg | 27557227933 | COLOR KIT FOR NEW RA AD IN GRAY | RadioRA 2 Replacement Button Kit for Companion Dimmers in gray |  | 2.3 | 4.5 |  | RK-AD-GR.jpg | http://grandbrass.xologic.com/vendors/4460/large/RK-AD-GR.jpg | [47 empty] | 0 | 0 | 0 | [6 empty] | 0 | 1 | 1 | EA | 1 | Specialty Items | [7 empty] | Gray | [19 empty] | Lighting Accessories | [242 empty] | <a href="https://www.lutron.com/TechnicalDocumentLibrary/044-105e.pdf" target="_blank">Installation Instructions</a> | [23 empty] | 10.000 DW |  |  | 2.3000 IN | [89 empty] | 1.000 EA | 1.000 EA | [35 empty] | No | [42 empty] | https://www.lutron.com/TechnicalDocumentLibrary/369225_fre.pdf | [7 empty] | Shelf Stock | [13 empty] | <a href="https://www.lutron.com/TechnicalDocumentLibrary/368-4493_Page_9.pdf" target="_blank">Tech Drawing</a> | [25 empty] | 39122221 | [13 empty] | <a href="https://www.lutron.com/TechnicalDocumentLibrary/043492.pdf" target="_blank">Warranty Information</a> |  |  |  |  | 0.100 L | [14 empty] | 0 | 0 | 0 | 0 | Lighting Fixtures | 2016-07-15 12:39 | 2024-07-20 11:10 | 0000-00-00 00:00:00 | 2024-07-20 11:10 | 0000-00-00 00:00:00 | [6 empty] | Gray
1 | Lutron Electronics | RK-AD-IV | 4460-2483 | 4460 | 2483 | Lutron Electronics | RK-AD-IV.jpg | 27557227940 | COLOR KIT FOR NEW RA AD IN IVORY | RadioRA 2 Replacement Button Kit for Companion Dimmers in ivory |  | 2.3 | 4.5 |  | RK-AD-IV.jpg | http://grandbrass.xologic.com/vendors/4460/large/RK-AD-IV.jpg | [47 empty] | 0 | 0 | 0 | [6 empty] | 0 | 1 | 1 | EA | 1 | Specialty Items | [7 empty] | White | [19 empty] | Lighting Accessories | [242 empty] | <a href="https://www.lutron.com/TechnicalDocumentLibrary/044-105e.pdf" target="_blank">Installation Instructions</a> | [23 empty] | 5.000 DW |  |  | 2.3000 IN | [89 empty] | 1.000 EA | 1.000 EA | [35 empty] | No | [42 empty] | https://www.lutron.com/TechnicalDocumentLibrary/369225_fre.pdf | [7 empty] | Shelf Stock | [13 empty] | <a href="https://www.lutron.com/TechnicalDocumentLibrary/368-4493_Page_9.pdf" target="_blank">Tech Drawing</a> | [25 empty] | 39122221 | [13 empty] | <a href="https://www.lutron.com/TechnicalDocumentLibrary/043492.pdf" target="_blank">Warranty Information</a> |  |  |  |  | 0.100 L | [14 empty] | 0 | 0 | 0 | 0 | Lighting Fixtures | 2016-07-15 12:39 | 2024-07-20 11:10 | 0000-00-00 00:00:00 | 2024-07-20 11:10 | 0000-00-00 00:00:00 | [6 empty] | Ivory
1 | Lutron Electronics | RK-AD-MN | 4460-2484 | 4460 | 2484 | Lutron Electronics | RK-AD-MN.jpg | 27557227957 | COLOR KIT FOR NEW RA AD IN MIDNIGHT | RadioRA 2 Replacement Button Kit for Companion Dimmers in midnight |  | 2.3 | 4.5 |  | RK-AD-MN.jpg | http://grandbrass.xologic.com/vendors/4460/large/RK-AD-MN.jpg | [47 empty] | 0 | 0 | 0 | [6 empty] | 0 | 1 | 1 | EA | 1 | Specialty Items | [27 empty] | Lighting Accessories | [242 empty] | <a href="https://www.lutron.com/TechnicalDocumentLibrary/044-105e.pdf" target="_blank">Installation Instructions</a> | [23 empty] | 10.000 DW |  |  | 2.3000 IN | [89 empty] | 1.000 EA | 1.000 EA | [35 empty] | No | [42 empty] | https://www.lutron.com/TechnicalDocumentLibrary/369225_SPA.pdf | [7 empty] | Shelf Stock | [13 empty] | <a href="https://www.lutron.com/TechnicalDocumentLibrary/368-4493_Page_9.pdf" target="_blank">Tech Drawing</a> | [25 empty] | 39122221 | [13 empty] | <a href="https://www.lutron.com/TechnicalDocumentLibrary/043492.pdf" target="_blank">Warranty Information</a> |  |  |  |  | 0.100 L | [14 empty] | 0 | 0 | 0 | 0 | Lighting Fixtures | 2016-07-15 12:39 | 2024-07-20 11:13 | 0000-00-00 00:00:00 | 2024-07-20 11:13 | 0000-00-00 00:00:00 | [6 empty] | Midnight
1 | Lutron Electronics | RK-AD-TP | 4460-2485 | 4460 | 2485 | Lutron Electronics | RK-AD-TP.jpg | 27557227964 | COLOR KIT FOR NEW RA AD IN TAUPE | RadioRA 2 Replacement Button Kit for Companion Dimmers in taupe |  | 2.3 | 4.5 |  | RK-AD-TP.jpg | http://grandbrass.xologic.com/vendors/4460/large/RK-AD-TP.jpg | [47 empty] | 0 | 0 | 0 | [6 empty] | 0 | 1 | 1 | EA | 1 | Specialty Items | [27 empty] | Lighting Accessories | [242 empty] | <a href="https://www.lutron.com/TechnicalDocumentLibrary/044-105e.pdf" target="_blank">Installation Instructions</a> | [23 empty] | 10.000 DW |  |  | 2.3000 IN | [89 empty] | 1.000 EA | 1.000 EA | [35 empty] | No | [42 empty] | https://www.lutron.com/TechnicalDocumentLibrary/369225_SPA.pdf | [7 empty] | Shelf Stock | [13 empty] | <a href="https://www.lutron.com/TechnicalDocumentLibrary/368-4493_Page_9.pdf" target="_blank">Tech Drawing</a> | [25 empty] | 39122221 | [13 empty] | <a href="https://www.lutron.com/TechnicalDocumentLibrary/043492.pdf" target="_blank">Warranty Information</a> |  |  |  |  | 0.100 L | [14 empty] | 0 | 0 | 0 | 0 | Lighting Fixtures | 2016-07-15 12:39 | 2024-07-20 11:14 | 0000-00-00 00:00:00 | 2024-07-20 11:14 | 0000-00-00 00:00:00 | [6 empty] | Taupe
1 | Lutron Electronics | RK-AD-SW | 4460-2486 | 4460 | 2486 | Lutron Electronics | RK-AD-SW.jpg | 27557227971 | COLOR KIT FOR NEW RA AD IN SNOW | RadioRA 2 Replacement Button Kit for Companion Dimmers in snow |  | 2.3 | 4.5 |  | RK-AD-SW.jpg | http://grandbrass.xologic.com/vendors/4460/large/RK-AD-SW.jpg | [47 empty] | 0 | 0 | 0 | [6 empty] | 0 | 1 | 1 | EA | 1 | Specialty Items | [27 empty] | Lighting Accessories | [242 empty] | <a href="https://www.lutron.com/TechnicalDocumentLibrary/044-105e.pdf" target="_blank">Installation Instructions</a> | [23 empty] | 10.000 DW |  |  | 2.3000 IN | [89 empty] | 1.000 EA | 1.000 EA | [35 empty] | No | [42 empty] | https://www.lutron.com/TechnicalDocumentLibrary/369225_SPA.pdf | [7 empty] | Shelf Stock | [13 empty] | <a href="https://www.lutron.com/TechnicalDocumentLibrary/368-4493_Page_9.pdf" target="_blank">Tech Drawing</a> | [25 empty] | 39122221 | [13 empty] | <a href="https://www.lutron.com/TechnicalDocumentLibrary/043492.pdf" target="_blank">Warranty Information</a> |  |  |  |  | 0.100 L | [14 empty] | 0 | 0 | 0 | 0 | Lighting Fixtures | 2016-07-15 12:39 | 2024-07-20 11:10 | 0000-00-00 00:00:00 | 2024-07-20 11:10 | 0000-00-00 00:00:00 | [6 empty] | Snow
1 | Lutron Electronics | RK-AD-BI | 4460-2488 | 4460 | 2488 | Lutron Electronics | RK-AD-BI.jpg | 27557227995 | COLOR KIT FOR NEW RA AD IN BISCUIT | RadioRA 2 Replacement Button Kit for Companion Dimmers in biscuit |  | 2.3 | 4.5 |  | RK-AD-BI.jpg | http://grandbrass.xologic.com/vendors/4460/large/RK-AD-BI.jpg | [47 empty] | 0 | 0 | 0 | [6 empty] | 0 | 1 | 1 | EA | 1 | Specialty Items | [7 empty] | Brown | [19 empty] | Lighting Accessories | [242 empty] | <a href="https://www.lutron.com/TechnicalDocumentLibrary/044-105e.pdf" target="_blank">Installation Instructions</a> | [23 empty] | 10.000 DW |  |  | 2.3000 IN | [89 empty] | 1.000 EA | 1.000 EA | [35 empty] | No | [42 empty] | https://www.lutron.com/TechnicalDocumentLibrary/369225_SPA.pdf | [7 empty] | Shelf Stock | [13 empty] | <a href="https://www.lutron.com/TechnicalDocumentLibrary/368-4493_Page_9.pdf" target="_blank">Tech Drawing</a> | [25 empty] | 39122221 | [13 empty] | <a href="https://www.lutron.com/TechnicalDocumentLibrary/043492.pdf" target="_blank">Warranty Information</a> |  |  |  |  | 0.100 L | [14 empty] | 0 | 0 | 0 | 0 | Lighting Fixtures | 2016-07-15 12:40 | 2024-07-20 11:12 | 0000-00-00 00:00:00 | 2024-07-20 11:12 | 0000-00-00 00:00:00 | [6 empty] | Biscuit
1 | Lutron Electronics | RK-AD-HT | 4460-2494 | 4460 | 2494 | Lutron Electronics | RK-AD-HT.jpg | 27557228084 | COLOR KIT FOR NEW RA AD IN HOT | RadioRA 2 Replacement Button Kit for Companion Dimmers in hot |  | 2.3 | 4.5 |  | RK-AD-HT.jpg | http://grandbrass.xologic.com/vendors/4460/large/RK-AD-HT.jpg | [47 empty] | 0 | 0 | 0 | [6 empty] | 0 | 1 | 1 | EA | 1 | Specialty Items | [27 empty] | Lighting Accessories | [242 empty] | <a href="https://www.lutron.com/TechnicalDocumentLibrary/044-105e.pdf" target="_blank">Installation Instructions</a> | [23 empty] | 5.000 DW |  |  | 2.3000 IN | [89 empty] | 1.000 EA | 1.000 EA | [35 empty] | No | [42 empty] | https://www.lutron.com/TechnicalDocumentLibrary/369225_SPA.pdf | [7 empty] | Shelf Stock | [13 empty] | <a href="https://www.lutron.com/TechnicalDocumentLibrary/368-4493_Page_9.pdf" target="_blank">Tech Drawing</a> | [25 empty] | 39122221 | [13 empty] | <a href="https://www.lutron.com/TechnicalDocumentLibrary/043492.pdf" target="_blank">Warranty Information</a> |  |  |  |  | 0.100 L | [14 empty] | 0 | 0 | 0 | 0 | Lighting Fixtures | 2016-07-15 12:40 | 2024-07-20 11:12 | 0000-00-00 00:00:00 | 2024-07-20 11:12 | 0000-00-00 00:00:00
1 | Lutron Electronics | MSC-1000M-PD | 4460-2645 | 4460 | 2645 | Lutron Electronics | MSC-1000M-PD.jpg | 27557265812 | MAESTRO SC 1000 W INC PD | Maestro Dimmer - Satin Finish, Incandescent/Halogen, Multi-location/single-pole, 120V/1000W in palladium |  | 2.3 | 4.5 |  | MSC-1000M-PD.jpg | http://grandbrass.xologic.com/vendors/4460/large/MSC-1000M-PD.jpg | [47 empty] | 0 | 0 | 0 | [6 empty] | 0 | 1 | 1 | EA | 1 | Lighting Controls | [7 empty] | White | [16 empty] | Traditional |  |  | Dimmers | [242 empty] | <a href="https://www.lutron.com/TechnicalDocumentLibrary/0301940.pdf" target="_blank">Installation Instructions</a> | [23 empty] | 2.000 DW |  |  | 2.3000 IN | [89 empty] | 1.000 EA | 1.000 EA | [35 empty] | No | [42 empty] | https://www.lutron.com/TechnicalDocumentLibrary/maestrosatincolors.pdf | [7 empty] | Shelf Stock | [13 empty] | <a href="https://www.lutron.com/TechnicalDocumentLibrary/368-4493_Page_9.pdf" target="_blank">Tech Drawing</a> | [25 empty] | 39122206 | [6 empty] | <a href="https://www.lutron.com/Service-Support/Technical/InstallationInstructions/Pages/Videos.aspx?syst=Dimmers+%26+Switches&prodn=Maestro%c2%ae+dimmer+%26+switch" target="_blank">Product Video Clip</a> | [6 empty] | <a href="https://www.lutron.com/TechnicalDocumentLibrary/369-119_Wallbox_Warranty.pdf" target="_blank">Warranty Information</a> |  |  |  |  | 0.270 L | [14 empty] | 0 | 0 | 0 | 0 | Lighting Fixtures | 2016-07-15 12:44 | 2024-07-20 11:12 | 0000-00-00 00:00:00 | 2024-07-20 11:12 | 0000-00-00 00:00:00 | [6 empty] | Palladium
1 | Lutron Electronics | DVSC-10P-PD | 4460-2684 | 4460 | 2684 | Lutron Electronics | DVSC-10P-PD.jpg | 27557266031 | DIVA SC 1000W INC PD | Diva Dimmer - Satin Finish, Incandescent/Halogen, Single-pole, 120V/1000W in palladium |  | 2.3 | 4.5 |  | DVSC-10P-PD.jpg | http://grandbrass.xologic.com/vendors/4460/large/DVSC-10P-PD.jpg | [47 empty] | 0 | 0 | 0 | [6 empty] | 0 | 1 | 1 | EA | 1 | Lighting Controls | [7 empty] | White | [16 empty] | Traditional |  |  | Dimmers | [242 empty] | <a href="https://www.lutron.com/TechnicalDocumentLibrary/0301689.pdf" target="_blank">Installation Instructions</a> | [23 empty] | 2.000 DW |  |  | 2.3000 IN | [89 empty] | 1.000 EA | 1.000 EA | [35 empty] | No | [42 empty] | https://www.lutron.com/TechnicalDocumentLibrary/DivaSatinColors.pdf | [7 empty] | Shelf Stock | [13 empty] | <a href="https://www.lutron.com/TechnicalDocumentLibrary/368-4493_Page_2.pdf" target="_blank">Tech Drawing</a> | [25 empty] | 39122206 | [6 empty] | <a href="https://www.lutron.com/Education-Training/Tools/Pages/InstallDimmer.aspx?syst=Dimmers+%26+Switches&prodn=Diva%c2%ae+dimmer+%26+switch" target="_blank">Product Video Clip</a> | [6 empty] | <a href="https://www.lutron.com/TechnicalDocumentLibrary/369-119_Wallbox_Warranty.pdf" target="_blank">Warranty Information</a> |  |  |  |  | 0.310 L | [14 empty] | 0 | 0 | 0 | 0 | Lighting Fixtures | 2016-07-15 12:46 | 2024-07-20 11:09 | 0000-00-00 00:00:00 | 2024-07-20 11:09 | 0000-00-00 00:00:00 | [6 empty] | Palladium
1 | Lutron Electronics | DVSC-103P-PD | 4460-2689 | 4460 | 2689 | Lutron Electronics | DVSC-103P-PD.jpg | 27557266055 | DIVA SC 1000W 3WY PD | Diva Dimmer - Satin Finish, Incandescent/Halogen, 3-way, 120V/1000W in palladium |  | 2.3 | 4.6 |  | DVSC-103P-PD.jpg | http://grandbrass.xologic.com/vendors/4460/large/DVSC-103P-PD.jpg | [47 empty] | 0 | 0 | 0 | [6 empty] | 0 | 1 | 1 | EA | 1 | Lighting Controls | [7 empty] | White | [16 empty] | Traditional |  |  | Dimmers | [242 empty] | <a href="https://www.lutron.com/TechnicalDocumentLibrary/0301689.pdf" target="_blank">Installation Instructions</a> | [23 empty] | 2.000 DW |  |  | 2.3000 IN | [89 empty] | 1.000 EA | 1.000 EA | [35 empty] | No | [42 empty] | https://www.lutron.com/TechnicalDocumentLibrary/DivaSatinColors.pdf | [7 empty] | Shelf Stock | [13 empty] | <a href="https://www.lutron.com/TechnicalDocumentLibrary/368-4493_Page_5.pdf" target="_blank">Tech Drawing</a> | [25 empty] | 39122206 | [6 empty] | <a href="https://www.lutron.com/Education-Training/Tools/Pages/InstallDimmer.aspx?syst=Dimmers+%26+Switches&prodn=Diva%c2%ae+dimmer+%26+switch" target="_blank">Product Video Clip</a> | [6 empty] | <a href="https://www.lutron.com/TechnicalDocumentLibrary/369-119_Wallbox_Warranty.pdf" target="_blank">Warranty Information</a> |  |  |  |  | 0.320 L | [14 empty] | 0 | 0 | 0 | 0 | Lighting Fixtures | 2016-07-15 12:46 | 2024-07-20 11:07 | 0000-00-00 00:00:00 | 2024-07-20 11:07 | 0000-00-00 00:00:00 | [6 empty] | Palladium
1 | Lutron Electronics | MSCELV-600M-PD | 4460-2746 | 4460 | 2746 | Lutron Electronics | MSCELV-600M-PD.jpg | 27557265829 | MAESTRO SC 600W ELV PD | Maestro Dimmer - Satin Finish, Electronic Low-Voltage, Multi-location/single-pole, 120V/600W in palladium |  | 2.3 | 4.5 |  | MSCELV-600M-PD.jpg | http://grandbrass.xologic.com/vendors/4460/large/MSCELV-600M-PD.jpg | [47 empty] | 0 | 0 | 0 | [6 empty] | 0 | 1 | 1 | EA | 1 | Lighting Controls | [7 empty] | White | [16 empty] | Traditional |  |  | Dimmers | [242 empty] | <a href="https://www.lutron.com/TechnicalDocumentLibrary/030735b.pdf" target="_blank">Installation Instructions</a> | [23 empty] | 55.000 DW |  |  | 2.3000 IN | [89 empty] | 1.000 EA | 1.000 EA | [35 empty] | No | [42 empty] | https://www.lutron.com/TechnicalDocumentLibrary/maestrosatincolors.pdf | [7 empty] | Shelf Stock | [13 empty] | <a href="https://www.lutron.com/TechnicalDocumentLibrary/368-4493_Page_18.pdf" target="_blank">Tech Drawing</a> | [25 empty] | 39122206 | [6 empty] | <a href="https://www.lutron.com/Service-Support/Technical/InstallationInstructions/Pages/Videos.aspx?syst=Dimmers+%26+Switches&prodn=Maestro%c2%ae+dimmer+%26+switch" target="_blank">Product Video Clip</a> | [6 empty] | <a href="https://www.lutron.com/TechnicalDocumentLibrary/369-119_Wallbox_Warranty.pdf" target="_blank">Warranty Information</a> |  |  |  |  | 0.390 L | [14 empty] | 0 | 0 | 0 | 0 | Lighting Fixtures | 2016-07-15 12:47 | 2024-07-20 11:08 | 0000-00-00 00:00:00 | 2024-07-20 11:08 | 0000-00-00 00:00:00 | [6 empty] | Palladium
1 | Lutron Electronics | MSCLV-1000M-PD | 4460-2751 | 4460 | 2751 | Lutron Electronics | MSCLV-1000M-PD.jpg | 27557265843 | MAESTRO SC 1000VA LV PD | Maestro Dimmer - Satin Finish, Magnetic Low-Voltage, Multi-location/single-pole, 120V/1000VA (800W) in palladium |  | 2.3 | 4.5 |  | MSCLV-1000M-PD.jpg | http://grandbrass.xologic.com/vendors/4460/large/MSCLV-1000M-PD.jpg | [47 empty] | 0 | 0 | 0 | [6 empty] | 0 | 1 | 1 | EA | 1 | Lighting Controls | [7 empty] | White | [16 empty] | Traditional |  |  | Dimmers | [242 empty] | <a href="https://www.lutron.com/TechnicalDocumentLibrary/0301940.pdf" target="_blank">Installation Instructions</a> | [23 empty] | 10.000 DW |  |  | 2.3000 IN | [89 empty] | 1.000 EA | 1.000 EA | [35 empty] | No | [42 empty] | https://www.lutron.com/TechnicalDocumentLibrary/maestrosatincolors.pdf | [7 empty] | Shelf Stock | [13 empty] | <a href="https://www.lutron.com/TechnicalDocumentLibrary/368-4493_Page_9.pdf" target="_blank">Tech Drawing</a> | [25 empty] | 39122206 | [6 empty] | <a href="https://www.lutron.com/Service-Support/Technical/InstallationInstructions/Pages/Videos.aspx?syst=Dimmers+%26+Switches&prodn=Maestro%c2%ae+dimmer+%26+switch" target="_blank">Product Video Clip</a> | [6 empty] | <a href="https://www.lutron.com/TechnicalDocumentLibrary/369-119_Wallbox_Warranty.pdf" target="_blank">Warranty Information</a> |  |  |  |  | 0.280 L | [14 empty] | 0 | 0 | 0 | 0 | Lighting Fixtures | 2016-07-15 12:48 | 2024-07-20 11:07 | 0000-00-00 00:00:00 | 2024-07-20 11:07 | 0000-00-00 00:00:00 | [6 empty] | Palladium
1 | Lutron Electronics | MSCLV-600M-PD | 4460-2756 | 4460 | 2756 | Lutron Electronics | MSCLV-600M-PD.jpg | 27557265836 | MAESTRO SC 600VA LV PD | Maestro Dimmer - Satin Finish, Magnetic Low-Voltage, Multi-location/single-pole, 120V/600VA (450W) in palladium |  | 2.3 | 4.5 |  | MSCLV-600M-PD.jpg | http://grandbrass.xologic.com/vendors/4460/large/MSCLV-600M-PD.jpg | [47 empty] | 0 | 0 | 0 | [6 empty] | 0 | 1 | 1 | EA | 1 | Lighting Controls | [7 empty] | White | [16 empty] | Traditional |  |  | Dimmers | [242 empty] | <a href="https://www.lutron.com/TechnicalDocumentLibrary/0301940.pdf" target="_blank">Installation Instructions</a> | [23 empty] | 10.000 DW |  |  | 2.3000 IN | [89 empty] | 1.000 EA | 1.000 EA | [35 empty] | No | [42 empty] | https://www.lutron.com/TechnicalDocumentLibrary/maestrosatincolors.pdf | [7 empty] | Shelf Stock | [13 empty] | <a href="https://www.lutron.com/TechnicalDocumentLibrary/368-4493_Page_9.pdf" target="_blank">Tech Drawing</a> | [25 empty] | 39122206 | [6 empty] | <a href="https://www.lutron.com/Service-Support/Technical/InstallationInstructions/Pages/Videos.aspx?syst=Dimmers+%26+Switches&prodn=Maestro%c2%ae+dimmer+%26+switch" target="_blank">Product Video Clip</a> | [6 empty] | <a href="https://www.lutron.com/TechnicalDocumentLibrary/369-119_Wallbox_Warranty.pdf" target="_blank">Warranty Information</a> |  |  |  |  | 0.270 L | [14 empty] | 0 | 0 | 0 | 0 | Lighting Fixtures | 2016-07-15 12:48 | 2024-07-20 11:07 | 0000-00-00 00:00:00 | 2024-07-20 11:07 | 0000-00-00 00:00:00 | [6 empty] | Palladium
4 | Lutron Electronics | SC-CJ-PD | 4460-2761 | 4460 | 2761 | Lutron Electronics | SC-CJ-PD.jpg | 27557266277 | SC CABLE JACK PD | Claro, Satin, Single Cable TV Jack in palladium |  | 2.3 | 4.5 |  | SC-CJ-PD.jpg | http://grandbrass.xologic.com/vendors/4460/large/SC-CJ-PD.jpg | [47 empty] | 0 | 0 | 0 | [6 empty] | 0 | 1 | 1 | EA | 1 | Specialty Items |  |  | Lugs Plugs And Connectors |  | Plugs |  | Jack For Plug | White | [16 empty] | Traditional |  |  | Other Specialty Items | [266 empty] | 2.000 DW |  |  | 2.3000 IN | [89 empty] | 1.000 EA | 1.000 EA | [35 empty] | No | [42 empty] | https://www.lutron.com/TechnicalDocumentLibrary/maestrosatincolors.pdf | [7 empty] | Shelf Stock | [39 empty] | 39121463 | [13 empty] | <a href="https://www.lutron.com/TechnicalDocumentLibrary/369-119_Wallbox_Warranty.pdf" target="_blank">Warranty Information</a> |  |  |  |  | 0.080 L | [14 empty] | 0 | 0 | 0 | 0 | Electrical | 2016-07-15 12:48 | 2024-07-20 11:14 | 0000-00-00 00:00:00 | 2025-11-29 02:00 | 0000-00-00 00:00:00 | [6 empty] | Palladium
1 | Lutron Electronics | MSC-AD-PD | 4460-2778 | 4460 | 2778 | Lutron Electronics | Ecom_MSC-AD-PD_NoWallPlate.jpeg?w=1500 | 27557265850 | MAESTRO SC REMOTE PD | Maestro Companion dimmer for multi-location use, 120V, Satin finish in palladium |  | 2.3 | 4.5 | [50 empty] | 0 | 0 | 0 | [6 empty] | 0 | 1 | 1 | EA | 1 | Specialty Items | [7 empty] | White | [16 empty] | Traditional |  |  | Lighting Accessories | [242 empty] | <a href="https://www.lutron.com/TechnicalDocumentLibrary/0301814.pdf" target="_blank">Installation Instructions</a> | [23 empty] | 10.000 DW |  |  | 2.3000 IN | [89 empty] | 1.000 EA | 1.000 EA | [35 empty] | No | [42 empty] | https://www.lutron.com/TechnicalDocumentLibrary/maestrosatincolors.pdf | [7 empty] | Shelf Stock | [13 empty] | <a href="https://www.lutron.com/TechnicalDocumentLibrary/368-4493_Page_9.pdf" target="_blank">Tech Drawing</a> | [25 empty] | 39122221 | [13 empty] | <a href="https://www.lutron.com/TechnicalDocumentLibrary/369-119_Wallbox_Warranty.pdf" target="_blank">Warranty Information</a> |  |  |  |  | 0.200 L | [14 empty] | 0 | 0 | 0 | 0 | Lighting Fixtures | 2016-07-15 12:48 | 2024-07-20 11:42 | 0000-00-00 00:00:00 | 2024-07-20 11:42 | 0000-00-00 00:00:00 | [6 empty] | Palladium
1 | Lutron Electronics | MSC-AS-PD | 4460-2783 | 4460 | 2783 | Lutron Electronics | Ecom_MSC-AS-PD_WithWallPlate.jpeg?w=1500 | 27557265874 | MAESTRO SC ACC SWITCH PD | Maestro Companion switch for multi-location use, 120V, Satin finish in palladium |  | 2.3 | 4.5 | [50 empty] | 0 | 0 | 0 | [6 empty] | 0 | 1 | 1 | EA | 1 | Specialty Items | [7 empty] | White | [16 empty] | Traditional |  |  | Lighting Accessories | [242 empty] | <a href="https://www.lutron.com/TechnicalDocumentLibrary/0301789.pdf" target="_blank">Installation Instructions</a> | [23 empty] | 10.000 DW |  |  | 2.3000 IN | [89 empty] | 1.000 EA | 1.000 EA | [35 empty] | No | [42 empty] | https://www.lutron.com/TechnicalDocumentLibrary/369143_SPA.pdf | [7 empty] | Shelf Stock | [13 empty] | <a href="https://www.lutron.com/TechnicalDocumentLibrary/368-4493_Page_9.pdf" target="_blank">Tech Drawing</a> | [25 empty] | 39122221 | [13 empty] | <a href="https://www.lutron.com/TechnicalDocumentLibrary/369-119_Wallbox_Warranty.pdf" target="_blank">Warranty Information</a> |  |  |  |  | 0.250 L | [14 empty] | 0 | 0 | 0 | 0 | Lighting Fixtures | 2016-07-15 12:49 | 2024-07-20 11:13 | 0000-00-00 00:00:00 | 2024-07-20 11:13 | 0000-00-00 00:00:00 | [6 empty] | Palladium
1 | Lutron Electronics | MSC-S8AM-PD | 4460-2788 | 4460 | 2788 | Lutron Electronics | Ecom_MSC-S8AM-PD_WithWallPlate.jpeg?w=1500 | 27557265867 | MAESTRO SC 8 AMP SWITCH PD | Maestro Switch - Satin Finish, Incandescent/Halogen, Magnetic Low-Voltage, Electronic Low-Voltage, Fluorescent, Multi-location/single-pole, 120V/8A in palladium |  | 2.3 | 4.5 | [50 empty] | 0 | 0 | 0 | [6 empty] | 0 | 1 | 1 | EA | 1 | Lighting Controls | [7 empty] | White | [16 empty] | Traditional |  |  | Lightswitches | [242 empty] | <a href="https://www.lutron.com/TechnicalDocumentLibrary/0301583.pdf" target="_blank">Installation Instructions</a> | [23 empty] | 10.000 DW |  |  | 2.3000 IN | [89 empty] | 1.000 EA | 1.000 EA | [35 empty] | No | [42 empty] | https://www.lutron.com/technicaldocumentlibrary/spec%20guide%20volume%201%20with%20addendums.pdf#page=9 | [7 empty] | Shelf Stock | [13 empty] | <a href="https://www.lutron.com/TechnicalDocumentLibrary/368-4493_Page_18.pdf" target="_blank">Tech Drawing</a> | [25 empty] | 39122216 | [13 empty] | <a href="https://www.lutron.com/TechnicalDocumentLibrary/369-119_Wallbox_Warranty.pdf" target="_blank">Warranty Information</a> |  |  |  |  | 0.300 L | [14 empty] | 0 | 0 | 0 | 0 | Lighting Fixtures | 2016-07-15 12:49 | 2024-07-20 11:12 | 0000-00-00 00:00:00 | 2024-07-20 11:12 | 0000-00-00 00:00:00 | [6 empty] | Palladium
4 | Lutron Electronics | SC-PJ-PD | 4460-2823 | 4460 | 2823 | Lutron Electronics | SC-PJ-PD.jpg | 27557266260 | SC PHONE JACK PD | Claro, Satin, Single Telephone Jack in palladium |  | 2.3 | 4.5 |  | SC-PJ-PD.jpg | http://grandbrass.xologic.com/vendors/4460/large/SC-PJ-PD.jpg | [47 empty] | 0 | 0 | 0 | [6 empty] | 0 | 1 | 1 | EA | 1 | Specialty Items |  |  | Lugs Plugs And Connectors |  | Plugs |  | Jack For Plug | White | [16 empty] | Traditional |  |  | Other Specialty Items | [266 empty] | 2.000 DW |  |  | 2.3000 IN | [89 empty] | 1.000 EA | 1.000 EA | [35 empty] | No | [42 empty] | https://www.lutron.com/TechnicalDocumentLibrary/maestrosatincolors.pdf | [7 empty] | Shelf Stock | [39 empty] | 39121463 | [13 empty] | <a href="https://www.lutron.com/TechnicalDocumentLibrary/369-119_Wallbox_Warranty.pdf" target="_blank">Warranty Information</a> |  |  |  |  | 0.100 L | [14 empty] | 0 | 0 | 0 | 0 | Electrical | 2016-07-15 12:50 | 2024-07-20 11:07 | 0000-00-00 00:00:00 | 2025-11-29 02:00 | 0000-00-00 00:00:00 | [6 empty] | Palladium
4 | Lutron Electronics | C-CBL-522S-WH-1 | 4460-2832 | 4460 | 2832 | Lutron Electronics | C-CBL-522S-WH-1.jpg | 27557271301 | ECOSYSTEM 5 CONDUCTOR | EcoSystem Five single conductors cabled, 22AWG solid bare copper |  | 14 | 13 |  | C-CBL-522S-WH-1.jpg | http://grandbrass.xologic.com/vendors/4460/large/C-CBL-522S-WH-1.jpg | [47 empty] | 0 | 0 | 0 | [6 empty] | 0 | 1 | 1 | EA | 1 | Specialty Items |  |  | Lugs Plugs And Connectors |  | Connectors And Accessories |  | Automatic Wire Or Cable Connector | White | [19 empty] | Cables | [266 empty] | 5.000 DW |  |  | 14.0000 IN | [89 empty] | 1.000 EA | 1.000 EA | [35 empty] | No | [42 empty] | https://www.lutron.com/TechnicalDocumentLibrary/ecosystem_cable.pdf | [7 empty] | Shelf Stock | [39 empty] | 39121438 | [13 empty] | <a href="https://www.lutron.com/TechnicalDocumentLibrary/3601201A_Commercial_Limited_Warranty.pdf" target="_blank">Warranty Information</a> |  |  |  |  | 49.000 L | [14 empty] | 0 | 0 | 0 | 0 | Electrical | 2016-07-15 12:50 | 2024-07-20 11:10 | 0000-00-00 00:00:00 | 2025-11-29 02:00 | 0000-00-00 00:00:00 | [6 empty] | White
4 | Lutron Electronics | CW-2-WH-48 | 4460-2835 | 4460 | 2835 | Lutron Electronics | Ecom_CW-2-WH.jpeg | 27557372459 | CLARO FACEPLATE ASSY 2 GANG WH | Claro Wallplate, Gloss Finish, Two-gang contractor 48-pack in white |  | 14.8 | 21.6 |  | Ecom_CW-2-WH.jpeg | http://grandbrass.xologic.com/vendors/4460/large/Ecom_CW-2-WH.jpeg | [47 empty] | 0 | 0 | 0 | [6 empty] | 0 | 1 | 1 | EA | 1 | Lighting Controls |  |  | Fittings and Hardware |  | Electrical Hardware And Supplies |  | Wallplates | White | [16 empty] | Traditional |  |  | Switch Plates | [242 empty] | <a href="https://www.lutron.com/TechnicalDocumentLibrary/03099903B.pdf" target="_blank">Installation Instructions</a> | [23 empty] | 15.000 DW |  |  | 5.3000 IN | [89 empty] | 1.000 EA | 1.000 EA | [35 empty] | No | [42 empty] | https://www.lutron.com/TechnicalDocumentLibrary/maestrosatincolors.pdf | [7 empty] | Shelf Stock | [39 empty] | 39121704 | [13 empty] | <a href="https://www.lutron.com/TechnicalDocumentLibrary/369-119_Wallbox_Warranty.pdf" target="_blank">Warranty Information</a> |  |  |  |  | 7.550 L | [14 empty] | 0 | 0 | 0 | 0 | Electrical | 2016-07-15 12:50 | 2024-07-20 11:12 | 0000-00-00 00:00:00 | 2025-11-29 02:00 | 0000-00-00 00:00:00 | [6 empty] | White
4 | Lutron Electronics | CW-1-WH-96 | 4460-2836 | 4460 | 2836 | Lutron Electronics | Ecom_CW-1-WH.jpeg | 27557372251 | CLARO FACEPLATE ASSY 1 GANG WH | Claro Wallplate, Gloss Finish, Single-gang contractor 96-pack in white |  | 15 | 5.4 |  | Ecom_CW-1-WH.jpeg | http://grandbrass.xologic.com/vendors/4460/large/Ecom_CW-1-WH.jpeg | [47 empty] | 0 | 0 | 0 | [6 empty] | 0 | 1 | 1 | EA | 1 | Lighting Controls |  |  | Fittings and Hardware |  | Electrical Hardware And Supplies |  | Wallplates | White | [16 empty] | Traditional |  |  | Switch Plates | [242 empty] | <a href="https://www.lutron.com/TechnicalDocumentLibrary/03099903B.pdf" target="_blank">Installation Instructions</a> | [23 empty] | 10.000 DW |  |  | 21.5000 IN | [89 empty] | 1.000 EA | 1.000 EA | [35 empty] | No | [42 empty] | https://www.lutron.com/TechnicalDocumentLibrary/maestrosatincolors.pdf | [7 empty] | Shelf Stock | [39 empty] | 39121704 | [13 empty] | <a href="https://www.lutron.com/TechnicalDocumentLibrary/369-119_Wallbox_Warranty.pdf" target="_blank">Warranty Information</a> |  |  |  |  | 9.650 L | [14 empty] | 0 | 0 | 0 | 0 | Electrical | 2016-07-15 12:50 | 2024-07-20 11:10 | 0000-00-00 00:00:00 | 2025-11-29 02:00 | 0000-00-00 00:00:00 | [6 empty] | White
4 | Lutron Electronics | RP-FDU-10-BR | 4460-2837 | 4460 | 2837 | Lutron Electronics | RP-FDU-10-BR.jpg | 27557164269 | RECEPTACLE PLUG DIMMING USE BROWN | Lutron 120/127 V replacement plug for dimming receptacle in brown |  | 2.3 | 4.5 |  | RP-FDU-10-BR.jpg | http://grandbrass.xologic.com/vendors/4460/large/RP-FDU-10-BR.jpg | [47 empty] | 0 | 0 | 0 | [6 empty] | 0 | 1 | 1 | EA | 1 | Lighting Controls |  |  | Electrical Distribution Equipment |  | Receptacles |  | Electrical Plug or Receptacle Adapter | Brown | [19 empty] | Cords | [266 empty] | 10.000 DW |  |  | 2.3000 IN | [7 empty] | <a href="https://www.lutron.com/TechnicalDocumentLibrary/NovaT_Accessories.pdf" target="_blank">Line Drawing</a> | [81 empty] | 1.000 EA | 1.000 EA | [35 empty] | No | [42 empty] | https://www.lutron.com/TechnicalDocumentLibrary/369269_ENG.pdf | [7 empty] | Shelf Stock | [39 empty] | 39121469 | [13 empty] | <a href="https://www.lutron.com/TechnicalDocumentLibrary/043492.pdf" target="_blank">Warranty Information</a> |  |  |  |  | 0.100 L | [14 empty] | 0 | 0 | 0 | 0 | Electrical | 2016-07-15 12:50 | 2024-07-20 11:13 | 0000-00-00 00:00:00 | 2025-11-29 02:00 | 0000-00-00 00:00:00 | [6 empty] | Brown
1 | Lutron Electronics | RK-AD-PD | 4460-2853 | 4460 | 2853 | Lutron Electronics | RK-AD-PD.jpg | 27557295734 | COLOR KIT FOR NEW RA AD PALLADIUM | RadioRA 2 Replacement Button Kit for Companion Dimmers in palladium |  | 2.3 | 4.5 |  | RK-AD-PD.jpg | http://grandbrass.xologic.com/vendors/4460/large/RK-AD-PD.jpg | [47 empty] | 0 | 0 | 0 | [6 empty] | 0 | 1 | 1 | EA | 1 | Specialty Items | [27 empty] | Lighting Accessories | [242 empty] | <a href="https://www.lutron.com/TechnicalDocumentLibrary/044-105e.pdf" target="_blank">Installation Instructions</a> | [23 empty] | 10.000 DW |  |  | 2.3000 IN | [89 empty] | 1.000 EA | 1.000 EA | [35 empty] | No | [42 empty] | https://www.lutron.com/TechnicalDocumentLibrary/369225_SPA.pdf | [7 empty] | Shelf Stock | [13 empty] | <a href="https://www.lutron.com/TechnicalDocumentLibrary/368-4493_Page_9.pdf" target="_blank">Tech Drawing</a> | [25 empty] | 39122221 | [13 empty] | <a href="https://www.lutron.com/TechnicalDocumentLibrary/043492.pdf" target="_blank">Warranty Information</a> |  |  |  |  | 0.100 L | [14 empty] | 0 | 0 | 0 | 0 | Lighting Fixtures | 2016-07-15 12:51 | 2024-07-20 11:12 | 0000-00-00 00:00:00 | 2024-07-20 11:12 | 0000-00-00 00:00:00 | [6 empty] | Palladium
1 | Lutron Electronics | RK-AS-PD | 4460-2862 | 4460 | 2862 | Lutron Electronics | RK-AS-PD.jpg | 27557295826 | COLOR KIT FOR NEW RA AS PALLADIUM | RadioRA 2 Replacement Button Kit for Companion Switches in palladium |  | 2.3 | 4.5 |  | RK-AS-PD.jpg | http://grandbrass.xologic.com/vendors/4460/large/RK-AS-PD.jpg | [47 empty] | 0 | 0 | 0 | [6 empty] | 0 | 1 | 1 | EA | 1 | Specialty Items | [27 empty] | Lighting Accessories | [242 empty] | <a href="https://www.lutron.com/TechnicalDocumentLibrary/044-105e.pdf" target="_blank">Installation Instructions</a> | [23 empty] | 10.000 DW |  |  | 2.3000 IN | [89 empty] | 1.000 EA | 1.000 EA | [35 empty] | No | [42 empty] | https://www.lutron.com/TechnicalDocumentLibrary/369225_SPA.pdf | [7 empty] | Shelf Stock | [13 empty] | <a href="https://www.lutron.com/TechnicalDocumentLibrary/368-4493_Page_9.pdf" target="_blank">Tech Drawing</a> | [25 empty] | 39122221 | [13 empty] | <a href="https://www.lutron.com/TechnicalDocumentLibrary/043492.pdf" target="_blank">Warranty Information</a> |  |  |  |  | 0.100 L | [14 empty] | 0 | 0 | 0 | 0 | Lighting Fixtures | 2016-07-15 12:51 | 2024-07-20 11:11 | 0000-00-00 00:00:00 | 2024-07-20 11:11 | 0000-00-00 00:00:00 | [6 empty] | Palladium
1 | Lutron Electronics | RK-D-PD | 4460-2867 | 4460 | 2867 | Lutron Electronics | RK-D-PD.jpg | 27557295680 | COLOR KIT FOR NEW RA DIMMER PALLADIUM | Replacement Button Kit for RadioRA 2 or HomeWorks dimmers in palladium |  | 2.3 | 4.5 |  | RK-D-PD.jpg | http://grandbrass.xologic.com/vendors/4460/large/RK-D-PD.jpg | [47 empty] | 0 | 0 | 0 | [6 empty] | 0 | 1 | 1 | EA | 1 | Specialty Items | [27 empty] | Lighting Accessories | [242 empty] | <a href="https://www.lutron.com/TechnicalDocumentLibrary/044-105e.pdf" target="_blank">Installation Instructions</a> | [23 empty] | 10.000 DW |  |  | 2.3000 IN | [89 empty] | 1.000 EA | 1.000 EA | [35 empty] | No | [42 empty] | https://www.lutron.com/TechnicalDocumentLibrary/369225_SPA.pdf | [7 empty] | Shelf Stock | [13 empty] | <a href="https://www.lutron.com/TechnicalDocumentLibrary/368-4493_Page_9.pdf" target="_blank">Tech Drawing</a> | [25 empty] | 39122221 | [13 empty] | <a href="https://www.lutron.com/TechnicalDocumentLibrary/043492.pdf" target="_blank">Warranty Information</a> |  |  |  |  | 0.100 L | [14 empty] | 0 | 0 | 0 | 0 | Lighting Fixtures | 2016-07-15 12:51 | 2024-07-20 11:07 | 0000-00-00 00:00:00 | 2024-07-20 11:07 | 0000-00-00 00:00:00 | [6 empty] | Palladium
1 | Lutron Electronics | RK-S-PD | 4460-2877 | 4460 | 2877 | Lutron Electronics | RK-S-PD.jpg | 27557295789 | COLOR KIT FOR NEW RA SWITCH PALLADIUM | Replacement Button Kit for RadioRA 2 or HomeWorks switches in palladium |  | 2.3 | 4.5 |  | RK-S-PD.jpg | http://grandbrass.xologic.com/vendors/4460/large/RK-S-PD.jpg | [47 empty] | 0 | 0 | 0 | [6 empty] | 0 | 1 | 1 | EA | 1 | Specialty Items | [27 empty] | Lighting Accessories | [242 empty] | <a href="https://www.lutron.com/TechnicalDocumentLibrary/044-105e.pdf" target="_blank">Installation Instructions</a> | [23 empty] | 10.000 DW |  |  | 2.3000 IN | [89 empty] | 1.000 EA | 1.000 EA | [35 empty] | No | [42 empty] | https://www.lutron.com/TechnicalDocumentLibrary/369225_SPA.pdf | [7 empty] | Shelf Stock | [13 empty] | <a href="https://www.lutron.com/TechnicalDocumentLibrary/368-4493_Page_9.pdf" target="_blank">Tech Drawing</a> | [25 empty] | 39122221 | [13 empty] | <a href="https://www.lutron.com/TechnicalDocumentLibrary/043492.pdf" target="_blank">Warranty Information</a> |  |  |  |  | 0.100 L | [14 empty] | 0 | 0 | 0 | 0 | Lighting Fixtures | 2016-07-15 12:51 | 2024-07-20 11:14 | 0000-00-00 00:00:00 | 2024-07-20 11:14 | 0000-00-00 00:00:00 | [6 empty] | Palladium
1 | Lutron Electronics | CA-3PSNL-IV | 4460-2879 | 4460 | 2879 | Lutron Electronics | Ecom_CA-3PSNL-IV_nowallplate.jpeg | 27557292009 | CLARO 120VAC/600W 3W SWITCH IV | Lutron Claro 15 Amp, 3-Way On/Off Rocker Switch with Locator Light, Ivory |  | 2.3 | 4.5 |  | Ecom_CA-3PSNL-IV_nowallplate.jpeg | http://grandbrass.xologic.com/vendors/4460/large/Ecom_CA-3PSNL-IV_nowallplate.jpeg | [47 empty] | 0 | 0 | 0 | [6 empty] | 0 | 1 | 1 | EA | 1 | Lighting Controls | [7 empty] | White | [16 empty] | Traditional |  |  | Lightswitches | [242 empty] | <a href="https://www.lutron.com/TechnicalDocumentLibrary/0301637.pdf" target="_blank">Installation Instructions</a> | [23 empty] | 10.000 DW |  |  | 2.3000 IN | [89 empty] | 1.000 EA | 1.000 EA | [35 empty] | No | [42 empty] | https://www.lutron.com/TechnicalDocumentLibrary/Maestro.pdf | [7 empty] | Shelf Stock | [13 empty] | <a href="https://www.lutron.com/TechnicalDocumentLibrary/368-4493_Page_7.pdf" target="_blank">Tech Drawing</a> | [25 empty] | 39122226 | [13 empty] | <a href="https://www.lutron.com/TechnicalDocumentLibrary/369-119_Wallbox_Warranty.pdf" target="_blank">Warranty Information</a> |  |  |  |  | 0.210 L | [14 empty] | 0 | 0 | 0 | 0 | Lighting Fixtures | 2016-07-15 12:51 | 2024-07-20 11:08 | 0000-00-00 00:00:00 | 2024-07-20 11:08 | 0000-00-00 00:00:00 | [6 empty] | Ivory
1 | Lutron Electronics | CA-3PSNL-LA | 4460-2880 | 4460 | 2880 | Lutron Electronics | Ecom_CA-3PSNL-LA_nowallplate.jpeg | 27557291972 | CLARO 120VAC/600W 3W SWITCH LA | Lutron Claro 15 Amp, 3-Way On/Off Rocker Switch with Locator Light, Light Almond |  | 2.3 | 4.5 |  | Ecom_CA-3PSNL-LA_nowallplate.jpeg | http://grandbrass.xologic.com/vendors/4460/large/Ecom_CA-3PSNL-LA_nowallplate.jpeg | [47 empty] | 0 | 0 | 0 | [6 empty] | 0 | 1 | 1 | EA | 1 | Lighting Controls | [7 empty] | White | [16 empty] | Traditional |  |  | Lightswitches | [242 empty] | <a href="https://www.lutron.com/TechnicalDocumentLibrary/0301637.pdf" target="_blank">Installation Instructions</a> | [23 empty] | 10.000 DW |  |  | 2.3000 IN | [89 empty] | 1.000 EA | 1.000 EA | [35 empty] | No | [42 empty] | https://www.lutron.com/TechnicalDocumentLibrary/Maestro.pdf | [7 empty] | Shelf Stock | [13 empty] | <a href="https://www.lutron.com/TechnicalDocumentLibrary/368-4493_Page_7.pdf" target="_blank">Tech Drawing</a> | [25 empty] | 39122226 | [13 empty] | <a href="https://www.lutron.com/TechnicalDocumentLibrary/369-119_Wallbox_Warranty.pdf" target="_blank">Warranty Information</a> |  |  |  |  | 0.210 L | [14 empty] | 0 | 0 | 0 | 0 | Lighting Fixtures | 2016-07-15 12:51 | 2024-07-20 11:12 | 0000-00-00 00:00:00 | 2024-07-20 11:12 | 0000-00-00 00:00:00
1 | Lutron Electronics | CA-3PSNL-WH | 4460-2881 | 4460 | 2881 | Lutron Electronics | Ecom_CA-3PSNL-WH_nowallplate.jpeg | 27557291941 | CLARO 120VAC/600W 3W SWITCH WH | Lutron Claro 15 Amp, 3-Way On/Off Rocker Switch with Locator Light, White |  | 2.3 | 4.5 |  | Ecom_CA-3PSNL-WH_nowallplate.jpeg | http://grandbrass.xologic.com/vendors/4460/large/Ecom_CA-3PSNL-WH_nowallplate.jpeg | [47 empty] | 0 | 0 | 0 | [6 empty] | 0 | 1 | 1 | EA | 1 | Lighting Controls | [7 empty] | White | [16 empty] | Traditional |  |  | Lightswitches | [242 empty] | <a href="https://www.lutron.com/TechnicalDocumentLibrary/0301637.pdf" target="_blank">Installation Instructions</a> | [23 empty] | 10.000 DW |  |  | 2.3000 IN | [89 empty] | 1.000 EA | 1.000 EA | [35 empty] | No | [42 empty] | https://www.lutron.com/TechnicalDocumentLibrary/Maestro.pdf | [7 empty] | Shelf Stock | [13 empty] | <a href="https://www.lutron.com/TechnicalDocumentLibrary/368-4493_Page_7.pdf" target="_blank">Tech Drawing</a> | [25 empty] | 39122226 | [13 empty] | <a href="https://www.lutron.com/TechnicalDocumentLibrary/369-119_Wallbox_Warranty.pdf" target="_blank">Warranty Information</a> |  |  |  |  | 0.210 L | [14 empty] | 0 | 0 | 0 | 0 | Lighting Fixtures | 2016-07-15 12:52 | 2024-07-20 11:14 | 0000-00-00 00:00:00 | 2024-07-20 11:14 | 0000-00-00 00:00:00 | [6 empty] | White
1 | Lutron Electronics | CA-4PSNL-AL | 4460-2882 | 4460 | 2882 | Lutron Electronics | Ecom_CA-4PSNL-AL_nowallplate.jpeg | 27557292245 | CLARO 120VAC/600W 4W SWITCH AL | Lutron Claro 15 Amp, 4-Way On/Off Rocker Switch with Locator Light, Almond |  | 2.3 | 4.5 |  | Ecom_CA-4PSNL-AL_nowallplate.jpeg | http://grandbrass.xologic.com/vendors/4460/large/Ecom_CA-4PSNL-AL_nowallplate.jpeg | [47 empty] | 0 | 0 | 0 | [6 empty] | 0 | 1 | 1 | EA | 1 | Lighting Controls | [7 empty] | Nickel | [16 empty] | Traditional |  |  | Lightswitches | [242 empty] | <a href="https://www.lutron.com/TechnicalDocumentLibrary/0301637.pdf" target="_blank">Installation Instructions</a> | [23 empty] | 10.000 DW |  |  | 2.3000 IN | [89 empty] | 1.000 EA | 1.000 EA | [35 empty] | No | [42 empty] | https://www.lutron.com/TechnicalDocumentLibrary/Maestro.pdf | [7 empty] | Shelf Stock | [39 empty] | 39122226 | [13 empty] | <a href="https://www.lutron.com/TechnicalDocumentLibrary/369-119_Wallbox_Warranty.pdf" target="_blank">Warranty Information</a> |  |  |  |  | 0.250 L | [14 empty] | 0 | 0 | 0 | 0 | Lighting Fixtures | 2016-07-15 12:52 | 2024-07-20 11:08 | 0000-00-00 00:00:00 | 2024-07-20 11:08 | 0000-00-00 00:00:00 | [6 empty] | Almond
1 | Lutron Electronics | CA-4PSNL-IV | 4460-2883 | 4460 | 2883 | Lutron Electronics | Ecom_CA-4PSNL-IV_nowallplate.jpeg | 27557292283 | CLARO 120VAC/600W 4W SWITCH IV | Lutron Claro 15 Amp, 4-Way On/Off Rocker Switch with Locator Light, Ivory |  | 2.3 | 4.5 |  | Ecom_CA-4PSNL-IV_nowallplate.jpeg | http://grandbrass.xologic.com/vendors/4460/large/Ecom_CA-4PSNL-IV_nowallplate.jpeg | [47 empty] | 0 | 0 | 0 | [6 empty] | 0 | 1 | 1 | EA | 1 | Lighting Controls | [7 empty] | White | [16 empty] | Traditional |  |  | Lightswitches | [242 empty] | <a href="https://www.lutron.com/TechnicalDocumentLibrary/0301637.pdf" target="_blank">Installation Instructions</a> | [23 empty] | 10.000 DW |  |  | 2.3000 IN | [89 empty] | 1.000 EA | 1.000 EA | [35 empty] | No | [42 empty] | https://www.lutron.com/TechnicalDocumentLibrary/Maestro.pdf | [7 empty] | Shelf Stock | [39 empty] | 39122226 | [13 empty] | <a href="https://www.lutron.com/TechnicalDocumentLibrary/369-119_Wallbox_Warranty.pdf" target="_blank">Warranty Information</a> |  |  |  |  | 0.250 L | [14 empty] | 0 | 0 | 0 | 0 | Lighting Fixtures | 2016-07-15 12:52 | 2024-07-20 11:11 | 0000-00-00 00:00:00 | 2024-07-20 11:11 | 0000-00-00 00:00:00 | [6 empty] | Ivory
1 | Lutron Electronics | CA-4PSNL-LA | 4460-2884 | 4460 | 2884 | Lutron Electronics | Ecom_CA-4PSNL-LA_nowallplate.jpeg | 27557292252 | CLARO 120VAC/600W 4W SWITCH LA | Lutron Claro 15 Amp, 4-Way On/Off Rocker Switch with Locator Light, Light Almond |  | 2.3 | 4.5 |  | Ecom_CA-4PSNL-LA_nowallplate.jpeg | http://grandbrass.xologic.com/vendors/4460/large/Ecom_CA-4PSNL-LA_nowallplate.jpeg | [47 empty] | 0 | 0 | 0 | [6 empty] | 0 | 1 | 1 | EA | 1 | Lighting Controls | [7 empty] | White | [16 empty] | Traditional |  |  | Lightswitches | [242 empty] | <a href="https://www.lutron.com/TechnicalDocumentLibrary/0301637.pdf" target="_blank">Installation Instructions</a> | [23 empty] | 10.000 DW |  |  | 2.3000 IN | [89 empty] | 1.000 EA | 1.000 EA | [35 empty] | No | [42 empty] | https://www.lutron.com/TechnicalDocumentLibrary/Maestro.pdf | [7 empty] | Shelf Stock | [39 empty] | 39122226 | [13 empty] | <a href="https://www.lutron.com/TechnicalDocumentLibrary/369-119_Wallbox_Warranty.pdf" target="_blank">Warranty Information</a> |  |  |  |  | 0.250 L | [14 empty] | 0 | 0 | 0 | 0 | Lighting Fixtures | 2016-07-15 12:52 | 2024-07-20 11:09 | 0000-00-00 00:00:00 | 2024-07-20 11:09 | 0000-00-00 00:00:00
1 | Lutron Electronics | CA-4PSNL-WH | 4460-2885 | 4460 | 2885 | Lutron Electronics | Ecom_CA-4PSNL-WH_nowallplate.jpeg | 27557292221 | CLARO 120VAC/600W 4W SWITCH WH | Lutron Claro 15 Amp, 4-Way On/Off Rocker Switch with Locator Light, White |  | 2.3 | 4.5 |  | Ecom_CA-4PSNL-WH_nowallplate.jpeg | http://grandbrass.xologic.com/vendors/4460/large/Ecom_CA-4PSNL-WH_nowallplate.jpeg | [47 empty] | 0 | 0 | 0 | [6 empty] | 0 | 1 | 1 | EA | 1 | Lighting Controls | [7 empty] | White | [16 empty] | Traditional |  |  | Lightswitches | [242 empty] | <a href="https://www.lutron.com/TechnicalDocumentLibrary/0301637.pdf" target="_blank">Installation Instructions</a> | [23 empty] | 10.000 DW |  |  | 2.3000 IN | [89 empty] | 1.000 EA | 1.000 EA | [35 empty] | No | [42 empty] | https://www.lutron.com/TechnicalDocumentLibrary/Maestro.pdf | [7 empty] | Shelf Stock | [39 empty] | 39122226 | [13 empty] | <a href="https://www.lutron.com/TechnicalDocumentLibrary/369-119_Wallbox_Warranty.pdf" target="_blank">Warranty Information</a> |  |  |  |  | 0.250 L | [14 empty] | 0 | 0 | 0 | 0 | Lighting Fixtures | 2016-07-15 12:52 | 2024-07-20 11:13 | 0000-00-00 00:00:00 | 2024-07-20 11:13 | 0000-00-00 00:00:00 | [6 empty] | White
1 | Lutron Electronics | SC-1PSNL-BI | 4460-2886 | 4460 | 2886 | Lutron Electronics | Ecom_SC-1PSNL-BI_nowallplate.jpeg | 27557291866 | CLARO 120VAC/600W SP SWITCH BI | Lutron Claro 15 Amp, Single-Pole On/Off Rocker Switch with Locator Light, Biscuit |  | 2.3 | 4.5 |  | Ecom_SC-1PSNL-BI_nowallplate.jpeg | http://grandbrass.xologic.com/vendors/4460/large/Ecom_SC-1PSNL-BI_nowallplate.jpeg | [47 empty] | 0 | 0 | 0 | [6 empty] | 0 | 1 | 1 | EA | 1 | Lighting Controls | [7 empty] | White | [16 empty] | Traditional |  |  | Lightswitches | [242 empty] | <a href="https://www.lutron.com/TechnicalDocumentLibrary/0301637.pdf" target="_blank">Installation Instructions</a> | [23 empty] | 10.000 DW |  |  | 2.3000 IN | [89 empty] | 1.000 EA | 1.000 EA | [35 empty] | No | [42 empty] | https://www.lutron.com/TechnicalDocumentLibrary/maestrosatincolors.pdf | [7 empty] | Shelf Stock | [13 empty] | <a href="https://www.lutron.com/TechnicalDocumentLibrary/368-4493_Page_1.pdf" target="_blank">Tech Drawing</a> | [25 empty] | 39122226 | [13 empty] | <a href="https://www.lutron.com/TechnicalDocumentLibrary/369-119_Wallbox_Warranty.pdf" target="_blank">Warranty Information</a> |  |  |  |  | 0.300 L | [14 empty] | 0 | 0 | 0 | 0 | Lighting Fixtures | 2016-07-15 12:52 | 2024-07-20 11:09 | 0000-00-00 00:00:00 | 2024-07-20 11:09 | 0000-00-00 00:00:00 | [6 empty] | Biscuit
1 | Lutron Electronics | SC-1PSNL-SW | 4460-2891 | 4460 | 2891 | Lutron Electronics | Ecom_SC-1PSNL-SW_nowallplate.jpeg | 27557291835 | CLARO 120VAC/600W SP SWITCH SW | Lutron Claro 15 Amp, Single-Pole On/Off Rocker Switch with Locator Light, Snow |  | 2.3 | 4.5 |  | Ecom_SC-1PSNL-SW_nowallplate.jpeg | http://grandbrass.xologic.com/vendors/4460/large/Ecom_SC-1PSNL-SW_nowallplate.jpeg | [47 empty] | 0 | 0 | 0 | [6 empty] | 0 | 1 | 1 | EA | 1 | Lighting Controls | [7 empty] | White | [16 empty] | Traditional |  |  | Lightswitches | [242 empty] | <a href="https://www.lutron.com/TechnicalDocumentLibrary/0301637.pdf" target="_blank">Installation Instructions</a> | [23 empty] | 10.000 DW |  |  | 2.3000 IN | [89 empty] | 1.000 EA | 1.000 EA | [35 empty] | No | [42 empty] | https://www.lutron.com/TechnicalDocumentLibrary/maestrosatincolors.pdf | [7 empty] | Shelf Stock | [13 empty] | <a href="https://www.lutron.com/TechnicalDocumentLibrary/368-4493_Page_1.pdf" target="_blank">Tech Drawing</a> | [25 empty] | 39122226 | [13 empty] | <a href="https://www.lutron.com/TechnicalDocumentLibrary/369-119_Wallbox_Warranty.pdf" target="_blank">Warranty Information</a> |  |  |  |  | 0.300 L | [14 empty] | 0 | 0 | 0 | 0 | Lighting Fixtures | 2016-07-15 12:52 | 2024-07-20 11:09 | 0000-00-00 00:00:00 | 2024-07-20 11:09 | 0000-00-00 00:00:00 | [6 empty] | Snow
1 | Lutron Electronics | SC-3PSNL-BI | 4460-2892 | 4460 | 2892 | Lutron Electronics | Ecom_SC-3PSNL-BI_nowallplate.jpeg | 27557292146 | CLARO 120VAC/600W 3W SWITCH BI | Lutron Claro 15 Amp, 3-Way On/Off Rocker Switch with Locator Light, Biscuit |  | 2.3 | 4.5 |  | Ecom_SC-3PSNL-BI_nowallplate.jpeg | http://grandbrass.xologic.com/vendors/4460/large/Ecom_SC-3PSNL-BI_nowallplate.jpeg | [47 empty] | 0 | 0 | 0 | [6 empty] | 0 | 1 | 1 | EA | 1 | Lighting Controls | [7 empty] | White | [16 empty] | Traditional |  |  | Lightswitches | [242 empty] | <a href="https://www.lutron.com/TechnicalDocumentLibrary/0301637.pdf" target="_blank">Installation Instructions</a> | [23 empty] | 10.000 DW |  |  | 2.3000 IN | [89 empty] | 1.000 EA | 1.000 EA | [35 empty] | No | [42 empty] | https://www.lutron.com/TechnicalDocumentLibrary/maestrosatincolors.pdf | [7 empty] | Shelf Stock | [13 empty] | <a href="https://www.lutron.com/TechnicalDocumentLibrary/368-4493_Page_7.pdf" target="_blank">Tech Drawing</a> | [25 empty] | 39122226 | [13 empty] | <a href="https://www.lutron.com/TechnicalDocumentLibrary/369-119_Wallbox_Warranty.pdf" target="_blank">Warranty Information</a> |  |  |  |  | 0.230 L | [14 empty] | 0 | 0 | 0 | 0 | Lighting Fixtures | 2016-07-15 12:52 | 2024-07-20 11:09 | 0000-00-00 00:00:00 | 2024-07-20 11:09 | 0000-00-00 00:00:00 | [6 empty] | Biscuit
1 | Lutron Electronics | SC-3PSNL-SW | 4460-2897 | 4460 | 2897 | Lutron Electronics | Ecom_SC-3PSNL-SW_nowallplate.jpeg | 27557292115 | CLARO 120VAC/600W 3W SWITCH SW | Lutron Claro 15 Amp, 3-Way On/Off Rocker Switch with Locator Light, Snow |  | 2.3 | 4.5 |  | Ecom_SC-3PSNL-SW_nowallplate.jpeg | http://grandbrass.xologic.com/vendors/4460/large/Ecom_SC-3PSNL-SW_nowallplate.jpeg | [47 empty] | 0 | 0 | 0 | [6 empty] | 0 | 1 | 1 | EA | 1 | Lighting Controls | [7 empty] | White | [16 empty] | Traditional |  |  | Lightswitches | [242 empty] | <a href="https://www.lutron.com/TechnicalDocumentLibrary/0301637.pdf" target="_blank">Installation Instructions</a> | [23 empty] | 10.000 DW |  |  | 2.3000 IN | [89 empty] | 1.000 EA | 1.000 EA | [35 empty] | No | [42 empty] | https://www.lutron.com/TechnicalDocumentLibrary/maestrosatincolors.pdf | [7 empty] | Shelf Stock | [13 empty] | <a href="https://www.lutron.com/TechnicalDocumentLibrary/368-4493_Page_7.pdf" target="_blank">Tech Drawing</a> | [25 empty] | 39122226 | [13 empty] | <a href="https://www.lutron.com/TechnicalDocumentLibrary/369-119_Wallbox_Warranty.pdf" target="_blank">Warranty Information</a> |  |  |  |  | 0.230 L | [14 empty] | 0 | 0 | 0 | 0 | Lighting Fixtures | 2016-07-15 12:52 | 2024-07-20 11:08 | 0000-00-00 00:00:00 | 2024-07-20 11:08 | 0000-00-00 00:00:00 | [6 empty] | Snow
1 | Lutron Electronics | SC-4PSNL-BI | 4460-2898 | 4460 | 2898 | Lutron Electronics | Ecom_SC-4PSNL-BI_nowallplate.jpeg | 27557292429 | CLARO 120VAC/600W 4W SWITCH BI | Lutron Claro 15 Amp, 4-Way On/Off Rocker Switch with Locator Light, Biscuit |  | 2.3 | 4.5 |  | Ecom_SC-4PSNL-BI_nowallplate.jpeg | http://grandbrass.xologic.com/vendors/4460/large/Ecom_SC-4PSNL-BI_nowallplate.jpeg | [47 empty] | 0 | 0 | 0 | [6 empty] | 0 | 1 | 1 | EA | 1 | Lighting Controls | [7 empty] | White | [16 empty] | Traditional |  |  | Lightswitches | [242 empty] | <a href="https://www.lutron.com/TechnicalDocumentLibrary/030987b.pdf" target="_blank">Installation Instructions</a> | [23 empty] | 10.000 DW |  |  | 2.3000 IN | [89 empty] | 1.000 EA | 1.000 EA | [35 empty] | No | [42 empty] | https://www.lutron.com/TechnicalDocumentLibrary/maestrosatincolors.pdf | [7 empty] | Shelf Stock | [39 empty] | 39122226 | [13 empty] | <a href="https://www.lutron.com/TechnicalDocumentLibrary/369-119_Wallbox_Warranty.pdf" target="_blank">Warranty Information</a> |  |  |  |  | 0.250 L | [14 empty] | 0 | 0 | 0 | 0 | Lighting Fixtures | 2016-07-15 12:52 | 2024-07-20 11:10 | 0000-00-00 00:00:00 | 2024-07-20 11:10 | 0000-00-00 00:00:00 | [6 empty] | Biscuit
1 | Lutron Electronics | SC-4PSNL-SW | 4460-2903 | 4460 | 2903 | Lutron Electronics | Ecom_SC-4PSNL-SW_nowallplate.jpeg | 27557292399 | CLARO 120VAC/600W 4W SWITCH SW | Lutron Claro 15 Amp, 4-Way On/Off Rocker Switch with Locator Light, Snow |  | 2.3 | 4.5 |  | Ecom_SC-4PSNL-SW_nowallplate.jpeg | http://grandbrass.xologic.com/vendors/4460/large/Ecom_SC-4PSNL-SW_nowallplate.jpeg | [47 empty] | 0 | 0 | 0 | [6 empty] | 0 | 1 | 1 | EA | 1 | Lighting Controls | [7 empty] | White | [16 empty] | Traditional |  |  | Lightswitches | [242 empty] | <a href="https://www.lutron.com/TechnicalDocumentLibrary/030987b.pdf" target="_blank">Installation Instructions</a> | [23 empty] | 10.000 DW |  |  | 2.3000 IN | [89 empty] | 1.000 EA | 1.000 EA | [35 empty] | No | [42 empty] | https://www.lutron.com/TechnicalDocumentLibrary/maestrosatincolors.pdf | [7 empty] | Shelf Stock | [39 empty] | 39122226 | [13 empty] | <a href="https://www.lutron.com/TechnicalDocumentLibrary/369-119_Wallbox_Warranty.pdf" target="_blank">Warranty Information</a> |  |  |  |  | 0.250 L | [14 empty] | 0 | 0 | 0 | 0 | Lighting Fixtures | 2016-07-15 12:52 | 2024-07-20 11:14 | 0000-00-00 00:00:00 | 2024-07-20 11:14 | 0000-00-00 00:00:00 | [6 empty] | Snow
1 | Lutron Electronics | CA-1PSNL-AL | 4460-2904 | 4460 | 2904 | Lutron Electronics | Ecom_CA-1PSNL-AL_nowallplate.jpeg | 27557291682 | CLARO 120VAC/600W SP SWITCH AL | Lutron Claro 15 Amp, Single-Pole On/Off Rocker Switch with Locator Light, Almond |  | 2.3 | 4.5 |  | Ecom_CA-1PSNL-AL_nowallplate.jpeg | http://grandbrass.xologic.com/vendors/4460/large/Ecom_CA-1PSNL-AL_nowallplate.jpeg | [47 empty] | 0 | 0 | 0 | [6 empty] | 0 | 1 | 1 | EA | 1 | Lighting Controls | [7 empty] | Nickel | [16 empty] | Traditional |  |  | Lightswitches | [242 empty] | <a href="https://www.lutron.com/TechnicalDocumentLibrary/0301637.pdf" target="_blank">Installation Instructions</a> | [23 empty] | 10.000 DW |  |  | 2.3000 IN | [89 empty] | 1.000 EA | 1.000 EA | [35 empty] | No | [42 empty] | https://www.lutron.com/TechnicalDocumentLibrary/Maestro.pdf | [7 empty] | Shelf Stock | [13 empty] | <a href="https://www.lutron.com/TechnicalDocumentLibrary/368-4493_Page_1.pdf" target="_blank">Tech Drawing</a> | [25 empty] | 39122226 | [13 empty] | <a href="https://www.lutron.com/TechnicalDocumentLibrary/369-119_Wallbox_Warranty.pdf" target="_blank">Warranty Information</a> |  |  |  |  | 0.200 L | [14 empty] | 0 | 0 | 0 | 0 | Lighting Fixtures | 2016-07-15 12:52 | 2024-07-20 11:14 | 0000-00-00 00:00:00 | 2024-07-20 11:14 | 0000-00-00 00:00:00 | [6 empty] | Almond
1 | Lutron Electronics | CA-1PSNL-IV | 4460-2905 | 4460 | 2905 | Lutron Electronics | Ecom_CA-1PSNL-IV_nowallplate.jpeg | 27557291729 | CLARO 120VAC/600W SP SWITCH IV | Lutron Claro 15 Amp, Single-Pole On/Off Rocker Switch with Locator Light, Ivory |  | 2.3 | 4.5 |  | Ecom_CA-1PSNL-IV_nowallplate.jpeg | http://grandbrass.xologic.com/vendors/4460/large/Ecom_CA-1PSNL-IV_nowallplate.jpeg | [47 empty] | 0 | 0 | 0 | [6 empty] | 0 | 1 | 1 | EA | 1 | Lighting Controls | [7 empty] | White | [16 empty] | Traditional |  |  | Lightswitches | [242 empty] | <a href="https://www.lutron.com/TechnicalDocumentLibrary/0301637.pdf" target="_blank">Installation Instructions</a> | [23 empty] | 10.000 DW |  |  | 2.3000 IN | [89 empty] | 1.000 EA | 1.000 EA | [35 empty] | No | [42 empty] | https://www.lutron.com/TechnicalDocumentLibrary/Maestro.pdf | [7 empty] | Shelf Stock | [13 empty] | <a href="https://www.lutron.com/TechnicalDocumentLibrary/368-4493_Page_1.pdf" target="_blank">Tech Drawing</a> | [25 empty] | 39122226 | [13 empty] | <a href="https://www.lutron.com/TechnicalDocumentLibrary/369-119_Wallbox_Warranty.pdf" target="_blank">Warranty Information</a> |  |  |  |  | 0.200 L | [14 empty] | 0 | 0 | 0 | 0 | Lighting Fixtures | 2016-07-15 12:52 | 2024-07-20 11:12 | 0000-00-00 00:00:00 | 2024-07-20 11:12 | 0000-00-00 00:00:00 | [6 empty] | Ivory
1 | Lutron Electronics | CA-1PSNL-LA | 4460-2906 | 4460 | 2906 | Lutron Electronics | Ecom_CA-1PSNL-LA_nowallplate.jpeg | 27557291699 | CLARO 120VAC/600W SP SWITCH LA | Lutron Claro 15 Amp, Single-Pole On/Off Rocker Switch with Locator Light, Light Almond |  | 2.4 | 4.6 |  | Ecom_CA-1PSNL-LA_nowallplate.jpeg | http://grandbrass.xologic.com/vendors/4460/large/Ecom_CA-1PSNL-LA_nowallplate.jpeg | [47 empty] | 0 | 0 | 0 | [6 empty] | 0 | 1 | 1 | EA | 1 | Lighting Controls | [7 empty] | White | [16 empty] | Traditional |  |  | Lightswitches | [242 empty] | <a href="https://www.lutron.com/TechnicalDocumentLibrary/0301637.pdf" target="_blank">Installation Instructions</a> | [23 empty] | 10.000 DW |  |  | 2.4000 IN | [89 empty] | 1.000 EA | 1.000 EA | [35 empty] | No | [42 empty] | https://www.lutron.com/TechnicalDocumentLibrary/Maestro.pdf | [7 empty] | Shelf Stock | [13 empty] | <a href="https://www.lutron.com/TechnicalDocumentLibrary/368-4493_Page_1.pdf" target="_blank">Tech Drawing</a> | [25 empty] | 39122226 | [13 empty] | <a href="https://www.lutron.com/TechnicalDocumentLibrary/369-119_Wallbox_Warranty.pdf" target="_blank">Warranty Information</a> |  |  |  |  | 0.200 L | [14 empty] | 0 | 0 | 0 | 0 | Lighting Fixtures | 2016-07-15 12:52 | 2024-07-20 11:09 | 0000-00-00 00:00:00 | 2024-07-20 11:09 | 0000-00-00 00:00:00
1 | Lutron Electronics | CA-1PSNL-WH | 4460-2907 | 4460 | 2907 | Lutron Electronics | Ecom_CA-1PSNL-WH_nowallplate.jpeg | 27557291668 | CLARO 120VAC/600W SP SWITCH WH | Lutron Claro 15 Amp, Single-Pole On/Off Rocker Switch with Locator Light, White |  | 2.3 | 4.5 |  | Ecom_CA-1PSNL-WH_nowallplate.jpeg | http://grandbrass.xologic.com/vendors/4460/large/Ecom_CA-1PSNL-WH_nowallplate.jpeg | [47 empty] | 0 | 0 | 0 | [6 empty] | 0 | 1 | 1 | EA | 1 | Lighting Controls | [7 empty] | White | [16 empty] | Traditional |  |  | Lightswitches | [242 empty] | <a href="https://www.lutron.com/TechnicalDocumentLibrary/0301637.pdf" target="_blank">Installation Instructions</a> | [23 empty] | 10.000 DW |  |  | 2.3000 IN | [89 empty] | 1.000 EA | 1.000 EA | [35 empty] | No | [42 empty] | https://www.lutron.com/TechnicalDocumentLibrary/Maestro.pdf | [7 empty] | Shelf Stock | [13 empty] | <a href="https://www.lutron.com/TechnicalDocumentLibrary/368-4493_Page_1.pdf" target="_blank">Tech Drawing</a> | [25 empty] | 39122226 | [13 empty] | <a href="https://www.lutron.com/TechnicalDocumentLibrary/369-119_Wallbox_Warranty.pdf" target="_blank">Warranty Information</a> |  |  |  |  | 0.200 L | [14 empty] | 0 | 0 | 0 | 0 | Lighting Fixtures | 2016-07-15 12:52 | 2024-07-20 11:10 | 0000-00-00 00:00:00 | 2024-07-20 11:10 | 0000-00-00 00:00:00 | [6 empty] | White
1 | Lutron Electronics | CA-3PSNL-AL | 4460-2908 | 4460 | 2908 | Lutron Electronics | Ecom_CA-3PSNL-AL_nowallplate.jpeg | 27557291965 | CLARO 120VAC/600W 3W SWITCH AL | Lutron Claro 15 Amp, 3-Way On/Off Rocker Switch with Locator Light, Almond |  | 2.3 | 4.5 |  | Ecom_CA-3PSNL-AL_nowallplate.jpeg | http://grandbrass.xologic.com/vendors/4460/large/Ecom_CA-3PSNL-AL_nowallplate.jpeg | [47 empty] | 0 | 0 | 0 | [6 empty] | 0 | 1 | 1 | EA | 1 | Lighting Controls | [7 empty] | Nickel | [16 empty] | Traditional |  |  | Lightswitches | [242 empty] | <a href="https://www.lutron.com/TechnicalDocumentLibrary/0301637.pdf" target="_blank">Installation Instructions</a> | [23 empty] | 10.000 DW |  |  | 2.3000 IN | [89 empty] | 1.000 EA | 1.000 EA | [35 empty] | No | [42 empty] | https://www.lutron.com/TechnicalDocumentLibrary/Maestro.pdf | [7 empty] | Shelf Stock | [13 empty] | <a href="https://www.lutron.com/TechnicalDocumentLibrary/368-4493_Page_7.pdf" target="_blank">Tech Drawing</a> | [25 empty] | 39122226 | [13 empty] | <a href="https://www.lutron.com/TechnicalDocumentLibrary/369-119_Wallbox_Warranty.pdf" target="_blank">Warranty Information</a> |  |  |  |  | 0.210 L | [14 empty] | 0 | 0 | 0 | 0 | Lighting Fixtures | 2016-07-15 12:52 | 2024-07-20 11:09 | 0000-00-00 00:00:00 | 2024-07-20 11:09 | 0000-00-00 00:00:00 | [6 empty] | Almond
1 | Lutron Electronics | MA-T51MN-AL | 4460-2923 | 4460 | 2923 | Lutron Electronics | Ecom_MA-T51MN-AL_nowallplate.jpeg?w=1500 | 27557290852 | MA TIMER 1H 3-5A MLOC NEUT AL | Maestro Countdown Timer, Multi-location/single-pole, neutral required, 120V/600W/VA (5A) in almond |  | 2.3 | 4.5 | [50 empty] | 0 | 0 | 0 | [6 empty] | 0 | 1 | 1 | EA | 1 | Lighting Controls | [7 empty] | Nickel | [16 empty] | Traditional |  |  | Lightswitches | [242 empty] | <a href="https://www.lutron.com/TechnicalDocumentLibrary/030929a.pdf" target="_blank">Installation Instructions</a> | [23 empty] | 60.000 DW |  |  | 2.3000 IN | [89 empty] | 1.000 EA | 1.000 EA | [35 empty] | No | [42 empty] | https://www.lutron.com/TechnicalDocumentLibrary/3691243_SPA.pdf | [7 empty] | Shelf Stock | [13 empty] | <a href="https://www.lutron.com/TechnicalDocumentLibrary/368-4493_Page_18.pdf" target="_blank">Tech Drawing</a> | [25 empty] | 39122208 | [13 empty] | <a href="https://www.lutron.com/TechnicalDocumentLibrary/369-119_Wallbox_Warranty.pdf" target="_blank">Warranty Information</a> |  |  |  |  | 0.250 L | [14 empty] | 0 | 0 | 0 | 0 | Lighting Fixtures | 2016-07-15 12:53 | 2024-07-20 11:13 | 0000-00-00 00:00:00 | 2024-07-20 11:13 | 0000-00-00 00:00:00 | [6 empty] | Almond
1 | Lutron Electronics | MA-T51MN-BI | 4460-2925 | 4460 | 2925 | Lutron Electronics | Ecom_MA-T51MN-BI_withwallplate.jpeg?w=1500 | 27557290920 | MA TIMER 1H 3-5A MLOC NEUT BI | Maestro Countdown Timer, Multi-location/single-pole, neutral required, 120V/600W/VA (5A) in biscuit |  | 2.3 | 4.5 | [50 empty] | 0 | 0 | 0 | [6 empty] | 0 | 1 | 1 | EA | 1 | Lighting Controls | [7 empty] | White | [16 empty] | Traditional |  |  | Lightswitches | [242 empty] | <a href="https://www.lutron.com/TechnicalDocumentLibrary/030929a.pdf" target="_blank">Installation Instructions</a> | [23 empty] | 60.000 DW |  |  | 2.3000 IN | [89 empty] | 1.000 EA | 1.000 EA | [35 empty] | No | [42 empty] | https://www.lutron.com/TechnicalDocumentLibrary/3691243_SPA.pdf | [7 empty] | Shelf Stock | [13 empty] | <a href="https://www.lutron.com/TechnicalDocumentLibrary/368-4493_Page_18.pdf" target="_blank">Tech Drawing</a> | [25 empty] | 39122208 | [13 empty] | <a href="https://www.lutron.com/TechnicalDocumentLibrary/369-119_Wallbox_Warranty.pdf" target="_blank">Warranty Information</a> |  |  |  |  | 0.250 L | [14 empty] | 0 | 0 | 0 | 0 | Lighting Fixtures | 2016-07-15 12:53 | 2024-07-20 11:11 | 0000-00-00 00:00:00 | 2024-07-20 11:11 | 0000-00-00 00:00:00 | [6 empty] | Biscuit
1 | Lutron Electronics | MA-T51MN-BL | 4460-2926 | 4460 | 2926 | Lutron Electronics | Ecom_MA-T51MN-BL_nowallplate.jpeg?w=1500 | 27557290906 | MA TIMER 1H 3-5A MLOC NEUT BL | Maestro Countdown Timer, Multi-location/single-pole, neutral required, 120V/600W/VA (5A) in black |  | 2.3 | 4.5 | [50 empty] | 0 | 0 | 0 | [6 empty] | 0 | 1 | 1 | EA | 1 | Lighting Controls | [7 empty] | Black | [16 empty] | Traditional |  |  | Lightswitches | [242 empty] | <a href="https://www.lutron.com/TechnicalDocumentLibrary/030929a.pdf" target="_blank">Installation Instructions</a> | [23 empty] | 60.000 DW |  |  | 2.3000 IN | [89 empty] | 1.000 EA | 1.000 EA | [35 empty] | No | [42 empty] | https://www.lutron.com/TechnicalDocumentLibrary/3691243_SPA.pdf | [7 empty] | Shelf Stock | [13 empty] | <a href="https://www.lutron.com/TechnicalDocumentLibrary/368-4493_Page_18.pdf" target="_blank">Tech Drawing</a> | [25 empty] | 39122208 | [13 empty] | <a href="https://www.lutron.com/TechnicalDocumentLibrary/369-119_Wallbox_Warranty.pdf" target="_blank">Warranty Information</a> |  |  |  |  | 0.250 L | [14 empty] | 0 | 0 | 0 | 0 | Lighting Fixtures | 2016-07-15 12:53 | 2024-07-20 11:12 | 0000-00-00 00:00:00 | 2024-07-20 11:12 | 0000-00-00 00:00:00 | [6 empty] | Black
1 | Lutron Electronics | MA-T51MN-BR | 4460-2927 | 4460 | 2927 | Lutron Electronics | Ecom_MA-T51MN-BR_nowallplate.jpeg?w=1500 | 27557290890 | MA TIMER 1H 3-5A MLOC NEUT BR | Maestro Countdown Timer, Multi-location/single-pole, neutral required, 120V/600W/VA (5A) in brown |  | 2.3 | 4.5 | [50 empty] | 0 | 0 | 0 | [6 empty] | 0 | 1 | 1 | EA | 1 | Lighting Controls | [7 empty] | Brown | [16 empty] | Traditional |  |  | Lightswitches | [242 empty] | <a href="https://www.lutron.com/TechnicalDocumentLibrary/030929a.pdf" target="_blank">Installation Instructions</a> | [23 empty] | 60.000 DW |  |  | 2.3000 IN | [89 empty] | 1.000 EA | 1.000 EA | [35 empty] | No | [42 empty] | https://www.lutron.com/TechnicalDocumentLibrary/3691243_SPA.pdf | [7 empty] | Shelf Stock | [13 empty] | <a href="https://www.lutron.com/TechnicalDocumentLibrary/368-4493_Page_18.pdf" target="_blank">Tech Drawing</a> | [25 empty] | 39122208 | [13 empty] | <a href="https://www.lutron.com/TechnicalDocumentLibrary/369-119_Wallbox_Warranty.pdf" target="_blank">Warranty Information</a> |  |  |  |  | 0.250 L | [14 empty] | 0 | 0 | 0 | 0 | Lighting Fixtures | 2016-07-15 12:53 | 2024-07-20 11:07 | 0000-00-00 00:00:00 | 2024-07-20 11:07 | 0000-00-00 00:00:00 | [6 empty] | Brown
1 | Lutron Electronics | MA-T51MN-GR | 4460-2931 | 4460 | 2931 | Lutron Electronics | Ecom_MA-T51MN-GR_NoWallPlate.jpeg?w=1500 | 27557290883 | MA TIMER 1H 3-5A MLOC NEUT GR | Maestro Countdown Timer, Multi-location/single-pole, neutral required, 120V/600W/VA (5A) in gray |  | 2.3 | 4.5 | [50 empty] | 0 | 0 | 0 | [6 empty] | 0 | 1 | 1 | EA | 1 | Lighting Controls | [7 empty] | Gray | [16 empty] | Traditional |  |  | Lightswitches | [242 empty] | <a href="https://www.lutron.com/TechnicalDocumentLibrary/030929a.pdf" target="_blank">Installation Instructions</a> | [23 empty] | 60.000 DW |  |  | 2.3000 IN | [89 empty] | 1.000 EA | 1.000 EA | [35 empty] | No | [42 empty] | https://www.lutron.com/TechnicalDocumentLibrary/3691243_SPA.pdf | [7 empty] | Shelf Stock | [13 empty] | <a href="https://www.lutron.com/TechnicalDocumentLibrary/368-4493_Page_18.pdf" target="_blank">Tech Drawing</a> | [25 empty] | 39122208 | [13 empty] | <a href="https://www.lutron.com/TechnicalDocumentLibrary/369-119_Wallbox_Warranty.pdf" target="_blank">Warranty Information</a> |  |  |  |  | 0.250 L | [14 empty] | 0 | 0 | 0 | 0 | Lighting Fixtures | 2016-07-15 12:53 | 2024-07-20 11:11 | 0000-00-00 00:00:00 | 2024-07-20 11:11 | 0000-00-00 00:00:00 | [6 empty] | Gray
1 | Lutron Electronics | MA-T51MN-HT | 4460-2933 | 4460 | 2933 | Lutron Electronics | Ecom_MA-T51MN-HT_withwallplate.jpeg?w=1500 | 27557291019 | MA TIMER 1H 3-5A MLOC NEUT HT | Maestro Countdown Timer, Multi-location/single-pole, neutral required, 120V/600W/VA (5A) in hot |  | 2.3 | 4.5 | [50 empty] | 0 | 0 | 0 | [6 empty] | 0 | 1 | 1 | EA | 1 | Lighting Controls | [7 empty] | Red | [16 empty] | Traditional |  |  | Lightswitches | [242 empty] | <a href="https://www.lutron.com/TechnicalDocumentLibrary/030929a.pdf" target="_blank">Installation Instructions</a> | [23 empty] | 60.000 DW |  |  | 2.3000 IN | [89 empty] | 1.000 EA | 1.000 EA | [35 empty] | No | [42 empty] | https://www.lutron.com/TechnicalDocumentLibrary/3691243_SPA.pdf | [7 empty] | Shelf Stock | [13 empty] | <a href="https://www.lutron.com/TechnicalDocumentLibrary/368-4493_Page_18.pdf" target="_blank">Tech Drawing</a> | [25 empty] | 39122208 | [13 empty] | <a href="https://www.lutron.com/TechnicalDocumentLibrary/369-119_Wallbox_Warranty.pdf" target="_blank">Warranty Information</a> |  |  |  |  | 0.250 L | [14 empty] | 0 | 0 | 0 | 0 | Lighting Fixtures | 2016-07-15 12:53 | 2024-07-20 11:12 | 0000-00-00 00:00:00 | 2024-07-20 11:12 | 0000-00-00 00:00:00
1 | Lutron Electronics | MA-T51MN-IV | 4460-2934 | 4460 | 2934 | Lutron Electronics | Ecom_MA-T51MN-IV_nowallplate.jpeg?w=1500 | 27557290869 | MA TIMER 1H 3-5A MLOC NEUT IV | Maestro Countdown Timer, Multi-location/single-pole, neutral required, 120V/600W/VA (5A) in ivory |  | 2.3 | 4.5 | [50 empty] | 0 | 0 | 0 | [6 empty] | 0 | 1 | 1 | EA | 1 | Lighting Controls | [7 empty] | White | [16 empty] | Traditional |  |  | Lightswitches | [242 empty] | <a href="https://www.lutron.com/TechnicalDocumentLibrary/030929a.pdf" target="_blank">Installation Instructions</a> | [23 empty] | 60.000 DW |  |  | 2.3000 IN | [89 empty] | 1.000 EA | 1.000 EA | [35 empty] | No | [42 empty] | https://www.lutron.com/TechnicalDocumentLibrary/3691243_SPA.pdf | [7 empty] | Shelf Stock | [13 empty] | <a href="https://www.lutron.com/TechnicalDocumentLibrary/368-4493_Page_18.pdf" target="_blank">Tech Drawing</a> | [25 empty] | 39122208 | [13 empty] | <a href="https://www.lutron.com/TechnicalDocumentLibrary/369-119_Wallbox_Warranty.pdf" target="_blank">Warranty Information</a> |  |  |  |  | 0.250 L | [14 empty] | 0 | 0 | 0 | 0 | Lighting Fixtures | 2016-07-15 12:53 | 2024-07-20 11:09 | 0000-00-00 00:00:00 | 2024-07-20 11:09 | 0000-00-00 00:00:00 | [6 empty] | Ivory
1 | Lutron Electronics | MA-T51MN-LA | 4460-2935 | 4460 | 2935 | Lutron Electronics | Ecom_MA-T51MN-LA_NoWallPlate.jpeg?w=1500 | 27557290876 | MA TIMER 1H 3-5A MLOC NEUT LA | Maestro Countdown Timer, Multi-location/single-pole, neutral required, 120V/600W/VA (5A) in light almond |  | 2.3 | 4.5 | [50 empty] | 0 | 0 | 0 | [6 empty] | 0 | 1 | 1 | EA | 1 | Lighting Controls | [7 empty] | White | [16 empty] | Traditional |  |  | Lightswitches | [242 empty] | <a href="https://www.lutron.com/TechnicalDocumentLibrary/030929a.pdf" target="_blank">Installation Instructions</a> | [23 empty] | 60.000 DW |  |  | 2.3000 IN | [89 empty] | 1.000 EA | 1.000 EA | [35 empty] | No | [42 empty] | https://www.lutron.com/TechnicalDocumentLibrary/3691243_SPA.pdf | [7 empty] | Shelf Stock | [13 empty] | <a href="https://www.lutron.com/TechnicalDocumentLibrary/368-4493_Page_18.pdf" target="_blank">Tech Drawing</a> | [25 empty] | 39122208 | [13 empty] | <a href="https://www.lutron.com/TechnicalDocumentLibrary/369-119_Wallbox_Warranty.pdf" target="_blank">Warranty Information</a> |  |  |  |  | 0.250 L | [14 empty] | 0 | 0 | 0 | 0 | Lighting Fixtures | 2016-07-15 12:53 | 2024-07-20 11:07 | 0000-00-00 00:00:00 | 2024-07-20 11:07 | 0000-00-00 00:00:00
1 | Lutron Electronics | MA-T51MN-MN | 4460-2937 | 4460 | 2937 | Lutron Electronics | Ecom_MA-T51MN-MN_nowallplate.jpeg?w=1500 | 27557290951 | MA TIMER 1H 3-5A MLOC NEUT MN | Maestro Countdown Timer, Multi-location/single-pole, neutral required, 120V/600W/VA (5A) in midnight |  | 2.3 | 4.5 | [50 empty] | 0 | 0 | 0 | [6 empty] | 0 | 1 | 1 | EA | 1 | Lighting Controls | [7 empty] | Black | [16 empty] | Traditional |  |  | Lightswitches | [242 empty] | <a href="https://www.lutron.com/TechnicalDocumentLibrary/030929a.pdf" target="_blank">Installation Instructions</a> | [23 empty] | 60.000 DW |  |  | 2.3000 IN | [89 empty] | 1.000 EA | 1.000 EA | [35 empty] | No | [42 empty] | https://www.lutron.com/TechnicalDocumentLibrary/3691243_SPA.pdf | [7 empty] | Shelf Stock | [13 empty] | <a href="https://www.lutron.com/TechnicalDocumentLibrary/368-4493_Page_18.pdf" target="_blank">Tech Drawing</a> | [25 empty] | 39122208 | [13 empty] | <a href="https://www.lutron.com/TechnicalDocumentLibrary/369-119_Wallbox_Warranty.pdf" target="_blank">Warranty Information</a> |  |  |  |  | 0.250 L | [14 empty] | 0 | 0 | 0 | 0 | Lighting Fixtures | 2016-07-15 12:53 | 2024-07-20 11:14 | 0000-00-00 00:00:00 | 2024-07-20 11:14 | 0000-00-00 00:00:00 | [6 empty] | Midnight
1 | Lutron Electronics | MA-T51MN-PD | 4460-2939 | 4460 | 2939 | Lutron Electronics | Ecom_MA-T51MN-PD_NoWallPlate.jpeg?w=1500 | 27557291071 | MA TIMER 1H 3-5A MLOC NEUT PD | Maestro Countdown Timer, Multi-location/single-pole, neutral required, 120V/600W/VA (5A) in palladium |  | 2.3 | 4.5 | [50 empty] | 0 | 0 | 0 | [6 empty] | 0 | 1 | 1 | EA | 1 | Lighting Controls | [7 empty] | White | [16 empty] | Traditional |  |  | Lightswitches | [242 empty] | <a href="https://www.lutron.com/TechnicalDocumentLibrary/030929a.pdf" target="_blank">Installation Instructions</a> | [23 empty] | 60.000 DW |  |  | 2.3000 IN | [89 empty] | 1.000 EA | 1.000 EA | [35 empty] | No | [42 empty] | https://www.lutron.com/TechnicalDocumentLibrary/3691243_SPA.pdf | [7 empty] | Shelf Stock | [13 empty] | <a href="https://www.lutron.com/TechnicalDocumentLibrary/368-4493_Page_18.pdf" target="_blank">Tech Drawing</a> | [25 empty] | 39122208 | [13 empty] | <a href="https://www.lutron.com/TechnicalDocumentLibrary/369-119_Wallbox_Warranty.pdf" target="_blank">Warranty Information</a> |  |  |  |  | 0.250 L | [14 empty] | 0 | 0 | 0 | 0 | Lighting Fixtures | 2016-07-15 12:53 | 2024-07-20 11:10 | 0000-00-00 00:00:00 | 2024-07-20 11:10 | 0000-00-00 00:00:00 | [6 empty] | Palladium
1 | Lutron Electronics | MA-T51MN-SW | 4460-2944 | 4460 | 2944 | Lutron Electronics | Ecom_MA-T51MN-SW_nowallplate.jpeg?w=1500 | 27557290913 | MA TIMER 1H 3-5A MLOC NEUT SW | Maestro Countdown Timer, Multi-location/single-pole, neutral required, 120V/600W/VA (5A) in snow |  | 2.3 | 4.5 | [50 empty] | 0 | 0 | 0 | [6 empty] | 0 | 1 | 1 | EA | 1 | Lighting Controls | [7 empty] | White | [16 empty] | Traditional |  |  | Lightswitches | [242 empty] | <a href="https://www.lutron.com/TechnicalDocumentLibrary/030929a.pdf" target="_blank">Installation Instructions</a> | [23 empty] | 60.000 DW |  |  | 2.3000 IN | [89 empty] | 1.000 EA | 1.000 EA | [35 empty] | No | [42 empty] | https://www.lutron.com/TechnicalDocumentLibrary/3691243_SPA.pdf | [7 empty] | Shelf Stock | [13 empty] | <a href="https://www.lutron.com/TechnicalDocumentLibrary/368-4493_Page_18.pdf" target="_blank">Tech Drawing</a> | [25 empty] | 39122208 | [13 empty] | <a href="https://www.lutron.com/TechnicalDocumentLibrary/369-119_Wallbox_Warranty.pdf" target="_blank">Warranty Information</a> |  |  |  |  | 0.250 L | [14 empty] | 0 | 0 | 0 | 0 | Lighting Fixtures | 2016-07-15 12:53 | 2024-07-20 11:07 | 0000-00-00 00:00:00 | 2024-07-20 11:07 | 0000-00-00 00:00:00 | [6 empty] | Snow
1 | Lutron Electronics | MA-T51MN-TP | 4460-2946 | 4460 | 2946 | Lutron Electronics | Ecom_MA-T51MN-TP_nowallplate.jpeg?w=1500 | 27557290944 | MA TIMER 1H 3-5A MLOC NEUT TP | Maestro Countdown Timer, Multi-location/single-pole, neutral required, 120V/600W/VA (5A) in taupe |  | 2.3 | 4.5 | [50 empty] | 0 | 0 | 0 | [6 empty] | 0 | 1 | 1 | EA | 1 | Lighting Controls | [7 empty] | White | [16 empty] | Traditional |  |  | Lightswitches | [242 empty] | <a href="https://www.lutron.com/TechnicalDocumentLibrary/030929a.pdf" target="_blank">Installation Instructions</a> | [23 empty] | 60.000 DW |  |  | 2.3000 IN | [89 empty] | 1.000 EA | 1.000 EA | [35 empty] | No | [42 empty] | https://www.lutron.com/TechnicalDocumentLibrary/3691243_SPA.pdf | [7 empty] | Shelf Stock | [13 empty] | <a href="https://www.lutron.com/TechnicalDocumentLibrary/368-4493_Page_18.pdf" target="_blank">Tech Drawing</a> | [25 empty] | 39122208 | [13 empty] | <a href="https://www.lutron.com/TechnicalDocumentLibrary/369-119_Wallbox_Warranty.pdf" target="_blank">Warranty Information</a> |  |  |  |  | 0.250 L | [14 empty] | 0 | 0 | 0 | 0 | Lighting Fixtures | 2016-07-15 12:54 | 2024-07-20 11:14 | 0000-00-00 00:00:00 | 2024-07-20 11:14 | 0000-00-00 00:00:00 | [6 empty] | Taupe
1 | Lutron Electronics | MA-T51MN-WH | 4460-2948 | 4460 | 2948 | Lutron Electronics | Ecom_MA-T51MN-WH_nowallplate.jpeg?w=1500 | 27557290845 | MA TIMER 1H 3-5A MLOC NEUT WH | Maestro Countdown Timer, Multi-location/single-pole, neutral required, 120V/600W/VA (5A) in white |  | 2.3 | 4.5 | [50 empty] | 0 | 0 | 0 | [6 empty] | 0 | 1 | 1 | EA | 1 | Lighting Controls | [7 empty] | White | [16 empty] | Traditional |  |  | Lightswitches | [242 empty] | <a href="https://www.lutron.com/TechnicalDocumentLibrary/030929a.pdf" target="_blank">Installation Instructions</a> | [23 empty] | 60.000 DW |  |  | 2.3000 IN | [89 empty] | 1.000 EA | 1.000 EA | [35 empty] | No | [42 empty] | https://www.lutron.com/TechnicalDocumentLibrary/3691243_SPA.pdf | [7 empty] | Shelf Stock | [13 empty] | <a href="https://www.lutron.com/TechnicalDocumentLibrary/368-4493_Page_18.pdf" target="_blank">Tech Drawing</a> | [25 empty] | 39122208 | [13 empty] | <a href="https://www.lutron.com/TechnicalDocumentLibrary/369-119_Wallbox_Warranty.pdf" target="_blank">Warranty Information</a> |  |  |  |  | 0.250 L | [14 empty] | 0 | 0 | 0 | 0 | Lighting Fixtures | 2016-07-15 12:54 | 2024-07-20 11:10 | 0000-00-00 00:00:00 | 2024-07-20 11:10 | 0000-00-00 00:00:00 | [6 empty] | White
4 | Lutron Electronics | PHPM-PA-120-WH | 4460-3133 | 4460 | 3133 | Lutron Electronics | PHPM-PA-120-WH.jpg | 27557533881 | PWR MOD PHASE-ADPT 120V | Lutron 120V phase control input phase-adaptive output power module, White finish only |  | 6.4 | 5.3 |  | PHPM-PA-120-WH.jpg | http://grandbrass.xologic.com/vendors/4460/large/PHPM-PA-120-WH.jpg | [47 empty] | 0 | 0 | 0 | [6 empty] | 0 | 1 | 1 | EA | 1 | Lighting Controls |  |  | Electrical Distribution Equipment |  | Power Conditioning Equipment |  | Electrical Or Power Regulators | White | [19 empty] | Switch Plates | [242 empty] | <a href="https://www.lutron.com/TechnicalDocumentLibrary/032530.pdf" target="_blank">Installation Instructions</a> | [23 empty] | 80.000 DW |  |  | 7.7000 IN | [89 empty] | 1.000 EA | 1.000 EA | [35 empty] | No | [42 empty] | https://www.lutron.com/TechnicalDocumentLibrary/369835_FRE.pdf | [7 empty] | Shelf Stock | [39 empty] | 39121009 | [13 empty] | <a href="https://www.lutron.com/TechnicalDocumentLibrary/3601201A_Commercial_Limited_Warranty.pdf" target="_blank">Warranty Information</a> |  |  |  |  | 1.550 L | [14 empty] | 0 | 0 | 0 | 0 | Electrical | 2016-07-15 12:59 | 2024-07-20 11:14 | 0000-00-00 00:00:00 | 2025-11-29 02:00 | 0000-00-00 00:00:00 | [6 empty] | White
4 | Lutron Electronics | PHPM-3F-DV-WH | 4460-3135 | 4460 | 3135 | Lutron Electronics | PHPM-3F-DV-WH.jpg | 27557533898 | PWR MOD 3-WIRE FLUOR 120/277V | Lutron 120/277V dual voltage phase control input 3-wire fluorescent output power module, White finish only |  | 6.4 | 5.3 |  | PHPM-3F-DV-WH.jpg | http://grandbrass.xologic.com/vendors/4460/large/PHPM-3F-DV-WH.jpg | [47 empty] | 0 | 0 | 0 | [6 empty] | 0 | 1 | 1 | EA | 1 | Lighting Controls |  |  | Electrical Distribution Equipment |  | Power Conditioning Equipment |  | Electrical Or Power Regulators | White | [19 empty] | Switch Plates | [242 empty] | <a href="https://www.lutron.com/TechnicalDocumentLibrary/032530.pdf" target="_blank">Installation Instructions</a> | [23 empty] | 25.000 DW |  |  | 7.7000 IN | [89 empty] | 1.000 EA | 1.000 EA | [35 empty] | No | [42 empty] | https://www.lutron.com/TechnicalDocumentLibrary/369-355.pdf | [7 empty] | Shelf Stock | [39 empty] | 39121009 | [13 empty] | <a href="https://www.lutron.com/TechnicalDocumentLibrary/3601201A_Commercial_Limited_Warranty.pdf" target="_blank">Warranty Information</a> |  |  |  |  | 1.550 L | [14 empty] | 0 | 0 | 0 | 0 | Electrical | 2016-07-15 12:59 | 2024-07-20 11:10 | 0000-00-00 00:00:00 | 2025-11-29 02:00 | 0000-00-00 00:00:00 | [6 empty] | White
1 | Lutron Electronics | QSWS2-1BI-WH | 4460-3137 | 4460 | 3137 | Lutron Electronics | QSWS2-1BI-WH.jpg | 27557427609 | QSWS2 WALLSTN 1B INS WH | GRAFIK Eye QS seeTouch QS Wallstation, 1-button wallstation, matte finish |  | 5.3 | 3.9 |  | QSWS2-1BI-WH.jpg | http://grandbrass.xologic.com/vendors/4460/large/QSWS2-1BI-WH.jpg | [47 empty] | 0 | 0 | 0 | [6 empty] | 0 | 1 | 1 | EA | 1 | Lighting Controls | [7 empty] | White | [19 empty] | Other Lighting Controls | [49 empty] | <a href="https://www.lutron.com/TechnicalDocumentLibrary/GRAFIK%20Eye%20QS%20Brochure%20367-1603%20B.pdf" target="_blank">Manufacturer Brochure</a> | [192 empty] | <a href="https://www.lutron.com/TechnicalDocumentLibrary/0301604.pdf" target="_blank">Installation Instructions</a> | [23 empty] | 75.000 DW |  |  | 5.3000 IN | [89 empty] | 1.000 EA | 1.000 EA | [35 empty] | No | [42 empty] | https://www.lutron.com/TechnicalDocumentLibrary/QSWS2.pdf | [7 empty] | Shelf Stock | [13 empty] | <a href="https://www.lutron.com/TechnicalDocumentLibrary/QSWS2.pdf" target="_blank">Tech Drawing</a> | [25 empty] | 52161525 | [13 empty] | <a href="https://www.lutron.com/TechnicalDocumentLibrary/3601201A_Commercial_Limited_Warranty.pdf" target="_blank">Warranty Information</a> |  |  |  |  | 0.500 L | [14 empty] | 0 | 0 | 0 | 0 | Lighting Fixtures | 2016-07-15 12:59 | 2024-07-20 11:07 | 0000-00-00 00:00:00 | 2024-07-20 11:07 | 0000-00-00 00:00:00 | [6 empty] | White
1 | Lutron Electronics | QSWS2-1RLDI-WH | 4460-3138 | 4460 | 3138 | Lutron Electronics | QSWS2-1RLDI-WH.jpg | 27557427760 | QSWS2 WALLSTN 1RLD INS WH | GRAFIK Eye QS seeTouch QS Wallstation, 3-button and 2-button wallstation w/raise/lower, insert style, matte finish |  | 5.3 | 3.9 |  | QSWS2-1RLDI-WH.jpg | http://grandbrass.xologic.com/vendors/4460/large/QSWS2-1RLDI-WH.jpg | [47 empty] | 0 | 0 | 0 | [6 empty] | 0 | 1 | 1 | EA | 1 | Lighting Controls | [7 empty] | White | [19 empty] | Other Lighting Controls | [49 empty] | <a href="https://www.lutron.com/TechnicalDocumentLibrary/GRAFIK%20Eye%20QS%20Brochure%20367-1603%20B.pdf" target="_blank">Manufacturer Brochure</a> | [192 empty] | <a href="https://www.lutron.com/TechnicalDocumentLibrary/0301604.pdf" target="_blank">Installation Instructions</a> | [23 empty] | 75.000 DW |  |  | 5.3000 IN | [89 empty] | 1.000 EA | 1.000 EA | [35 empty] | No | [42 empty] | https://www.lutron.com/TechnicalDocumentLibrary/QSWS2.pdf | [7 empty] | Shelf Stock | [13 empty] | <a href="https://www.lutron.com/TechnicalDocumentLibrary/QSWS2.pdf" target="_blank">Tech Drawing</a> | [25 empty] | 52161525 | [13 empty] | <a href="https://www.lutron.com/TechnicalDocumentLibrary/3601201A_Commercial_Limited_Warranty.pdf" target="_blank">Warranty Information</a> |  |  |  |  | 0.500 L | [14 empty] | 0 | 0 | 0 | 0 | Lighting Fixtures | 2016-07-15 12:59 | 2024-07-20 11:12 | 0000-00-00 00:00:00 | 2024-07-20 11:12 | 0000-00-00 00:00:00 | [6 empty] | White
1 | Lutron Electronics | QSWS2-2BI-WH | 4460-3139 | 4460 | 3139 | Lutron Electronics | QSWS2-2BI-WH.jpg | 27557427623 | QSWS2 WALLSTN 2B INS WH | GRAFIK Eye QS seeTouch QS Wallstation, 2-button wallstation, insert style, matte finish |  | 5.3 | 3.9 |  | QSWS2-2BI-WH.jpg | http://grandbrass.xologic.com/vendors/4460/large/QSWS2-2BI-WH.jpg | [47 empty] | 0 | 0 | 0 | [6 empty] | 0 | 1 | 1 | EA | 1 | Lighting Controls | [7 empty] | White | [19 empty] | Other Lighting Controls | [49 empty] | <a href="https://www.lutron.com/TechnicalDocumentLibrary/GRAFIK%20Eye%20QS%20Brochure%20367-1603%20B.pdf" target="_blank">Manufacturer Brochure</a> | [192 empty] | <a href="https://www.lutron.com/TechnicalDocumentLibrary/0301604.pdf" target="_blank">Installation Instructions</a> | [23 empty] | 75.000 DW |  |  | 5.3000 IN | [89 empty] | 1.000 EA | 1.000 EA | [35 empty] | No | [42 empty] | https://www.lutron.com/TechnicalDocumentLibrary/QSWS2.pdf | [7 empty] | Shelf Stock | [13 empty] | <a href="https://www.lutron.com/TechnicalDocumentLibrary/QSWS2.pdf" target="_blank">Tech Drawing</a> | [25 empty] | 52161525 | [13 empty] | <a href="https://www.lutron.com/TechnicalDocumentLibrary/3601201A_Commercial_Limited_Warranty.pdf" target="_blank">Warranty Information</a> |  |  |  |  | 0.500 L | [14 empty] | 0 | 0 | 0 | 0 | Lighting Fixtures | 2016-07-15 12:59 | 2024-07-20 11:08 | 0000-00-00 00:00:00 | 2024-07-20 11:08 | 0000-00-00 00:00:00 | [6 empty] | White
1 | Lutron Electronics | QSWS2-2BRLI-WH | 4460-3140 | 4460 | 3140 | Lutron Electronics | QSWS2-2BRLI-WH.jpg | 27557427708 | QSWS2 WALLSTN 2BRL INS WH | GRAFIK Eye QS seeTouch QS Wallstation, 2-button wallstation w/raise/lower, insert style, matte finish |  | 5.3 | 3.9 |  | QSWS2-2BRLI-WH.jpg | http://grandbrass.xologic.com/vendors/4460/large/QSWS2-2BRLI-WH.jpg | [47 empty] | 0 | 0 | 0 | [6 empty] | 0 | 1 | 1 | EA | 1 | Lighting Controls | [7 empty] | White | [19 empty] | Other Lighting Controls | [49 empty] | <a href="https://www.lutron.com/TechnicalDocumentLibrary/GRAFIK%20Eye%20QS%20Brochure%20367-1603%20B.pdf" target="_blank">Manufacturer Brochure</a> | [192 empty] | <a href="https://www.lutron.com/TechnicalDocumentLibrary/0301604.pdf" target="_blank">Installation Instructions</a> | [23 empty] | 75.000 DW |  |  | 5.3000 IN | [89 empty] | 1.000 EA | 1.000 EA | [35 empty] | No | [42 empty] | https://www.lutron.com/TechnicalDocumentLibrary/QSWS2.pdf | [7 empty] | Shelf Stock | [13 empty] | <a href="https://www.lutron.com/TechnicalDocumentLibrary/QSWS2.pdf" target="_blank">Tech Drawing</a> | [25 empty] | 52161525 | [13 empty] | <a href="https://www.lutron.com/TechnicalDocumentLibrary/3601201A_Commercial_Limited_Warranty.pdf" target="_blank">Warranty Information</a> |  |  |  |  | 0.500 L | [14 empty] | 0 | 0 | 0 | 0 | Lighting Fixtures | 2016-07-15 12:59 | 2024-07-20 11:08 | 0000-00-00 00:00:00 | 2024-07-20 11:08 | 0000-00-00 00:00:00 | [6 empty] | White
1 | Lutron Electronics | QSWS2-2BRLIRI-WH | 4460-3141 | 4460 | 3141 | Lutron Electronics | QSWS2-2BRLIRI-WH.jpg | 27557435864 | QSWS2 WALLSTN 2BRLIR INS WH | GRAFIK Eye QS seeTouch QS Wallstation, 2-button wallstation w/raise/lower, IR receiver, insert style, matte finish |  | 5.3 | 3.9 |  | QSWS2-2BRLIRI-WH.jpg | http://grandbrass.xologic.com/vendors/4460/large/QSWS2-2BRLIRI-WH.jpg | [47 empty] | 0 | 0 | 0 | [6 empty] | 0 | 1 | 1 | EA | 1 | Lighting Controls | [7 empty] | White | [19 empty] | Other Lighting Controls | [49 empty] | <a href="https://www.lutron.com/TechnicalDocumentLibrary/GRAFIK%20Eye%20QS%20Brochure%20367-1603%20B.pdf" target="_blank">Manufacturer Brochure</a> | [192 empty] | <a href="https://www.lutron.com/TechnicalDocumentLibrary/0301604.pdf" target="_blank">Installation Instructions</a> | [23 empty] | 75.000 DW |  |  | 5.3000 IN | [89 empty] | 1.000 EA | 1.000 EA | [35 empty] | No | [42 empty] | https://www.lutron.com/TechnicalDocumentLibrary/QSWS2.pdf | [7 empty] | Shelf Stock | [13 empty] | <a href="https://www.lutron.com/TechnicalDocumentLibrary/QSWS2.pdf" target="_blank">Tech Drawing</a> | [25 empty] | 52161525 | [13 empty] | <a href="https://www.lutron.com/TechnicalDocumentLibrary/3601201A_Commercial_Limited_Warranty.pdf" target="_blank">Warranty Information</a> |  |  |  |  | 0.500 L | [14 empty] | 0 | 0 | 0 | 0 | Lighting Fixtures | 2016-07-15 12:59 | 2024-07-20 11:13 | 0000-00-00 00:00:00 | 2024-07-20 11:13 | 0000-00-00 00:00:00 | [6 empty] | White
1 | Lutron Electronics | QSWS2-2RLDI-WH | 4460-3142 | 4460 | 3142 | Lutron Electronics | QSWS2-2RLDI-WH.jpg | 27557427784 | QSWS2 WALLSTN 2RLD INS WH | GRAFIK Eye QS seeTouch QS Wallstation, Dual 2-button w/raise/lower, insert style, matte finish |  | 5.3 | 3.9 |  | QSWS2-2RLDI-WH.jpg | http://grandbrass.xologic.com/vendors/4460/large/QSWS2-2RLDI-WH.jpg | [47 empty] | 0 | 0 | 0 | [6 empty] | 0 | 1 | 1 | EA | 1 | Lighting Controls | [7 empty] | White | [19 empty] | Other Lighting Controls | [49 empty] | <a href="https://www.lutron.com/TechnicalDocumentLibrary/GRAFIK%20Eye%20QS%20Brochure%20367-1603%20B.pdf" target="_blank">Manufacturer Brochure</a> | [192 empty] | <a href="https://www.lutron.com/TechnicalDocumentLibrary/0301604.pdf" target="_blank">Installation Instructions</a> | [23 empty] | 75.000 DW |  |  | 5.3000 IN | [89 empty] | 1.000 EA | 1.000 EA | [35 empty] | No | [42 empty] | https://www.lutron.com/TechnicalDocumentLibrary/QSWS2.pdf | [7 empty] | Shelf Stock | [13 empty] | <a href="https://www.lutron.com/TechnicalDocumentLibrary/QSWS2.pdf" target="_blank">Tech Drawing</a> | [25 empty] | 52161525 | [13 empty] | <a href="https://www.lutron.com/TechnicalDocumentLibrary/3601201A_Commercial_Limited_Warranty.pdf" target="_blank">Warranty Information</a> |  |  |  |  | 0.500 L | [14 empty] | 0 | 0 | 0 | 0 | Lighting Fixtures | 2016-07-15 13:00 | 2024-07-20 11:09 | 0000-00-00 00:00:00 | 2024-07-20 11:09 | 0000-00-00 00:00:00 | [6 empty] | White
1 | Lutron Electronics | QSWS2-3BDI-WH | 4460-3143 | 4460 | 3143 | Lutron Electronics | QSWS2-3BDI-WH.jpg | 27557435840 | QSWS2 WALLSTN 3BD INS WH | GRAFIK Eye QS seeTouch QS Wallstation, Dual 3-button, insert style, matte finish |  | 5.3 | 3.9 |  | QSWS2-3BDI-WH.jpg | http://grandbrass.xologic.com/vendors/4460/large/QSWS2-3BDI-WH.jpg | [47 empty] | 0 | 0 | 0 | [6 empty] | 0 | 1 | 1 | EA | 1 | Lighting Controls | [7 empty] | White | [19 empty] | Other Lighting Controls | [49 empty] | <a href="https://www.lutron.com/TechnicalDocumentLibrary/GRAFIK%20Eye%20QS%20Brochure%20367-1603%20B.pdf" target="_blank">Manufacturer Brochure</a> | [192 empty] | <a href="https://www.lutron.com/TechnicalDocumentLibrary/0301604.pdf" target="_blank">Installation Instructions</a> | [23 empty] | 75.000 DW |  |  | 5.3000 IN | [89 empty] | 1.000 EA | 1.000 EA | [35 empty] | No | [42 empty] | https://www.lutron.com/TechnicalDocumentLibrary/QSWS2.pdf | [7 empty] | Shelf Stock | [13 empty] | <a href="https://www.lutron.com/TechnicalDocumentLibrary/QSWS2.pdf" target="_blank">Tech Drawing</a> | [25 empty] | 52161525 | [13 empty] | <a href="https://www.lutron.com/TechnicalDocumentLibrary/3601201A_Commercial_Limited_Warranty.pdf" target="_blank">Warranty Information</a> |  |  |  |  | 0.500 L | [14 empty] | 0 | 0 | 0 | 0 | Lighting Fixtures | 2016-07-15 13:00 | 2024-07-20 11:11 | 0000-00-00 00:00:00 | 2024-07-20 11:11 | 0000-00-00 00:00:00 | [6 empty] | White
1 | Lutron Electronics | QSWS2-3BI-WH | 4460-3144 | 4460 | 3144 | Lutron Electronics | QSWS2-3BI-WH.jpg | 27557427647 | QSWS2 WALLSTN 3B INS WH | GRAFIK Eye QS seeTouch QS Wallstation, 3-button wallstation, insert style, matte finish |  | 5.3 | 3.9 |  | QSWS2-3BI-WH.jpg | http://grandbrass.xologic.com/vendors/4460/large/QSWS2-3BI-WH.jpg | [47 empty] | 0 | 0 | 0 | [6 empty] | 0 | 1 | 1 | EA | 1 | Lighting Controls | [7 empty] | White | [19 empty] | Other Lighting Controls | [49 empty] | <a href="https://www.lutron.com/TechnicalDocumentLibrary/GRAFIK%20Eye%20QS%20Brochure%20367-1603%20B.pdf" target="_blank">Manufacturer Brochure</a> | [192 empty] | <a href="https://www.lutron.com/TechnicalDocumentLibrary/0301604.pdf" target="_blank">Installation Instructions</a> | [23 empty] | 75.000 DW |  |  | 5.3000 IN | [89 empty] | 1.000 EA | 1.000 EA | [35 empty] | No | [42 empty] | https://www.lutron.com/TechnicalDocumentLibrary/QSWS2.pdf | [7 empty] | Shelf Stock | [13 empty] | <a href="https://www.lutron.com/TechnicalDocumentLibrary/QSWS2.pdf" target="_blank">Tech Drawing</a> | [25 empty] | 52161525 | [13 empty] | <a href="https://www.lutron.com/TechnicalDocumentLibrary/3601201A_Commercial_Limited_Warranty.pdf" target="_blank">Warranty Information</a> |  |  |  |  | 0.500 L | [14 empty] | 0 | 0 | 0 | 0 | Lighting Fixtures | 2016-07-15 13:00 | 2024-07-20 11:09 | 0000-00-00 00:00:00 | 2024-07-20 11:09 | 0000-00-00 00:00:00 | [6 empty] | White
1 | Lutron Electronics | QSWS2-3BRLI-WH | 4460-3145 | 4460 | 3145 | Lutron Electronics | QSWS2-3BRLI-WH.jpg | 27557427722 | QSWS2 WALLSTN 3BRL INS WH | GRAFIK Eye QS seeTouch QS Wallstation, 3-button wallstation w/raise/lower, insert style, matte finish |  | 5.3 | 4 |  | QSWS2-3BRLI-WH.jpg | http://grandbrass.xologic.com/vendors/4460/large/QSWS2-3BRLI-WH.jpg | [47 empty] | 0 | 0 | 0 | [6 empty] | 0 | 1 | 1 | EA | 1 | Lighting Controls | [7 empty] | White | [19 empty] | Other Lighting Controls | [49 empty] | <a href="https://www.lutron.com/TechnicalDocumentLibrary/GRAFIK%20Eye%20QS%20Brochure%20367-1603%20B.pdf" target="_blank">Manufacturer Brochure</a> | [192 empty] | <a href="https://www.lutron.com/TechnicalDocumentLibrary/0301604.pdf" target="_blank">Installation Instructions</a> | [23 empty] | 75.000 DW |  |  | 5.3000 IN | [89 empty] | 1.000 EA | 1.000 EA | [35 empty] | No | [42 empty] | https://www.lutron.com/TechnicalDocumentLibrary/QSWS2.pdf | [7 empty] | Shelf Stock | [13 empty] | <a href="https://www.lutron.com/TechnicalDocumentLibrary/QSWS2.pdf" target="_blank">Tech Drawing</a> | [25 empty] | 52161525 | [13 empty] | <a href="https://www.lutron.com/TechnicalDocumentLibrary/3601201A_Commercial_Limited_Warranty.pdf" target="_blank">Warranty Information</a> |  |  |  |  | 0.500 L | [14 empty] | 0 | 0 | 0 | 0 | Lighting Fixtures | 2016-07-15 13:00 | 2024-07-20 11:09 | 0000-00-00 00:00:00 | 2024-07-20 11:09 | 0000-00-00 00:00:00 | [6 empty] | White
1 | Lutron Electronics | QSWS2-3BRLIRI-WH | 4460-3146 | 4460 | 3146 | Lutron Electronics | QSWS2-3BRLIRI-WH.jpg | 27557435888 | QSWS2 WALLSTN 3BRLIR INS WH | GRAFIK Eye QS seeTouch QS Wallstation, 3-button wallstation w/raise/lower, IR receiver, insert style, matte finish |  | 5.3 | 3.9 |  | QSWS2-3BRLIRI-WH.jpg | http://grandbrass.xologic.com/vendors/4460/large/QSWS2-3BRLIRI-WH.jpg | [47 empty] | 0 | 0 | 0 | [6 empty] | 0 | 1 | 1 | EA | 1 | Lighting Controls | [7 empty] | White | [19 empty] | Other Lighting Controls | [49 empty] | <a href="https://www.lutron.com/TechnicalDocumentLibrary/GRAFIK%20Eye%20QS%20Brochure%20367-1603%20B.pdf" target="_blank">Manufacturer Brochure</a> | [192 empty] | <a href="https://www.lutron.com/TechnicalDocumentLibrary/0301604.pdf" target="_blank">Installation Instructions</a> | [23 empty] | 75.000 DW |  |  | 5.3000 IN | [89 empty] | 1.000 EA | 1.000 EA | [35 empty] | No | [42 empty] | https://www.lutron.com/TechnicalDocumentLibrary/QSWS2.pdf | [7 empty] | Shelf Stock | [13 empty] | <a href="https://www.lutron.com/TechnicalDocumentLibrary/QSWS2.pdf" target="_blank">Tech Drawing</a> | [25 empty] | 52161525 | [13 empty] | <a href="https://www.lutron.com/TechnicalDocumentLibrary/3601201A_Commercial_Limited_Warranty.pdf" target="_blank">Warranty Information</a> |  |  |  |  | 0.500 L | [14 empty] | 0 | 0 | 0 | 0 | Lighting Fixtures | 2016-07-15 13:00 | 2024-07-20 11:09 | 0000-00-00 00:00:00 | 2024-07-20 11:09 | 0000-00-00 00:00:00 | [6 empty] | White
1 | Lutron Electronics | QSWS2-5BI-WH | 4460-3147 | 4460 | 3147 | Lutron Electronics | QSWS2-5BI-WH.jpg | 27557427661 | QSWS2 WALLSTN 5B INS WH | GRAFIK Eye QS seeTouch QS Wallstation, 5-button wallstation, insert style, matte finish |  | 5.3 | 3.9 |  | QSWS2-5BI-WH.jpg | http://grandbrass.xologic.com/vendors/4460/large/QSWS2-5BI-WH.jpg | [47 empty] | 0 | 0 | 0 | [6 empty] | 0 | 1 | 1 | EA | 1 | Lighting Controls | [7 empty] | White | [19 empty] | Other Lighting Controls | [49 empty] | <a href="https://www.lutron.com/TechnicalDocumentLibrary/GRAFIK%20Eye%20QS%20Brochure%20367-1603%20B.pdf" target="_blank">Manufacturer Brochure</a> | [192 empty] | <a href="https://www.lutron.com/TechnicalDocumentLibrary/0301604.pdf" target="_blank">Installation Instructions</a> | [23 empty] | 75.000 DW |  |  | 5.3000 IN | [89 empty] | 1.000 EA | 1.000 EA | [35 empty] | No | [42 empty] | https://www.lutron.com/TechnicalDocumentLibrary/QSWS2.pdf | [7 empty] | Shelf Stock | [13 empty] | <a href="https://www.lutron.com/TechnicalDocumentLibrary/QSWS2.pdf" target="_blank">Tech Drawing</a> | [25 empty] | 52161525 | [13 empty] | <a href="https://www.lutron.com/TechnicalDocumentLibrary/3601201A_Commercial_Limited_Warranty.pdf" target="_blank">Warranty Information</a> |  |  |  |  | 0.500 L | [14 empty] | 0 | 0 | 0 | 0 | Lighting Fixtures | 2016-07-15 13:00 | 2024-07-20 11:12 | 0000-00-00 00:00:00 | 2024-07-20 11:12 | 0000-00-00 00:00:00 | [6 empty] | White
1 | Lutron Electronics | QSWS2-5BRLI-WH | 4460-3148 | 4460 | 3148 | Lutron Electronics | QSWS2-5BRLI-WH.jpg | 27557427746 | QSWS2 WALLSTN 5BRL INS WH | GRAFIK Eye QS seeTouch QS Wallstation, 5-button wallstation w/raise/lower, insert style, matte finish |  | 5.3 | 3.9 |  | QSWS2-5BRLI-WH.jpg | http://grandbrass.xologic.com/vendors/4460/large/QSWS2-5BRLI-WH.jpg | [47 empty] | 0 | 0 | 0 | [6 empty] | 0 | 1 | 1 | EA | 1 | Lighting Controls | [7 empty] | White | [19 empty] | Other Lighting Controls | [49 empty] | <a href="https://www.lutron.com/TechnicalDocumentLibrary/GRAFIK%20Eye%20QS%20Brochure%20367-1603%20B.pdf" target="_blank">Manufacturer Brochure</a> | [192 empty] | <a href="https://www.lutron.com/TechnicalDocumentLibrary/0301604.pdf" target="_blank">Installation Instructions</a> | [23 empty] | 75.000 DW |  |  | 5.3000 IN | [89 empty] | 1.000 EA | 1.000 EA | [35 empty] | No | [42 empty] | https://www.lutron.com/TechnicalDocumentLibrary/QSWS2.pdf | [7 empty] | Shelf Stock | [13 empty] | <a href="https://www.lutron.com/TechnicalDocumentLibrary/QSWS2.pdf" target="_blank">Tech Drawing</a> | [25 empty] | 52161525 | [13 empty] | <a href="https://www.lutron.com/TechnicalDocumentLibrary/3601201A_Commercial_Limited_Warranty.pdf" target="_blank">Warranty Information</a> |  |  |  |  | 0.500 L | [14 empty] | 0 | 0 | 0 | 0 | Lighting Fixtures | 2016-07-15 13:00 | 2024-07-20 11:09 | 0000-00-00 00:00:00 | 2024-07-20 11:09 | 0000-00-00 00:00:00 | [6 empty] | White
1 | Lutron Electronics | QSWS2-5BRLIRI-WH | 4460-3149 | 4460 | 3149 | Lutron Electronics | QSWS2-5BRLIRI-WH.jpg | 27557435901 | QSWS2 WALLSTN 5BRLIR INS WH | GRAFIK Eye QS seeTouch QS Wallstation, 5-button wallstation w/raise/lower, IR receiver, insert style, matte finish |  | 5.3 | 3.9 |  | QSWS2-5BRLIRI-WH.jpg | http://grandbrass.xologic.com/vendors/4460/large/QSWS2-5BRLIRI-WH.jpg | [47 empty] | 0 | 0 | 0 | [6 empty] | 0 | 1 | 1 | EA | 1 | Lighting Controls | [7 empty] | White | [19 empty] | Other Lighting Controls | [49 empty] | <a href="https://www.lutron.com/TechnicalDocumentLibrary/GRAFIK%20Eye%20QS%20Brochure%20367-1603%20B.pdf" target="_blank">Manufacturer Brochure</a> | [192 empty] | <a href="https://www.lutron.com/TechnicalDocumentLibrary/0301604.pdf" target="_blank">Installation Instructions</a> | [23 empty] | 75.000 DW |  |  | 5.3000 IN | [89 empty] | 1.000 EA | 1.000 EA | [35 empty] | No | [42 empty] | https://www.lutron.com/TechnicalDocumentLibrary/QSWS2.pdf | [7 empty] | Shelf Stock | [13 empty] | <a href="https://www.lutron.com/TechnicalDocumentLibrary/QSWS2.pdf" target="_blank">Tech Drawing</a> | [25 empty] | 52161525 | [13 empty] | <a href="https://www.lutron.com/TechnicalDocumentLibrary/3601201A_Commercial_Limited_Warranty.pdf" target="_blank">Warranty Information</a> |  |  |  |  | 0.500 L | [14 empty] | 0 | 0 | 0 | 0 | Lighting Fixtures | 2016-07-15 13:00 | 2024-07-20 11:10 | 0000-00-00 00:00:00 | 2024-07-20 11:10 | 0000-00-00 00:00:00 | [6 empty] | White
1 | Lutron Electronics | QSWS2-7BI-WH | 4460-3150 | 4460 | 3150 | Lutron Electronics | QSWS2-7BI-WH.jpg | 27557427685 | QSWS2 WALLSTN 7B INS WH | GRAFIK Eye QS seeTouch QS Wallstation, 7-button wallstation, insert style, matte finish |  | 5.3 | 3.9 |  | QSWS2-7BI-WH.jpg | http://grandbrass.xologic.com/vendors/4460/large/QSWS2-7BI-WH.jpg | [47 empty] | 0 | 0 | 0 | [6 empty] | 0 | 1 | 1 | EA | 1 | Lighting Controls | [7 empty] | White | [19 empty] | Other Lighting Controls | [49 empty] | <a href="https://www.lutron.com/TechnicalDocumentLibrary/GRAFIK%20Eye%20QS%20Brochure%20367-1603%20B.pdf" target="_blank">Manufacturer Brochure</a> | [192 empty] | <a href="https://www.lutron.com/TechnicalDocumentLibrary/0301604.pdf" target="_blank">Installation Instructions</a> | [23 empty] | 75.000 DW |  |  | 5.5000 IN | [89 empty] | 1.000 EA | 1.000 EA | [35 empty] | No | [42 empty] | https://www.lutron.com/TechnicalDocumentLibrary/QSWS2.pdf | [7 empty] | Shelf Stock | [13 empty] | <a href="https://www.lutron.com/TechnicalDocumentLibrary/QSWS2.pdf" target="_blank">Tech Drawing</a> | [25 empty] | 52161525 | [13 empty] | <a href="https://www.lutron.com/TechnicalDocumentLibrary/3601201A_Commercial_Limited_Warranty.pdf" target="_blank">Warranty Information</a> |  |  |  |  | 0.500 L | [14 empty] | 0 | 0 | 0 | 0 | Lighting Fixtures | 2016-07-15 13:00 | 2024-07-20 11:13 | 0000-00-00 00:00:00 | 2024-07-20 11:13 | 0000-00-00 00:00:00 | [6 empty] | White
1 | Lutron Electronics | QSWS2-1BN-WH | 4460-3158 | 4460 | 3158 | Lutron Electronics | QSWS2-1BN-WH.jpg | 27557427616 | QSWS2 WALLSTN 1B N/INS WH | GRAFIK Eye QS seeTouch QS Wallstation, 1-button wallstation, non-insert style, matte finish |  | 5.3 | 3.9 |  | QSWS2-1BN-WH.jpg | http://grandbrass.xologic.com/vendors/4460/large/QSWS2-1BN-WH.jpg | [47 empty] | 0 | 0 | 0 | [6 empty] | 0 | 1 | 1 | EA | 1 | Lighting Controls | [7 empty] | White | [19 empty] | Other Lighting Controls | [49 empty] | <a href="https://www.lutron.com/TechnicalDocumentLibrary/GRAFIK%20Eye%20QS%20Brochure%20367-1603%20B.pdf" target="_blank">Manufacturer Brochure</a> | [192 empty] | <a href="https://www.lutron.com/TechnicalDocumentLibrary/0301604.pdf" target="_blank">Installation Instructions</a> | [23 empty] | 75.000 DW |  |  | 5.3000 IN | [89 empty] | 1.000 EA | 1.000 EA | [35 empty] | No | [42 empty] | https://www.lutron.com/TechnicalDocumentLibrary/QSWS2.pdf | [7 empty] | Shelf Stock | [13 empty] | <a href="https://www.lutron.com/TechnicalDocumentLibrary/QSWS2.pdf" target="_blank">Tech Drawing</a> | [25 empty] | 52161525 | [13 empty] | <a href="https://www.lutron.com/TechnicalDocumentLibrary/3601201A_Commercial_Limited_Warranty.pdf" target="_blank">Warranty Information</a> |  |  |  |  | 0.500 L | [14 empty] | 0 | 0 | 0 | 0 | Lighting Fixtures | 2016-07-15 13:00 | 2024-07-20 11:13 | 0000-00-00 00:00:00 | 2024-07-20 11:13 | 0000-00-00 00:00:00 | [6 empty] | White
1 | Lutron Electronics | QSWS2-1RLDN-WH | 4460-3159 | 4460 | 3159 | Lutron Electronics | QSWS2-1RLDN-WH.jpg | 27557427777 | QSWS2 WALLSTN 1RLD N/INS WH | GRAFIK Eye QS seeTouch QS Wallstation, 3-button and 2-button wallstation w/raise/lower, non-insert style, matte finish |  | 5.3 | 3.9 |  | QSWS2-1RLDN-WH.jpg | http://grandbrass.xologic.com/vendors/4460/large/QSWS2-1RLDN-WH.jpg | [47 empty] | 0 | 0 | 0 | [6 empty] | 0 | 1 | 1 | EA | 1 | Lighting Controls | [7 empty] | White | [19 empty] | Other Lighting Controls | [49 empty] | <a href="https://www.lutron.com/TechnicalDocumentLibrary/GRAFIK%20Eye%20QS%20Brochure%20367-1603%20B.pdf" target="_blank">Manufacturer Brochure</a> | [192 empty] | <a href="https://www.lutron.com/TechnicalDocumentLibrary/0301604.pdf" target="_blank">Installation Instructions</a> | [23 empty] | 75.000 DW |  |  | 5.3000 IN | [89 empty] | 1.000 EA | 1.000 EA | [35 empty] | No | [42 empty] | https://www.lutron.com/TechnicalDocumentLibrary/QSWS2.pdf | [7 empty] | Shelf Stock | [13 empty] | <a href="https://www.lutron.com/TechnicalDocumentLibrary/QSWS2.pdf" target="_blank">Tech Drawing</a> | [25 empty] | 52161525 | [13 empty] | <a href="https://www.lutron.com/TechnicalDocumentLibrary/3601201A_Commercial_Limited_Warranty.pdf" target="_blank">Warranty Information</a> |  |  |  |  | 0.500 L | [14 empty] | 0 | 0 | 0 | 0 | Lighting Fixtures | 2016-07-15 13:00 | 2024-07-20 11:09 | 0000-00-00 00:00:00 | 2024-07-20 11:09 | 0000-00-00 00:00:00 | [6 empty] | White
1 | Lutron Electronics | QSWS2-2BN-WH | 4460-3160 | 4460 | 3160 | Lutron Electronics | QSWS2-2BN-WH.jpg | 27557427630 | QSWS2 WALLSTN 2B N/INS WH | GRAFIK Eye QS seeTouch QS Wallstation, 2-button wallstation, non-insert style, matte finish |  | 5.3 | 3.9 |  | QSWS2-2BN-WH.jpg | http://grandbrass.xologic.com/vendors/4460/large/QSWS2-2BN-WH.jpg | [47 empty] | 0 | 0 | 0 | [6 empty] | 0 | 1 | 1 | EA | 1 | Lighting Controls | [7 empty] | White | [19 empty] | Other Lighting Controls | [49 empty] | <a href="https://www.lutron.com/TechnicalDocumentLibrary/GRAFIK%20Eye%20QS%20Brochure%20367-1603%20B.pdf" target="_blank">Manufacturer Brochure</a> | [192 empty] | <a href="https://www.lutron.com/TechnicalDocumentLibrary/0301604.pdf" target="_blank">Installation Instructions</a> | [23 empty] | 75.000 DW |  |  | 5.3000 IN | [89 empty] | 1.000 EA | 1.000 EA | [35 empty] | No | [42 empty] | https://www.lutron.com/TechnicalDocumentLibrary/QSWS2.pdf | [7 empty] | Shelf Stock | [13 empty] | <a href="https://www.lutron.com/TechnicalDocumentLibrary/QSWS2.pdf" target="_blank">Tech Drawing</a> | [25 empty] | 52161525 | [13 empty] | <a href="https://www.lutron.com/TechnicalDocumentLibrary/3601201A_Commercial_Limited_Warranty.pdf" target="_blank">Warranty Information</a> |  |  |  |  | 0.500 L | [14 empty] | 0 | 0 | 0 | 0 | Lighting Fixtures | 2016-07-15 13:00 | 2024-07-20 11:10 | 0000-00-00 00:00:00 | 2024-07-20 11:10 | 0000-00-00 00:00:00 | [6 empty] | White
1 | Lutron Electronics | QSWS2-2BRLIRN-WH | 4460-3161 | 4460 | 3161 | Lutron Electronics | QSWS2-2BRLIRN-WH.jpg | 27557435871 | QSWS2 WALLSTN 2BRLIR N/INS WH | GRAFIK Eye QS seeTouch QS Wallstation, 2-button wallstation w/raise/lower, IR receiver, non-insert style, matte finish |  | 5.3 | 3.9 |  | QSWS2-2BRLIRN-WH.jpg | http://grandbrass.xologic.com/vendors/4460/large/QSWS2-2BRLIRN-WH.jpg | [47 empty] | 0 | 0 | 0 | [6 empty] | 0 | 1 | 1 | EA | 1 | Lighting Controls | [7 empty] | White | [19 empty] | Other Lighting Controls | [49 empty] | <a href="https://www.lutron.com/TechnicalDocumentLibrary/GRAFIK%20Eye%20QS%20Brochure%20367-1603%20B.pdf" target="_blank">Manufacturer Brochure</a> | [192 empty] | <a href="https://www.lutron.com/TechnicalDocumentLibrary/0301604.pdf" target="_blank">Installation Instructions</a> | [23 empty] | 75.000 DW |  |  | 5.3000 IN | [89 empty] | 1.000 EA | 1.000 EA | [35 empty] | No | [42 empty] | https://www.lutron.com/TechnicalDocumentLibrary/QSWS2.pdf | [7 empty] | Shelf Stock | [13 empty] | <a href="https://www.lutron.com/TechnicalDocumentLibrary/QSWS2.pdf" target="_blank">Tech Drawing</a> | [25 empty] | 52161525 | [13 empty] | <a href="https://www.lutron.com/TechnicalDocumentLibrary/3601201A_Commercial_Limited_Warranty.pdf" target="_blank">Warranty Information</a> |  |  |  |  | 0.500 L | [14 empty] | 0 | 0 | 0 | 0 | Lighting Fixtures | 2016-07-15 13:00 | 2024-07-20 11:12 | 0000-00-00 00:00:00 | 2024-07-20 11:12 | 0000-00-00 00:00:00 | [6 empty] | White
1 | Lutron Electronics | QSWS2-2BRLN-WH | 4460-3162 | 4460 | 3162 | Lutron Electronics | QSWS2-2BRLN-WH.jpg | 27557427715 | QSWS2 WALLSTN 2BRL N/INS WH | GRAFIK Eye QS seeTouch QS Wallstation, 2-button wallstation w/raise/lower, non-insert style, matte finish |  | 5.3 | 3.9 |  | QSWS2-2BRLN-WH.jpg | http://grandbrass.xologic.com/vendors/4460/large/QSWS2-2BRLN-WH.jpg | [47 empty] | 0 | 0 | 0 | [6 empty] | 0 | 1 | 1 | EA | 1 | Lighting Controls | [7 empty] | White | [19 empty] | Other Lighting Controls | [49 empty] | <a href="https://www.lutron.com/TechnicalDocumentLibrary/GRAFIK%20Eye%20QS%20Brochure%20367-1603%20B.pdf" target="_blank">Manufacturer Brochure</a> | [192 empty] | <a href="https://www.lutron.com/TechnicalDocumentLibrary/0301604.pdf" target="_blank">Installation Instructions</a> | [23 empty] | 75.000 DW |  |  | 5.3000 IN | [89 empty] | 1.000 EA | 1.000 EA | [35 empty] | No | [42 empty] | https://www.lutron.com/TechnicalDocumentLibrary/QSWS2.pdf | [7 empty] | Shelf Stock | [13 empty] | <a href="https://www.lutron.com/TechnicalDocumentLibrary/QSWS2.pdf" target="_blank">Tech Drawing</a> | [25 empty] | 52161525 | [13 empty] | <a href="https://www.lutron.com/TechnicalDocumentLibrary/3601201A_Commercial_Limited_Warranty.pdf" target="_blank">Warranty Information</a> |  |  |  |  | 0.500 L | [14 empty] | 0 | 0 | 0 | 0 | Lighting Fixtures | 2016-07-15 13:00 | 2024-07-20 11:13 | 0000-00-00 00:00:00 | 2024-07-20 11:13 | 0000-00-00 00:00:00 | [6 empty] | White
1 | Lutron Electronics | QSWS2-2RLDN-WH | 4460-3163 | 4460 | 3163 | Lutron Electronics | QSWS2-2RLDN-WH.jpg | 27557427791 | QSWS2 WALLSTN 2RLD N/INS WH | GRAFIK Eye QS seeTouch QS Wallstation, Dual 2-button w/raise/lower, non-insert style, matte finish |  | 5.3 | 3.9 |  | QSWS2-2RLDN-WH.jpg | http://grandbrass.xologic.com/vendors/4460/large/QSWS2-2RLDN-WH.jpg | [47 empty] | 0 | 0 | 0 | [6 empty] | 0 | 1 | 1 | EA | 1 | Lighting Controls | [7 empty] | White | [19 empty] | Other Lighting Controls | [49 empty] | <a href="https://www.lutron.com/TechnicalDocumentLibrary/GRAFIK%20Eye%20QS%20Brochure%20367-1603%20B.pdf" target="_blank">Manufacturer Brochure</a> | [192 empty] | <a href="https://www.lutron.com/TechnicalDocumentLibrary/0301604.pdf" target="_blank">Installation Instructions</a> | [23 empty] | 75.000 DW |  |  | 5.3000 IN | [89 empty] | 1.000 EA | 1.000 EA | [35 empty] | No | [42 empty] | https://www.lutron.com/TechnicalDocumentLibrary/QSWS2.pdf | [7 empty] | Shelf Stock | [13 empty] | <a href="https://www.lutron.com/TechnicalDocumentLibrary/QSWS2.pdf" target="_blank">Tech Drawing</a> | [25 empty] | 52161525 | [13 empty] | <a href="https://www.lutron.com/TechnicalDocumentLibrary/3601201A_Commercial_Limited_Warranty.pdf" target="_blank">Warranty Information</a> |  |  |  |  | 0.500 L | [14 empty] | 0 | 0 | 0 | 0 | Lighting Fixtures | 2016-07-15 13:00 | 2024-07-20 11:42 | 0000-00-00 00:00:00 | 2024-07-20 11:42 | 0000-00-00 00:00:00 | [6 empty] | White
1 | Lutron Electronics | QSWS2-3BDN-WH | 4460-3164 | 4460 | 3164 | Lutron Electronics | QSWS2-3BDN-WH.jpg | 27557435857 | QSWS2 WALLSTN 3BD N/INS WH | GRAFIK Eye QS seeTouch QS Wallstation, Dual 3-button, non-insert style, matte finish |  | 5.3 | 3.9 |  | QSWS2-3BDN-WH.jpg | http://grandbrass.xologic.com/vendors/4460/large/QSWS2-3BDN-WH.jpg | [47 empty] | 0 | 0 | 0 | [6 empty] | 0 | 1 | 1 | EA | 1 | Lighting Controls | [7 empty] | White | [19 empty] | Other Lighting Controls | [49 empty] | <a href="https://www.lutron.com/TechnicalDocumentLibrary/GRAFIK%20Eye%20QS%20Brochure%20367-1603%20B.pdf" target="_blank">Manufacturer Brochure</a> | [192 empty] | <a href="https://www.lutron.com/TechnicalDocumentLibrary/0301604.pdf" target="_blank">Installation Instructions</a> | [23 empty] | 75.000 DW |  |  | 5.3000 IN | [89 empty] | 1.000 EA | 1.000 EA | [35 empty] | No | [42 empty] | https://www.lutron.com/TechnicalDocumentLibrary/QSWS2.pdf | [7 empty] | Shelf Stock | [13 empty] | <a href="https://www.lutron.com/TechnicalDocumentLibrary/QSWS2.pdf" target="_blank">Tech Drawing</a> | [25 empty] | 52161525 | [13 empty] | <a href="https://www.lutron.com/TechnicalDocumentLibrary/3601201A_Commercial_Limited_Warranty.pdf" target="_blank">Warranty Information</a> |  |  |  |  | 0.500 L | [14 empty] | 0 | 0 | 0 | 0 | Lighting Fixtures | 2016-07-15 13:00 | 2024-07-20 11:42 | 0000-00-00 00:00:00 | 2024-07-20 11:42 | 0000-00-00 00:00:00 | [6 empty] | White
1 | Lutron Electronics | QSWS2-3BN-WH | 4460-3165 | 4460 | 3165 | Lutron Electronics | QSWS2-3BN-WH.jpg | 27557427654 | QSWS2 WALLSTN 3B N/INS WH | GRAFIK Eye QS seeTouch QS Wallstation, 3-button wallstation, non-insert style, matte finish |  | 5.3 | 3.9 |  | QSWS2-3BN-WH.jpg | http://grandbrass.xologic.com/vendors/4460/large/QSWS2-3BN-WH.jpg | [47 empty] | 0 | 0 | 0 | [6 empty] | 0 | 1 | 1 | EA | 1 | Lighting Controls | [7 empty] | White | [19 empty] | Other Lighting Controls | [49 empty] | <a href="https://www.lutron.com/TechnicalDocumentLibrary/GRAFIK%20Eye%20QS%20Brochure%20367-1603%20B.pdf" target="_blank">Manufacturer Brochure</a> | [192 empty] | <a href="https://www.lutron.com/TechnicalDocumentLibrary/0301604.pdf" target="_blank">Installation Instructions</a> | [23 empty] | 75.000 DW |  |  | 5.3000 IN | [89 empty] | 1.000 EA | 1.000 EA | [35 empty] | No | [42 empty] | https://www.lutron.com/TechnicalDocumentLibrary/QSWS2.pdf | [7 empty] | Shelf Stock | [13 empty] | <a href="https://www.lutron.com/TechnicalDocumentLibrary/QSWS2.pdf" target="_blank">Tech Drawing</a> | [25 empty] | 52161525 | [13 empty] | <a href="https://www.lutron.com/TechnicalDocumentLibrary/3601201A_Commercial_Limited_Warranty.pdf" target="_blank">Warranty Information</a> |  |  |  |  | 0.500 L | [14 empty] | 0 | 0 | 0 | 0 | Lighting Fixtures | 2016-07-15 13:00 | 2024-07-20 11:14 | 0000-00-00 00:00:00 | 2024-07-20 11:14 | 0000-00-00 00:00:00 | [6 empty] | White
1 | Lutron Electronics | QSWS2-3BRLIRN-WH | 4460-3166 | 4460 | 3166 | Lutron Electronics | QSWS2-3BRLIRN-WH.jpg | 27557435895 | QSWS2 WALLSTN 3BRLIR N/INS WH | GRAFIK Eye QS seeTouch QS Wallstation, 3-button wallstation w/raise/lower, IR receiver, non-insert style, matte finish |  | 5.3 | 3.9 |  | QSWS2-3BRLIRN-WH.jpg | http://grandbrass.xologic.com/vendors/4460/large/QSWS2-3BRLIRN-WH.jpg | [47 empty] | 0 | 0 | 0 | [6 empty] | 0 | 1 | 1 | EA | 1 | Lighting Controls | [7 empty] | White | [19 empty] | Other Lighting Controls | [49 empty] | <a href="https://www.lutron.com/TechnicalDocumentLibrary/GRAFIK%20Eye%20QS%20Brochure%20367-1603%20B.pdf" target="_blank">Manufacturer Brochure</a> | [192 empty] | <a href="https://www.lutron.com/TechnicalDocumentLibrary/0301604.pdf" target="_blank">Installation Instructions</a> | [23 empty] | 75.000 DW |  |  | 5.3000 IN | [89 empty] | 1.000 EA | 1.000 EA | [35 empty] | No | [42 empty] | https://www.lutron.com/TechnicalDocumentLibrary/QSWS2.pdf | [7 empty] | Shelf Stock | [13 empty] | <a href="https://www.lutron.com/TechnicalDocumentLibrary/QSWS2.pdf" target="_blank">Tech Drawing</a> | [25 empty] | 52161525 | [13 empty] | <a href="https://www.lutron.com/TechnicalDocumentLibrary/3601201A_Commercial_Limited_Warranty.pdf" target="_blank">Warranty Information</a> |  |  |  |  | 0.500 L | [14 empty] | 0 | 0 | 0 | 0 | Lighting Fixtures | 2016-07-15 13:00 | 2024-07-20 11:09 | 0000-00-00 00:00:00 | 2024-07-20 11:09 | 0000-00-00 00:00:00 | [6 empty] | White
1 | Lutron Electronics | QSWS2-3BRLN-WH | 4460-3167 | 4460 | 3167 | Lutron Electronics | QSWS2-3BRLN-WH.jpg | 27557427739 | QSWS2 WALLSTN 3BRL N/INS WH | GRAFIK Eye QS seeTouch QS Wallstation, 3-button wallstation w/raise/lower, non-insert style, matte finish |  | 5.3 | 3.9 |  | QSWS2-3BRLN-WH.jpg | http://grandbrass.xologic.com/vendors/4460/large/QSWS2-3BRLN-WH.jpg | [47 empty] | 0 | 0 | 0 | [6 empty] | 0 | 1 | 1 | EA | 1 | Lighting Controls | [7 empty] | White | [19 empty] | Other Lighting Controls | [49 empty] | <a href="https://www.lutron.com/TechnicalDocumentLibrary/GRAFIK%20Eye%20QS%20Brochure%20367-1603%20B.pdf" target="_blank">Manufacturer Brochure</a> | [192 empty] | <a href="https://www.lutron.com/TechnicalDocumentLibrary/0301604.pdf" target="_blank">Installation Instructions</a> | [23 empty] | 75.000 DW |  |  | 5.3000 IN | [89 empty] | 1.000 EA | 1.000 EA | [35 empty] | No | [42 empty] | https://www.lutron.com/TechnicalDocumentLibrary/QSWS2.pdf | [7 empty] | Shelf Stock | [13 empty] | <a href="https://www.lutron.com/TechnicalDocumentLibrary/QSWS2.pdf" target="_blank">Tech Drawing</a> | [25 empty] | 52161525 | [13 empty] | <a href="https://www.lutron.com/TechnicalDocumentLibrary/3601201A_Commercial_Limited_Warranty.pdf" target="_blank">Warranty Information</a> |  |  |  |  | 0.500 L | [14 empty] | 0 | 0 | 0 | 0 | Lighting Fixtures | 2016-07-15 13:00 | 2024-07-20 11:10 | 0000-00-00 00:00:00 | 2024-07-20 11:10 | 0000-00-00 00:00:00 | [6 empty] | White
1 | Lutron Electronics | QSWS2-5BN-WH | 4460-3168 | 4460 | 3168 | Lutron Electronics | QSWS2-5BN-WH.jpg | 27557427678 | QSWS2 WALLSTN 5B N/INS WH | GRAFIK Eye QS seeTouch QS Wallstation, 5-button wallstation, non-insert style, matte finish |  | 5.3 | 3.9 |  | QSWS2-5BN-WH.jpg | http://grandbrass.xologic.com/vendors/4460/large/QSWS2-5BN-WH.jpg | [47 empty] | 0 | 0 | 0 | [6 empty] | 0 | 1 | 1 | EA | 1 | Lighting Controls | [7 empty] | White | [19 empty] | Other Lighting Controls | [49 empty] | <a href="https://www.lutron.com/TechnicalDocumentLibrary/GRAFIK%20Eye%20QS%20Brochure%20367-1603%20B.pdf" target="_blank">Manufacturer Brochure</a> | [192 empty] | <a href="https://www.lutron.com/TechnicalDocumentLibrary/0301604.pdf" target="_blank">Installation Instructions</a> | [23 empty] | 75.000 DW |  |  | 5.3000 IN | [89 empty] | 1.000 EA | 1.000 EA | [35 empty] | No | [42 empty] | https://www.lutron.com/TechnicalDocumentLibrary/QSWS2.pdf | [7 empty] | Shelf Stock | [13 empty] | <a href="https://www.lutron.com/TechnicalDocumentLibrary/QSWS2.pdf" target="_blank">Tech Drawing</a> | [25 empty] | 52161525 | [13 empty] | <a href="https://www.lutron.com/TechnicalDocumentLibrary/3601201A_Commercial_Limited_Warranty.pdf" target="_blank">Warranty Information</a> |  |  |  |  | 0.500 L | [14 empty] | 0 | 0 | 0 | 0 | Lighting Fixtures | 2016-07-15 13:00 | 2024-07-20 11:09 | 0000-00-00 00:00:00 | 2024-07-20 11:09 | 0000-00-00 00:00:00 | [6 empty] | White
1 | Lutron Electronics | QSWS2-5BRLIRN-WH | 4460-3169 | 4460 | 3169 | Lutron Electronics | QSWS2-5BRLIRN-WH.jpg | 27557435918 | QSWS2 WALLSTN 5BRLIR N/INS WH | GRAFIK Eye QS seeTouch QS Wallstation, 5-button wallstation w/raise/lower, IR receiver, non-insert style, matte finish |  | 5.3 | 3.9 |  | QSWS2-5BRLIRN-WH.jpg | http://grandbrass.xologic.com/vendors/4460/large/QSWS2-5BRLIRN-WH.jpg | [47 empty] | 0 | 0 | 0 | [6 empty] | 0 | 1 | 1 | EA | 1 | Lighting Controls | [7 empty] | White | [19 empty] | Other Lighting Controls | [49 empty] | <a href="https://www.lutron.com/TechnicalDocumentLibrary/GRAFIK%20Eye%20QS%20Brochure%20367-1603%20B.pdf" target="_blank">Manufacturer Brochure</a> | [192 empty] | <a href="https://www.lutron.com/TechnicalDocumentLibrary/0301604.pdf" target="_blank">Installation Instructions</a> | [23 empty] | 75.000 DW |  |  | 5.3000 IN | [89 empty] | 1.000 EA | 1.000 EA | [35 empty] | No | [42 empty] | https://www.lutron.com/TechnicalDocumentLibrary/QSWS2.pdf | [7 empty] | Shelf Stock | [13 empty] | <a href="https://www.lutron.com/TechnicalDocumentLibrary/QSWS2.pdf" target="_blank">Tech Drawing</a> | [25 empty] | 52161525 | [13 empty] | <a href="https://www.lutron.com/TechnicalDocumentLibrary/3601201A_Commercial_Limited_Warranty.pdf" target="_blank">Warranty Information</a> |  |  |  |  | 0.500 L | [14 empty] | 0 | 0 | 0 | 0 | Lighting Fixtures | 2016-07-15 13:00 | 2024-07-20 11:14 | 0000-00-00 00:00:00 | 2024-07-20 11:14 | 0000-00-00 00:00:00 | [6 empty] | White
1 | Lutron Electronics | QSWS2-5BRLN-WH | 4460-3170 | 4460 | 3170 | Lutron Electronics | QSWS2-5BRLN-WH.jpg | 27557427753 | QSWS2 WALLSTN 5BRL N/INS WH | GRAFIK Eye QS seeTouch QS Wallstation, 5-button wallstation w/raise/lower, non-insert style, matte finish |  | 5.3 | 3.9 |  | QSWS2-5BRLN-WH.jpg | http://grandbrass.xologic.com/vendors/4460/large/QSWS2-5BRLN-WH.jpg | [47 empty] | 0 | 0 | 0 | [6 empty] | 0 | 1 | 1 | EA | 1 | Lighting Controls | [7 empty] | White | [19 empty] | Other Lighting Controls | [49 empty] | <a href="https://www.lutron.com/TechnicalDocumentLibrary/GRAFIK%20Eye%20QS%20Brochure%20367-1603%20B.pdf" target="_blank">Manufacturer Brochure</a> | [192 empty] | <a href="https://www.lutron.com/TechnicalDocumentLibrary/0301604.pdf" target="_blank">Installation Instructions</a> | [23 empty] | 75.000 DW |  |  | 5.3000 IN | [89 empty] | 1.000 EA | 1.000 EA | [35 empty] | No | [42 empty] | https://www.lutron.com/TechnicalDocumentLibrary/QSWS2.pdf | [7 empty] | Shelf Stock | [13 empty] | <a href="https://www.lutron.com/TechnicalDocumentLibrary/QSWS2.pdf" target="_blank">Tech Drawing</a> | [25 empty] | 52161525 | [13 empty] | <a href="https://www.lutron.com/TechnicalDocumentLibrary/3601201A_Commercial_Limited_Warranty.pdf" target="_blank">Warranty Information</a> |  |  |  |  | 0.500 L | [14 empty] | 0 | 0 | 0 | 0 | Lighting Fixtures | 2016-07-15 13:00 | 2024-07-20 11:08 | 0000-00-00 00:00:00 | 2024-07-20 11:08 | 0000-00-00 00:00:00 | [6 empty] | White
1 | Lutron Electronics | QSWS2-7BN-WH | 4460-3171 | 4460 | 3171 | Lutron Electronics | QSWS2-7BN-WH.jpg | 27557427692 | QSWS2 WALLSTN 7B N/INS WH | GRAFIK Eye QS seeTouch QS Wallstation, 7-button wallstation, non-insert style, matte finish |  | 3.9 | 5.4 |  | QSWS2-7BN-WH.jpg | http://grandbrass.xologic.com/vendors/4460/large/QSWS2-7BN-WH.jpg | [47 empty] | 0 | 0 | 0 | [6 empty] | 0 | 1 | 1 | EA | 1 | Lighting Controls | [7 empty] | White | [19 empty] | Other Lighting Controls | [49 empty] | <a href="https://www.lutron.com/TechnicalDocumentLibrary/GRAFIK%20Eye%20QS%20Brochure%20367-1603%20B.pdf" target="_blank">Manufacturer Brochure</a> | [192 empty] | <a href="https://www.lutron.com/TechnicalDocumentLibrary/0301604.pdf" target="_blank">Installation Instructions</a> | [23 empty] | 75.000 DW |  |  | 5.3000 IN | [89 empty] | 1.000 EA | 1.000 EA | [35 empty] | No | [42 empty] | https://www.lutron.com/TechnicalDocumentLibrary/QSWS2.pdf | [7 empty] | Shelf Stock | [13 empty] | <a href="https://www.lutron.com/TechnicalDocumentLibrary/QSWS2.pdf" target="_blank">Tech Drawing</a> | [25 empty] | 52161525 | [13 empty] | <a href="https://www.lutron.com/TechnicalDocumentLibrary/3601201A_Commercial_Limited_Warranty.pdf" target="_blank">Warranty Information</a> |  |  |  |  | 0.500 L | [14 empty] | 0 | 0 | 0 | 0 | Lighting Fixtures | 2016-07-15 13:00 | 2024-07-20 11:09 | 0000-00-00 00:00:00 | 2024-07-20 11:09 | 0000-00-00 00:00:00 | [6 empty] | White
4 | Lutron Electronics | QSE-CI-NWK-E | 4460-3185 | 4460 | 3185 | Lutron Electronics | QSE-CI-NWK-E.jpg | 27557534673 | GRAFIK EYE QS ETHERENT RS232 | Lutron QS RS232/Ethernet interface, 24 V DC, 60 mA |  | 6.8 | 2.5 |  | QSE-CI-NWK-E.jpg | http://grandbrass.xologic.com/vendors/4460/large/QSE-CI-NWK-E.jpg | [47 empty] | 0 | 0 | 0 | [6 empty] | 0 | 1 | 1 | EA | 1 | Specialty Items |  |  | Control And Automation |  | Controls And Accessories |  | Electrical Control Modules | [20 empty] | Other Specialty Items | [242 empty] | <a href="https://www.lutron.com/TechnicalDocumentLibrary/040415.pdf" target="_blank">Installation Instructions</a> | [23 empty] | 10.000 DW |  |  | 9.2000 IN | [89 empty] | 1.000 EA | 1.000 EA | [35 empty] | No | [42 empty] | https://www.lutron.com/TechnicalDocumentLibrary/369373_QSE-CI-NWK-E_ENG.pdf | [7 empty] | Shelf Stock | [39 empty] | 39121552 | [13 empty] | <a href="https://www.lutron.com/TechnicalDocumentLibrary/3601201A_Commercial_Limited_Warranty.pdf" target="_blank">Warranty Information</a> |  |  |  |  | 0.950 L | [14 empty] | 0 | 0 | 0 | 0 | Electrical | 2016-07-15 13:01 | 2024-07-20 11:09 | 0000-00-00 00:00:00 | 2025-11-29 02:00 | 0000-00-00 00:00:00
1 | Lutron Electronics | CA-6PF-BL | 4460-3187 | 4460 | 3187 | Lutron Electronics | CA-6PF-BL.jpg | 27557061865 | SIX PORT FRAME W/BLANKS CA BLACK | Claro 6-Port Frame, Gloss, field customizable in black |  | 2.3 | 4.4 |  | CA-6PF-BL.jpg | http://grandbrass.xologic.com/vendors/4460/large/CA-6PF-BL.jpg | [47 empty] | 0 | 0 | 0 | [6 empty] | 0 | 1 | 1 | EA | 1 | Specialty Items | [7 empty] | Black | [16 empty] | Traditional |  |  | Lighting Accessories | [242 empty] | <a href="https://www.lutron.com/TechnicalDocumentLibrary/sixportframe.pdf" target="_blank">Installation Instructions</a> | [23 empty] | 15.000 DW |  |  | 2.3000 IN | [89 empty] | 1.000 EA | 1.000 EA | [35 empty] | No | [42 empty] | https://www.lutron.com/TechnicalDocumentLibrary/sixportframe.pdf | [7 empty] | Shelf Stock | [39 empty] | 39122221 | [13 empty] | <a href="https://www.lutron.com/TechnicalDocumentLibrary/369-119_Wallbox_Warranty.pdf" target="_blank">Warranty Information</a> |  |  |  |  | 0.200 L | [14 empty] | 0 | 0 | 0 | 0 | Lighting Fixtures | 2016-07-15 13:01 | 2024-07-20 11:09 | 0000-00-00 00:00:00 | 2024-07-20 11:09 | 0000-00-00 00:00:00 | [6 empty] | Black
1 | Lutron Electronics | CA-6PF-AL | 4460-3188 | 4460 | 3188 | Lutron Electronics | CA-6PF-AL.jpg | 27557061872 | SIX PORT FRAME W/BLANKS CA ALMOND | Claro 6-Port Frame, Gloss, field customizable in almond |  | 2.3 | 4.4 |  | CA-6PF-AL.jpg | http://grandbrass.xologic.com/vendors/4460/large/CA-6PF-AL.jpg | [47 empty] | 0 | 0 | 0 | [6 empty] | 0 | 1 | 1 | EA | 1 | Specialty Items | [7 empty] | Nickel | [16 empty] | Traditional |  |  | Lighting Accessories | [242 empty] | <a href="https://www.lutron.com/TechnicalDocumentLibrary/sixportframe.pdf" target="_blank">Installation Instructions</a> | [23 empty] | 10.000 DW |  |  | 2.3000 IN | [89 empty] | 1.000 EA | 1.000 EA | [35 empty] | No | [42 empty] | https://www.lutron.com/TechnicalDocumentLibrary/sixportframe.pdf | [7 empty] | Shelf Stock | [39 empty] | 39122221 | [13 empty] | <a href="https://www.lutron.com/TechnicalDocumentLibrary/369-119_Wallbox_Warranty.pdf" target="_blank">Warranty Information</a> |  |  |  |  | 0.200 L | [14 empty] | 0 | 0 | 0 | 0 | Lighting Fixtures | 2016-07-15 13:01 | 2024-07-20 11:10 | 0000-00-00 00:00:00 | 2024-07-20 11:10 | 0000-00-00 00:00:00 | [6 empty] | Almond
1 | Lutron Electronics | CA-6PF-WH | 4460-3189 | 4460 | 3189 | Lutron Electronics | CA-6PF-WH.jpg | 27557061889 | SIX PORT FRAME W/BLANKS CA WHITE | Claro 6-Port Frame, Gloss, field customizable in white |  | 2.3 | 4.4 |  | CA-6PF-WH.jpg | http://grandbrass.xologic.com/vendors/4460/large/CA-6PF-WH.jpg | [47 empty] | 0 | 0 | 0 | [6 empty] | 0 | 1 | 1 | EA | 1 | Specialty Items | [7 empty] | White | [16 empty] | Traditional |  |  | Lighting Accessories | [242 empty] | <a href="https://www.lutron.com/TechnicalDocumentLibrary/sixportframe.pdf" target="_blank">Installation Instructions</a> | [23 empty] | 5.000 DW |  |  | 2.3000 IN | [89 empty] | 1.000 EA | 1.000 EA | [35 empty] | No | [42 empty] | https://www.lutron.com/TechnicalDocumentLibrary/sixportframe.pdf | [7 empty] | Shelf Stock | [39 empty] | 39122221 | [13 empty] | <a href="https://www.lutron.com/TechnicalDocumentLibrary/369-119_Wallbox_Warranty.pdf" target="_blank">Warranty Information</a> |  |  |  |  | 0.200 L | [14 empty] | 0 | 0 | 0 | 0 | Lighting Fixtures | 2016-07-15 13:01 | 2024-07-20 11:13 | 0000-00-00 00:00:00 | 2024-07-20 11:13 | 0000-00-00 00:00:00 | [6 empty] | White
1 | Lutron Electronics | CA-6PF-LA | 4460-3190 | 4460 | 3190 | Lutron Electronics | CA-6PF-LA.jpg | 27557061896 | SIX PORT FRAME W/BLANKS CA LIGHT ALMOND | Claro 6-Port Frame, Gloss, field customizable in light almond |  | 2.3 | 4.4 |  | CA-6PF-LA.jpg | http://grandbrass.xologic.com/vendors/4460/large/CA-6PF-LA.jpg | [47 empty] | 0 | 0 | 0 | [6 empty] | 0 | 1 | 1 | EA | 1 | Specialty Items | [7 empty] | White | [16 empty] | Traditional |  |  | Lighting Accessories | [242 empty] | <a href="https://www.lutron.com/TechnicalDocumentLibrary/sixportframe.pdf" target="_blank">Installation Instructions</a> | [23 empty] | 5.000 DW |  |  | 2.3000 IN | [89 empty] | 1.000 EA | 1.000 EA | [35 empty] | No | [42 empty] | https://www.lutron.com/TechnicalDocumentLibrary/sixportframe.pdf | [7 empty] | Shelf Stock | [39 empty] | 39122221 | [13 empty] | <a href="https://www.lutron.com/TechnicalDocumentLibrary/369-119_Wallbox_Warranty.pdf" target="_blank">Warranty Information</a> |  |  |  |  | 0.200 L | [14 empty] | 0 | 0 | 0 | 0 | Lighting Fixtures | 2016-07-15 13:01 | 2024-07-20 11:14 | 0000-00-00 00:00:00 | 2024-07-20 11:14 | 0000-00-00 00:00:00
1 | Lutron Electronics | CA-6PF-BR | 4460-3191 | 4460 | 3191 | Lutron Electronics | CA-6PF-BR.jpg | 27557061902 | SIX PORT FRAME W/BLANKS CA BROWN | Claro 6-Port Frame, Gloss, field customizable in brown |  | 2.3 | 4.4 |  | CA-6PF-BR.jpg | http://grandbrass.xologic.com/vendors/4460/large/CA-6PF-BR.jpg | [47 empty] | 0 | 0 | 0 | [6 empty] | 0 | 1 | 1 | EA | 1 | Specialty Items | [7 empty] | Brown | [16 empty] | Traditional |  |  | Lighting Accessories | [242 empty] | <a href="https://www.lutron.com/TechnicalDocumentLibrary/sixportframe.pdf" target="_blank">Installation Instructions</a> | [23 empty] | 15.000 DW |  |  | 2.3000 IN | [89 empty] | 1.000 EA | 1.000 EA | [35 empty] | No | [42 empty] | https://www.lutron.com/TechnicalDocumentLibrary/sixportframe.pdf | [7 empty] | Shelf Stock | [39 empty] | 39122221 | [13 empty] | <a href="https://www.lutron.com/TechnicalDocumentLibrary/369-119_Wallbox_Warranty.pdf" target="_blank">Warranty Information</a> |  |  |  |  | 0.200 L | [14 empty] | 0 | 0 | 0 | 0 | Lighting Fixtures | 2016-07-15 13:01 | 2024-07-20 11:11 | 0000-00-00 00:00:00 | 2024-07-20 11:11 | 0000-00-00 00:00:00 | [6 empty] | Brown
1 | Lutron Electronics | CA-6PF-GR | 4460-3192 | 4460 | 3192 | Lutron Electronics | CA-6PF-GR.jpg | 27557061919 | SIX PORT FRAME W/BLANKS CA GRAY | Claro 6-Port Frame, Gloss, field customizable in gray |  | 2.3 | 4.4 |  | CA-6PF-GR.jpg | http://grandbrass.xologic.com/vendors/4460/large/CA-6PF-GR.jpg | [47 empty] | 0 | 0 | 0 | [6 empty] | 0 | 1 | 1 | EA | 1 | Specialty Items | [7 empty] | Gray | [16 empty] | Traditional |  |  | Lighting Accessories | [242 empty] | <a href="https://www.lutron.com/TechnicalDocumentLibrary/sixportframe.pdf" target="_blank">Installation Instructions</a> | [23 empty] | 15.000 DW |  |  | 2.3000 IN | [89 empty] | 1.000 EA | 1.000 EA | [35 empty] | No | [42 empty] | https://www.lutron.com/TechnicalDocumentLibrary/sixportframe.pdf | [7 empty] | Shelf Stock | [39 empty] | 39122221 | [13 empty] | <a href="https://www.lutron.com/TechnicalDocumentLibrary/369-119_Wallbox_Warranty.pdf" target="_blank">Warranty Information</a> |  |  |  |  | 0.200 L | [14 empty] | 0 | 0 | 0 | 0 | Lighting Fixtures | 2016-07-15 13:01 | 2024-07-20 11:13 | 0000-00-00 00:00:00 | 2024-07-20 11:13 | 0000-00-00 00:00:00 | [6 empty] | Gray
1 | Lutron Electronics | CA-6PF-IV | 4460-3193 | 4460 | 3193 | Lutron Electronics | CA-6PF-IV.jpg | 27557061926 | SIX PORT FRAME W/BLANKS CA IVORY | Claro 6-Port Frame, Gloss, field customizable in ivory |  | 2.3 | 4.4 |  | CA-6PF-IV.jpg | http://grandbrass.xologic.com/vendors/4460/large/CA-6PF-IV.jpg | [47 empty] | 0 | 0 | 0 | [6 empty] | 0 | 1 | 1 | EA | 1 | Specialty Items | [7 empty] | White | [16 empty] | Traditional |  |  | Lighting Accessories | [242 empty] | <a href="https://www.lutron.com/TechnicalDocumentLibrary/sixportframe.pdf" target="_blank">Installation Instructions</a> | [23 empty] | 5.000 DW |  |  | 2.3000 IN | [89 empty] | 1.000 EA | 1.000 EA | [35 empty] | No | [42 empty] | https://www.lutron.com/TechnicalDocumentLibrary/sixportframe.pdf | [7 empty] | Shelf Stock | [39 empty] | 39122221 | [13 empty] | <a href="https://www.lutron.com/TechnicalDocumentLibrary/369-119_Wallbox_Warranty.pdf" target="_blank">Warranty Information</a> |  |  |  |  | 0.200 L | [14 empty] | 0 | 0 | 0 | 0 | Lighting Fixtures | 2016-07-15 13:01 | 2024-07-20 11:13 | 0000-00-00 00:00:00 | 2024-07-20 11:13 | 0000-00-00 00:00:00 | [6 empty] | Ivory
1 | Lutron Electronics | SC-6PF-MN | 4460-3194 | 4460 | 3194 | Lutron Electronics | SC-6PF-MN.jpg | 27557061933 | SIX PORT FRAME W/BLANKS SATIN COLOR MN | Claro 6-Port Frame, Satin, field customizable in midnight |  | 2.3 | 4.5 |  | SC-6PF-MN.jpg | http://grandbrass.xologic.com/vendors/4460/large/SC-6PF-MN.jpg | [47 empty] | 0 | 0 | 0 | [6 empty] | 0 | 1 | 1 | EA | 1 | Specialty Items | [7 empty] | Black | [16 empty] | Traditional |  |  | Lighting Accessories | [242 empty] | <a href="https://www.lutron.com/TechnicalDocumentLibrary/sixportframe.pdf" target="_blank">Installation Instructions</a> | [23 empty] | 15.000 DW |  |  | 2.3000 IN | [89 empty] | 1.000 EA | 1.000 EA | [35 empty] | No | [42 empty] | https://www.lutron.com/TechnicalDocumentLibrary/maestrosatincolors.pdf | [7 empty] | Shelf Stock | [39 empty] | 39122221 | [13 empty] | <a href="https://www.lutron.com/TechnicalDocumentLibrary/369-119_Wallbox_Warranty.pdf" target="_blank">Warranty Information</a> |  |  |  |  | 0.200 L | [14 empty] | 0 | 0 | 0 | 0 | Lighting Fixtures | 2016-07-15 13:01 | 2024-07-20 11:10 | 0000-00-00 00:00:00 | 2024-07-20 11:10 | 0000-00-00 00:00:00 | [6 empty] | Midnight
1 | Lutron Electronics | SC-6PF-TP | 4460-3195 | 4460 | 3195 | Lutron Electronics | SC-6PF-TP.jpg | 27557061940 | SIX PORT FRAME W/BLANKS SATIN COLOR TP | Claro 6-Port Frame, Satin, field customizable in taupe |  | 2.3 | 4.5 |  | SC-6PF-TP.jpg | http://grandbrass.xologic.com/vendors/4460/large/SC-6PF-TP.jpg | [47 empty] | 0 | 0 | 0 | [6 empty] | 0 | 1 | 1 | EA | 1 | Specialty Items | [7 empty] | Gray | [16 empty] | Traditional |  |  | Lighting Accessories | [242 empty] | <a href="https://www.lutron.com/TechnicalDocumentLibrary/sixportframe.pdf" target="_blank">Installation Instructions</a> | [23 empty] | 10.000 DW |  |  | 2.3000 IN | [89 empty] | 1.000 EA | 1.000 EA | [35 empty] | No | [42 empty] | https://www.lutron.com/TechnicalDocumentLibrary/maestrosatincolors.pdf | [7 empty] | Shelf Stock | [39 empty] | 39122221 | [13 empty] | <a href="https://www.lutron.com/TechnicalDocumentLibrary/369-119_Wallbox_Warranty.pdf" target="_blank">Warranty Information</a> |  |  |  |  | 0.100 L | [14 empty] | 0 | 0 | 0 | 0 | Lighting Fixtures | 2016-07-15 13:01 | 2024-07-20 11:07 | 0000-00-00 00:00:00 | 2024-07-20 11:07 | 0000-00-00 00:00:00 | [6 empty] | Taupe
1 | Lutron Electronics | SC-6PF-SW | 4460-3196 | 4460 | 3196 | Lutron Electronics | SC-6PF-SW.jpg | 27557061957 | SIX PORT FRAME W/BLANKS SATIN COLOR SNOW | Claro 6-Port Frame, Satin, field customizable in snow |  | 2.3 | 4.5 |  | SC-6PF-SW.jpg | http://grandbrass.xologic.com/vendors/4460/large/SC-6PF-SW.jpg | [47 empty] | 0 | 0 | 0 | [6 empty] | 0 | 1 | 1 | EA | 1 | Specialty Items | [7 empty] | White | [16 empty] | Traditional |  |  | Lighting Accessories | [242 empty] | <a href="https://www.lutron.com/TechnicalDocumentLibrary/sixportframe.pdf" target="_blank">Installation Instructions</a> | [23 empty] | 10.000 DW |  |  | 2.3000 IN | [89 empty] | 1.000 EA | 1.000 EA | [35 empty] | No | [42 empty] | https://www.lutron.com/TechnicalDocumentLibrary/maestrosatincolors.pdf | [7 empty] | Shelf Stock | [39 empty] | 39122221 | [13 empty] | <a href="https://www.lutron.com/TechnicalDocumentLibrary/369-119_Wallbox_Warranty.pdf" target="_blank">Warranty Information</a> |  |  |  |  | 0.200 L | [14 empty] | 0 | 0 | 0 | 0 | Lighting Fixtures | 2016-07-15 13:01 | 2024-07-20 11:14 | 0000-00-00 00:00:00 | 2024-07-20 11:14 | 0000-00-00 00:00:00 | [6 empty] | Snow
1 | Lutron Electronics | SC-6PF-BI | 4460-3198 | 4460 | 3198 | Lutron Electronics | SC-6PF-BI.jpg | 27557061971 | SIX PORT FRAME W/BLANKS SATIN COLOR BIW | Claro 6-Port Frame, Satin, field customizable in biscuit |  | 2.3 | 4.5 |  | SC-6PF-BI.jpg | http://grandbrass.xologic.com/vendors/4460/large/SC-6PF-BI.jpg | [47 empty] | 0 | 0 | 0 | [6 empty] | 0 | 1 | 1 | EA | 1 | Specialty Items | [7 empty] | White | [16 empty] | Traditional |  |  | Lighting Accessories | [242 empty] | <a href="https://www.lutron.com/TechnicalDocumentLibrary/sixportframe.pdf" target="_blank">Installation Instructions</a> | [23 empty] | 10.000 DW |  |  | 2.3000 IN | [89 empty] | 1.000 EA | 1.000 EA | [35 empty] | No | [42 empty] | https://www.lutron.com/TechnicalDocumentLibrary/maestrosatincolors.pdf | [7 empty] | Shelf Stock | [39 empty] | 39122221 | [13 empty] | <a href="https://www.lutron.com/TechnicalDocumentLibrary/369-119_Wallbox_Warranty.pdf" target="_blank">Warranty Information</a> |  |  |  |  | 0.200 L | [14 empty] | 0 | 0 | 0 | 0 | Lighting Fixtures | 2016-07-15 13:01 | 2024-07-20 11:08 | 0000-00-00 00:00:00 | 2024-07-20 11:08 | 0000-00-00 00:00:00 | [6 empty] | Biscuit
1 | Lutron Electronics | SC-6PF-HT | 4460-3203 | 4460 | 3203 | Lutron Electronics | SC-6PF-HT.jpg | 27557062060 | SIX PORT FRAME W/BLANKS SATIN COLOR HOT | Claro 6-Port Frame, Satin, field customizable in hot |  | 2.3 | 4.5 |  | SC-6PF-HT.jpg | http://grandbrass.xologic.com/vendors/4460/large/SC-6PF-HT.jpg | [47 empty] | 0 | 0 | 0 | [6 empty] | 0 | 1 | 1 | EA | 1 | Specialty Items | [7 empty] | Red | [16 empty] | Traditional |  |  | Lighting Accessories | [242 empty] | <a href="https://www.lutron.com/TechnicalDocumentLibrary/sixportframe.pdf" target="_blank">Installation Instructions</a> | [23 empty] | 2.000 DW |  |  | 2.3000 IN | [89 empty] | 1.000 EA | 1.000 EA | [35 empty] | No | [42 empty] | https://www.lutron.com/TechnicalDocumentLibrary/maestrosatincolors.pdf | [7 empty] | Shelf Stock | [39 empty] | 39122221 | [13 empty] | <a href="https://www.lutron.com/TechnicalDocumentLibrary/369-119_Wallbox_Warranty.pdf" target="_blank">Warranty Information</a> |  |  |  |  | 0.200 L | [14 empty] | 0 | 0 | 0 | 0 | Lighting Fixtures | 2016-07-15 13:01 | 2024-07-20 11:14 | 0000-00-00 00:00:00 | 2024-07-20 11:14 | 0000-00-00 00:00:00
4 | Lutron Electronics | CON-1C-WH | 4460-3204 | 4460 | 3204 | Lutron Electronics | CON-1C-WH.jpg | 27557062084 | SINGLE PACK CABLE JACK | Lutron 6-Port Frame and Connector - cable jack F-style, 75 Ohm coaxial cable (Gloss) in white |  | 4 | 0.25 |  | CON-1C-WH.jpg | http://grandbrass.xologic.com/vendors/4460/large/CON-1C-WH.jpg | [47 empty] | 0 | 0 | 0 | [6 empty] | 0 | 1 | 1 | EA | 1 | Specialty Items |  |  | Lugs Plugs And Connectors |  | Plugs |  | Jack For Plug | White | [16 empty] | Traditional |  |  | Connectors | [242 empty] | <a href="https://www.lutron.com/TechnicalDocumentLibrary/sixportframe.pdf" target="_blank">Installation Instructions</a> | [23 empty] | 10.000 DW |  |  | 6.3700 IN | [89 empty] | 1.000 EA | 1.000 EA | [35 empty] | No | [42 empty] | https://www.lutron.com/TechnicalDocumentLibrary/sixportframe.pdf | [7 empty] | Shelf Stock | [39 empty] | 39121463 | [13 empty] | <a href="https://www.lutron.com/TechnicalDocumentLibrary/369-119_Wallbox_Warranty.pdf" target="_blank">Warranty Information</a> |  |  |  |  | 0.100 L | [14 empty] | 0 | 0 | 0 | 0 | Electrical | 2016-07-15 13:01 | 2024-07-20 11:12 | 0000-00-00 00:00:00 | 2025-11-29 02:00 | 0000-00-00 00:00:00 | [6 empty] | White
4 | Lutron Electronics | CON-1B-WH | 4460-3205 | 4460 | 3205 | Lutron Electronics | CON-1B-WH.jpg | 27557062091 | SINGLE PACK BNC JACK | Lutron 6-Port Frame and Connector - BNC jack BNC connector, 50 Ohm |  | 4 | 0.25 |  | CON-1B-WH.jpg | http://grandbrass.xologic.com/vendors/4460/large/CON-1B-WH.jpg | [47 empty] | 0 | 0 | 0 | [6 empty] | 0 | 1 | 1 | EA | 1 | Specialty Items |  |  | Lugs Plugs And Connectors |  | Plugs |  | Jack For Plug | White | [16 empty] | Traditional |  |  | Connectors | [242 empty] | <a href="https://www.lutron.com/TechnicalDocumentLibrary/sixportframe.pdf" target="_blank">Installation Instructions</a> | [23 empty] | 2.000 DW |  |  | 6.3700 IN | [89 empty] | 1.000 EA | 1.000 EA | [35 empty] | No | [42 empty] | https://www.lutron.com/TechnicalDocumentLibrary/Maestro.pdf | [7 empty] | Shelf Stock | [39 empty] | 39121463 | [13 empty] | <a href="https://www.lutron.com/TechnicalDocumentLibrary/369-119_Wallbox_Warranty.pdf" target="_blank">Warranty Information</a> |  |  |  |  | 0.100 L | [14 empty] | 0 | 0 | 0 | 0 | Electrical | 2016-07-15 13:01 | 2024-07-20 11:08 | 0000-00-00 00:00:00 | 2025-11-29 02:00 | 0000-00-00 00:00:00 | [6 empty] | White
4 | Lutron Electronics | CON-1P-C5E-WH | 4460-3207 | 4460 | 3207 | Lutron Electronics | CON-1P-C5E-WH.jpg | 27557062114 | SINGLE PACK CAT 5E PHONE JACK | Lutron 6-Port Frame and Connector- telephone jack 8-conductor, RJ45 category 5e (Gloss) in white |  | 4 | 0.25 |  | CON-1P-C5E-WH.jpg | http://grandbrass.xologic.com/vendors/4460/large/CON-1P-C5E-WH.jpg | [47 empty] | 0 | 0 | 0 | [6 empty] | 0 | 1 | 1 | EA | 1 | Specialty Items |  |  | Lugs Plugs And Connectors |  | Plugs |  | Jack For Plug | White | [16 empty] | Traditional |  |  | Connectors | [242 empty] | <a href="https://www.lutron.com/TechnicalDocumentLibrary/sixportframe.pdf" target="_blank">Installation Instructions</a> | [23 empty] | 10.000 DW |  |  | 6.3700 IN | [89 empty] | 1.000 EA | 1.000 EA | [35 empty] | No | [42 empty] | https://www.lutron.com/TechnicalDocumentLibrary/sixportframe.pdf | [7 empty] | Shelf Stock | [39 empty] | 39121463 | [13 empty] | <a href="https://www.lutron.com/TechnicalDocumentLibrary/369-119_Wallbox_Warranty.pdf" target="_blank">Warranty Information</a> |  |  |  |  | 0.100 L | [14 empty] | 0 | 0 | 0 | 0 | Electrical | 2016-07-15 13:02 | 2024-07-20 11:09 | 0000-00-00 00:00:00 | 2025-11-29 02:00 | 0000-00-00 00:00:00 | [6 empty] | White
4 | Lutron Electronics | CON-1P-C6-WH | 4460-3208 | 4460 | 3208 | Lutron Electronics | CON-1P-C6-WH.jpg | 27557062121 | SINGLE PACK CAT 6 PHONE JACK WHITE | Lutron 6-Port Frame and Connector - telephone jack 8-conductor, RJ45 category 6 (Gloss) in white |  | 4 | 0.25 |  | CON-1P-C6-WH.jpg | http://grandbrass.xologic.com/vendors/4460/large/CON-1P-C6-WH.jpg | [47 empty] | 0 | 0 | 0 | [6 empty] | 0 | 1 | 1 | EA | 1 | Specialty Items |  |  | Lugs Plugs And Connectors |  | Plugs |  | Jack For Plug | White | [16 empty] | Traditional |  |  | Connectors | [242 empty] | <a href="https://www.lutron.com/TechnicalDocumentLibrary/sixportframe.pdf" target="_blank">Installation Instructions</a> | [23 empty] | 10.000 DW |  |  | 6.3700 IN | [89 empty] | 1.000 EA | 1.000 EA | [35 empty] | No | [42 empty] | https://www.lutron.com/TechnicalDocumentLibrary/sixportframe.pdf | [7 empty] | Shelf Stock | [39 empty] | 39121463 | [13 empty] | <a href="https://www.lutron.com/TechnicalDocumentLibrary/369-119_Wallbox_Warranty.pdf" target="_blank">Warranty Information</a> |  |  |  |  | 0.100 L | [14 empty] | 0 | 0 | 0 | 0 | Electrical | 2016-07-15 13:02 | 2024-07-20 11:10 | 0000-00-00 00:00:00 | 2025-11-29 02:00 | 0000-00-00 00:00:00 | [6 empty] | White
4 | Lutron Electronics | CON-1F-SC-WH | 4460-3210 | 4460 | 3210 | Lutron Electronics | CON-1F-SC-WH.jpg | 27557062145 | SINGLE PACK SC SIMPLEX | Lutron 6-Port Frame and Connector - fiber jack SC simplex |  | 4 | 0.25 |  | CON-1F-SC-WH.jpg | http://grandbrass.xologic.com/vendors/4460/large/CON-1F-SC-WH.jpg | [47 empty] | 0 | 0 | 0 | [6 empty] | 0 | 1 | 1 | EA | 1 | Specialty Items |  |  | Lugs Plugs And Connectors |  | Plugs |  | Jack For Plug | White | [16 empty] | Traditional |  |  | Connectors | [242 empty] | <a href="https://www.lutron.com/TechnicalDocumentLibrary/sixportframe.pdf" target="_blank">Installation Instructions</a> | [23 empty] | 2.000 DW |  |  | 6.3700 IN | [89 empty] | 1.000 EA | 1.000 EA | [35 empty] | No | [42 empty] | https://www.lutron.com/TechnicalDocumentLibrary/sixportframe.pdf | [7 empty] | Shelf Stock | [39 empty] | 39121463 | [13 empty] | <a href="https://www.lutron.com/TechnicalDocumentLibrary/369-119_Wallbox_Warranty.pdf" target="_blank">Warranty Information</a> |  |  |  |  | 0.100 L | [14 empty] | 0 | 0 | 0 | 0 | Electrical | 2016-07-15 13:02 | 2024-07-20 11:13 | 0000-00-00 00:00:00 | 2025-11-29 02:00 | 0000-00-00 00:00:00 | [6 empty] | White
4 | Lutron Electronics | CON-1F-ST-WH | 4460-3211 | 4460 | 3211 | Lutron Electronics | CON-1F-ST-WH.jpg | 27557062152 | SINGLE PACK ST STYLE FIBER | Lutron 6-Port Frame and Connector - fiber jack ST style |  | 4 | 0.25 |  | CON-1F-ST-WH.jpg | http://grandbrass.xologic.com/vendors/4460/large/CON-1F-ST-WH.jpg | [47 empty] | 0 | 0 | 0 | [6 empty] | 0 | 1 | 1 | EA | 1 | Specialty Items |  |  | Lugs Plugs And Connectors |  | Plugs |  | Jack For Plug | White | [16 empty] | Traditional |  |  | Connectors | [242 empty] | <a href="https://www.lutron.com/TechnicalDocumentLibrary/sixportframe.pdf" target="_blank">Installation Instructions</a> | [23 empty] | 2.000 DW |  |  | 6.3700 IN | [89 empty] | 1.000 EA | 1.000 EA | [35 empty] | No | [42 empty] | https://www.lutron.com/TechnicalDocumentLibrary/sixportframe.pdf | [7 empty] | Shelf Stock | [39 empty] | 39121463 | [13 empty] | <a href="https://www.lutron.com/TechnicalDocumentLibrary/369-119_Wallbox_Warranty.pdf" target="_blank">Warranty Information</a> |  |  |  |  | 0.100 L | [14 empty] | 0 | 0 | 0 | 0 | Electrical | 2016-07-15 13:02 | 2024-07-20 11:42 | 0000-00-00 00:00:00 | 2025-11-29 02:00 | 0000-00-00 00:00:00 | [6 empty] | Stone
4 | Lutron Electronics | CON-1F-LC-WH | 4460-3212 | 4460 | 3212 | Lutron Electronics | CON-1F-LC-WH.jpg | 27557062169 | SINGLE PACK LC NON-FLUSH | Lutron 6-Port Frame and Connector - fiber jack LC non-flush |  | 4 | 0.25 |  | CON-1F-LC-WH.jpg | http://grandbrass.xologic.com/vendors/4460/large/CON-1F-LC-WH.jpg | [47 empty] | 0 | 0 | 0 | [6 empty] | 0 | 1 | 1 | EA | 1 | Specialty Items |  |  | Lugs Plugs And Connectors |  | Plugs |  | Jack For Plug | White | [16 empty] | Traditional |  |  | Connectors | [242 empty] | <a href="https://www.lutron.com/TechnicalDocumentLibrary/sixportframe.pdf" target="_blank">Installation Instructions</a> | [23 empty] | 2.000 DW |  |  | 6.3700 IN | [89 empty] | 1.000 EA | 1.000 EA | [35 empty] | No | [42 empty] | https://www.lutron.com/TechnicalDocumentLibrary/sixportframe.pdf | [7 empty] | Shelf Stock | [39 empty] | 39121463 | [13 empty] | <a href="https://www.lutron.com/TechnicalDocumentLibrary/369-119_Wallbox_Warranty.pdf" target="_blank">Warranty Information</a> |  |  |  |  | 0.100 L | [14 empty] | 0 | 0 | 0 | 0 | Electrical | 2016-07-15 13:02 | 2024-07-20 11:42 | 0000-00-00 00:00:00 | 2025-11-29 02:00 | 0000-00-00 00:00:00 | [6 empty] | White
1 | Lutron Electronics | LOS-CUS-500-WH | 4460-3230 | 4460 | 3230 | Lutron Electronics | LOS-CUS-500-WH.jpg | 27557181976 | OCCUPANCY SEN CEILING MNT - WHITE | Lutron LOS Series CLNG-mount Occupancy Sensor, Ultrasonic self-adaptive, 20-24VDC, 500 FT coverage, 180 degree field of view in white |  | 2.9 | 7.1 |  | LOS-CUS-500-WH.jpg | http://grandbrass.xologic.com/vendors/4460/large/LOS-CUS-500-WH.jpg | [47 empty] | 0 | 0 | 0 | [6 empty] | 0 | 1 | 1 | EA | 1 | Lighting Controls | [7 empty] | White | [19 empty] | Other Lighting Controls | [49 empty] | <a href="https://www.lutron.com/TechnicalDocumentLibrary/367-1126.pdf" target="_blank">Manufacturer Brochure</a> | [192 empty] | <a href="https://www.lutron.com/TechnicalDocumentLibrary/031260a.pdf" target="_blank">Installation Instructions</a> | [23 empty] | 60.000 DW |  |  | 5.7000 IN | [7 empty] | <a href="https://www.lutron.com/TechnicalDocumentLibrary/Sensors.pdf" target="_blank">Line Drawing</a> | [81 empty] | 1.000 EA | 1.000 EA | [35 empty] | No | [42 empty] | https://www.lutron.com/TechnicalDocumentLibrary/369651.pdf | [7 empty] | Shelf Stock | [13 empty] | <a href="https://www.lutron.com/TechnicalDocumentLibrary/Sensors.pdf" target="_blank">Tech Drawing</a> | [25 empty] | 39122230 | [13 empty] | <a href="https://www.lutron.com/TechnicalDocumentLibrary/369-119_Wallbox_Warranty.pdf" target="_blank">Warranty Information</a> |  |  |  |  | 0.600 L | [14 empty] | 0 | 0 | 0 | 0 | Lighting Fixtures | 2016-07-15 13:02 | 2024-07-20 11:09 | 0000-00-00 00:00:00 | 2024-07-20 11:09 | 0000-00-00 00:00:00 | [6 empty] | White
1 | Lutron Electronics | LOS-CUS-2000-WH | 4460-3232 | 4460 | 3232 | Lutron Electronics | LOS-CUS-2000-WH.jpg | 27557181990 | OCCUP SEN CEILING MNT | Lutron LOS Series CLNG-mount Occupancy Sensor, Ultrasonic self-adaptive, 20-24VDC, 2000 FT coverage, 360 degree field of view in white |  | 2.9 | 7.1 |  | LOS-CUS-2000-WH.jpg | http://grandbrass.xologic.com/vendors/4460/large/LOS-CUS-2000-WH.jpg | [47 empty] | 0 | 0 | 0 | [6 empty] | 0 | 1 | 1 | EA | 1 | Lighting Controls | [7 empty] | White | [19 empty] | Other Lighting Controls | [49 empty] | <a href="https://www.lutron.com/TechnicalDocumentLibrary/367-1126.pdf" target="_blank">Manufacturer Brochure</a> | [192 empty] | <a href="https://www.lutron.com/TechnicalDocumentLibrary/031260a.pdf" target="_blank">Installation Instructions</a> | [23 empty] | 10.000 DW |  |  | 5.7000 IN | [89 empty] | 1.000 EA | 1.000 EA | [35 empty] | No | [42 empty] | https://www.lutron.com/TechnicalDocumentLibrary/369651.pdf | [7 empty] | Shelf Stock | [39 empty] | 39122230 | [13 empty] | <a href="https://www.lutron.com/TechnicalDocumentLibrary/369-119_Wallbox_Warranty.pdf" target="_blank">Warranty Information</a> |  |  |  |  | 0.600 L | [14 empty] | 0 | 0 | 0 | 0 | Lighting Fixtures | 2016-07-15 13:02 | 2024-07-20 11:09 | 0000-00-00 00:00:00 | 2024-07-20 11:09 | 0000-00-00 00:00:00 | [6 empty] | White
1 | Lutron Electronics | LOS-CDT-500-WH | 4460-3233 | 4460 | 3233 | Lutron Electronics | LOS-CDT-500-WH.jpg | 27557182003 | OCCP SENS-CEILING MNT DUAL | Lutron LOS Series CLNG-mount Occupancy Sensor, Dual Technology self-adaptive with additional contact closure output, 20-24VDC, 500 FT coverage, 180 degree field of view in white |  | 5.7 | 2.9 |  | LOS-CDT-500-WH.jpg | http://grandbrass.xologic.com/vendors/4460/large/LOS-CDT-500-WH.jpg | [47 empty] | 0 | 0 | 0 | [6 empty] | 0 | 1 | 1 | EA | 1 | Lighting Controls | [7 empty] | White | [16 empty] | Traditional |  |  | Other Lighting Controls | [49 empty] | <a href="https://www.lutron.com/TechnicalDocumentLibrary/367-1126.pdf" target="_blank">Manufacturer Brochure</a> | [192 empty] | <a href="https://www.lutron.com/TechnicalDocumentLibrary/031260a.pdf" target="_blank">Installation Instructions</a> | [23 empty] | 10.000 DW |  |  | 7.2000 IN | [89 empty] | 1.000 EA | 1.000 EA | [35 empty] | No | [42 empty] | https://www.lutron.com/TechnicalDocumentLibrary/369653.pdf | [7 empty] | Shelf Stock | [39 empty] | 39122230 | [13 empty] | <a href="https://www.lutron.com/TechnicalDocumentLibrary/369-119_Wallbox_Warranty.pdf" target="_blank">Warranty Information</a> |  |  |  |  | 0.500 L | [14 empty] | 0 | 0 | 0 | 0 | Lighting Fixtures | 2016-07-15 13:02 | 2024-07-20 11:14 | 0000-00-00 00:00:00 | 2024-07-20 11:14 | 0000-00-00 00:00:00 | [6 empty] | White
1 | Lutron Electronics | LOS-CDT-500R-WH | 4460-3234 | 4460 | 3234 | Lutron Electronics | LOS-CDT-500R-WH.jpg | 27557182010 | OCC SEN CEIL MT DUAL TCH 500 SF W/RLY WH | Lutron LOS Series CLNG-mount Occupancy Sensor, Dual Technology self-adaptive with additional contact closure output, relay module option, 20-24VDC, 500 FT coverage, 180 degree field of view in white |  | 5.7 | 2.8 |  | LOS-CDT-500R-WH.jpg | http://grandbrass.xologic.com/vendors/4460/large/LOS-CDT-500R-WH.jpg | [47 empty] | 0 | 0 | 0 | [6 empty] | 0 | 1 | 1 | EA | 1 | Lighting Controls | [7 empty] | White | [19 empty] | Other Lighting Controls | [49 empty] | <a href="https://www.lutron.com/TechnicalDocumentLibrary/367-1126.pdf" target="_blank">Manufacturer Brochure</a> | [192 empty] | <a href="https://www.lutron.com/TechnicalDocumentLibrary/031260a.pdf" target="_blank">Installation Instructions</a> | [23 empty] | 10.000 DW |  |  | 7.1000 IN | [89 empty] | 1.000 EA | 1.000 EA | [35 empty] | No | [42 empty] | https://www.lutron.com/TechnicalDocumentLibrary/369653.pdf | [7 empty] | Shelf Stock | [39 empty] | 39122230 | [13 empty] | <a href="https://www.lutron.com/TechnicalDocumentLibrary/369-119_Wallbox_Warranty.pdf" target="_blank">Warranty Information</a> |  |  |  |  | 0.500 L | [14 empty] | 0 | 0 | 0 | 0 | Lighting Fixtures | 2016-07-15 13:02 | 2024-07-20 11:08 | 0000-00-00 00:00:00 | 2024-07-20 11:08 | 0000-00-00 00:00:00 | [6 empty] | White
1 | Lutron Electronics | LOS-CDT-2000-WH | 4460-3237 | 4460 | 3237 | Lutron Electronics | LOS-CDT-2000-WH.jpg | 27557212373 | OCC SEN CEILING MT DUAL TECH 2000 SF WH | Lutron LOS Series CLNG-mount Occupancy Sensor, Dual Technology self-adaptive with additional contact closure output, 20-24VDC, 2000 FT coverage, 360 degree field of view in white |  | 5.8 | 2.8 |  | LOS-CDT-2000-WH.jpg | http://grandbrass.xologic.com/vendors/4460/large/LOS-CDT-2000-WH.jpg | [47 empty] | 0 | 0 | 0 | [6 empty] | 0 | 1 | 1 | EA | 1 | Lighting Controls | [7 empty] | White | [19 empty] | Other Lighting Controls | [49 empty] | <a href="https://www.lutron.com/TechnicalDocumentLibrary/367-1126.pdf" target="_blank">Manufacturer Brochure</a> | [192 empty] | <a href="https://www.lutron.com/TechnicalDocumentLibrary/031260a.pdf" target="_blank">Installation Instructions</a> | [23 empty] | 10.000 DW |  |  | 7.2000 IN | [89 empty] | 1.000 EA | 1.000 EA | [35 empty] | No | [42 empty] | https://www.lutron.com/TechnicalDocumentLibrary/369653.pdf | [7 empty] | Shelf Stock | [39 empty] | 39122230 | [13 empty] | <a href="https://www.lutron.com/TechnicalDocumentLibrary/369-119_Wallbox_Warranty.pdf" target="_blank">Warranty Information</a> |  |  |  |  | 0.550 L | [14 empty] | 0 | 0 | 0 | 0 | Lighting Fixtures | 2016-07-15 13:02 | 2024-07-20 11:09 | 0000-00-00 00:00:00 | 2024-07-20 11:09 | 0000-00-00 00:00:00 | [6 empty] | White
1 | Lutron Electronics | LOS-CDT-2000R-WH | 4460-3238 | 4460 | 3238 | Lutron Electronics | LOS-CDT-2000R-WH.jpg | 27557212380 | OCC SEN CLG MT DUAL TECH 2000 SF W/RELA | Lutron LOS Series CLNG-mount Occupancy Sensor, Dual Technology self-adaptive with additional contact closure output, relay module option, 20-24VDC, 2000 FT coverage, 360 degree field of view in white |  | 5.7 | 2.9 |  | LOS-CDT-2000R-WH.jpg | http://grandbrass.xologic.com/vendors/4460/large/LOS-CDT-2000R-WH.jpg | [47 empty] | 0 | 0 | 0 | [6 empty] | 0 | 1 | 1 | EA | 1 | Lighting Controls | [7 empty] | White | [19 empty] | Other Lighting Controls | [49 empty] | <a href="https://www.lutron.com/TechnicalDocumentLibrary/367-1126.pdf" target="_blank">Manufacturer Brochure</a> | [192 empty] | <a href="https://www.lutron.com/TechnicalDocumentLibrary/031260a.pdf" target="_blank">Installation Instructions</a> | [23 empty] | 10.000 DW |  |  | 7.1000 IN | [89 empty] | 1.000 EA | 1.000 EA | [35 empty] | No | [42 empty] | https://www.lutron.com/TechnicalDocumentLibrary/369653.pdf | [7 empty] | Shelf Stock | [39 empty] | 39122230 | [13 empty] | <a href="https://www.lutron.com/TechnicalDocumentLibrary/369-119_Wallbox_Warranty.pdf" target="_blank">Warranty Information</a> |  |  |  |  | 0.550 L | [14 empty] | 0 | 0 | 0 | 0 | Lighting Fixtures | 2016-07-15 13:02 | 2024-07-20 11:10 | 0000-00-00 00:00:00 | 2024-07-20 11:10 | 0000-00-00 00:00:00 | [6 empty] | White
1 | Lutron Electronics | LOS-CIR-1500-WH | 4460-3240 | 4460 | 3240 | Lutron Electronics | LOS-CIR-1500-WH.jpg | 27557212403 | OCC SEN-CEILING MT INFRARED | Lutron LOS Series CLNG-mount Occupancy Sensor, Passive infrared self-adaptive, White finish only, 20-24VDC in white, 1500 FT coverage, 360 degree field of view |  | 5.7 | 2.9 |  | LOS-CIR-1500-WH.jpg | http://grandbrass.xologic.com/vendors/4460/large/LOS-CIR-1500-WH.jpg | [47 empty] | 0 | 0 | 0 | [6 empty] | 0 | 1 | 1 | EA | 1 | Lighting Controls | [7 empty] | White | [19 empty] | Other Lighting Controls | [49 empty] | <a href="https://www.lutron.com/TechnicalDocumentLibrary/367-1126.pdf" target="_blank">Manufacturer Brochure</a> | [192 empty] | <a href="https://www.lutron.com/TechnicalDocumentLibrary/031260a.pdf" target="_blank">Installation Instructions</a> | [23 empty] | 10.000 DW |  |  | 7.1000 IN | [89 empty] | 1.000 EA | 1.000 EA | [35 empty] | No | [42 empty] | https://www.lutron.com/TechnicalDocumentLibrary/369655.pdf | [7 empty] | Shelf Stock | [39 empty] | 39122230 | [13 empty] | <a href="https://www.lutron.com/TechnicalDocumentLibrary/369-119_Wallbox_Warranty.pdf" target="_blank">Warranty Information</a> |  |  |  |  | 0.450 L | [14 empty] | 0 | 0 | 0 | 0 | Lighting Fixtures | 2016-07-15 13:03 | 2024-07-20 11:09 | 0000-00-00 00:00:00 | 2024-07-20 11:09 | 0000-00-00 00:00:00 | [6 empty] | White
1 | Lutron Electronics | LOS-WDT-WH | 4460-3241 | 4460 | 3241 | Lutron Electronics | LOS-WDT-WH.jpg | 27557212410 | OCC SEN-WALL MT DUAL TECH 1600 SQ FT WH | Lutron LOS Series Wall-mount Occupancy Sensor, Dual Technology self-adaptive, White finish only, 20-24VDC |  | 5.7 | 2.9 |  | LOS-WDT-WH.jpg | http://grandbrass.xologic.com/vendors/4460/large/LOS-WDT-WH.jpg | [47 empty] | 0 | 0 | 0 | [6 empty] | 0 | 1 | 1 | EA | 1 | Lighting Controls | [7 empty] | White | [19 empty] | Other Lighting Controls | [49 empty] | <a href="https://www.lutron.com/TechnicalDocumentLibrary/367-1126.pdf" target="_blank">Manufacturer Brochure</a> | [192 empty] | <a href="https://www.lutron.com/TechnicalDocumentLibrary/031259a.pdf" target="_blank">Installation Instructions</a> | [23 empty] | 15.000 DW |  |  | 7.1000 IN | [89 empty] | 1.000 EA | 1.000 EA | [35 empty] | No | [42 empty] | https://www.lutron.com/TechnicalDocumentLibrary/369752.pdf | [7 empty] | Shelf Stock | [39 empty] | 39122230 | [13 empty] | <a href="https://www.lutron.com/TechnicalDocumentLibrary/369-119_Wallbox_Warranty.pdf" target="_blank">Warranty Information</a> |  |  |  |  | 0.600 L | [14 empty] | 0 | 0 | 0 | 0 | Lighting Fixtures | 2016-07-15 13:03 | 2024-07-20 11:10 | 0000-00-00 00:00:00 | 2024-07-20 11:10 | 0000-00-00 00:00:00 | [6 empty] | White
1 | Lutron Electronics | LOS-WDT-R-WH | 4460-3242 | 4460 | 3242 | Lutron Electronics | LOS-WDT-R-WH.jpg | 27557212427 | OCC SEN WLL MT DUAL TCH 1600 SF W/RLY WH | Lutron LOS Series Wall-mount Occupancy Sensor, Dual Technology self-adaptive with second output, White finish only, 20-24VDC |  | 5.7 | 2.9 |  | LOS-WDT-R-WH.jpg | http://grandbrass.xologic.com/vendors/4460/large/LOS-WDT-R-WH.jpg | [47 empty] | 0 | 0 | 0 | [6 empty] | 0 | 1 | 1 | EA | 1 | Lighting Controls | [7 empty] | White | [19 empty] | Other Lighting Controls | [49 empty] | <a href="https://www.lutron.com/TechnicalDocumentLibrary/367-1126.pdf" target="_blank">Manufacturer Brochure</a> | [192 empty] | <a href="https://www.lutron.com/TechnicalDocumentLibrary/031259a.pdf" target="_blank">Installation Instructions</a> | [23 empty] | 10.000 DW |  |  | 7.1000 IN | [89 empty] | 1.000 EA | 1.000 EA | [35 empty] | No | [42 empty] | https://www.lutron.com/TechnicalDocumentLibrary/369752.pdf | [7 empty] | Shelf Stock | [39 empty] | 39122230 | [13 empty] | <a href="https://www.lutron.com/TechnicalDocumentLibrary/369-119_Wallbox_Warranty.pdf" target="_blank">Warranty Information</a> |  |  |  |  | 0.600 L | [14 empty] | 0 | 0 | 0 | 0 | Lighting Fixtures | 2016-07-15 13:03 | 2024-07-20 11:14 | 0000-00-00 00:00:00 | 2024-07-20 11:14 | 0000-00-00 00:00:00 | [6 empty] | White
4 | Lutron Electronics | PP-347H | 4460-3244 | 4460 | 3244 | Lutron Electronics | PP-120H.jpg | 27557212564 | LOS POWER PACK - 347V PULL HI | Lutron power pack for occupancy/vacancy sensors, 347 VAC at 60Hz |  | 2.9 | 7 |  | PP-120H.jpg | http://grandbrass.xologic.com/vendors/4460/large/PP-120H.jpg | [47 empty] | 0 | 0 | 0 | [6 empty] | 0 | 1 | 1 | EA | 1 | Specialty Items |  |  | Electrical Distribution Equipment |  | General Power Distribution |  | Power Supply Units | [20 empty] | Other Specialty Items | [242 empty] | <a href="https://www.lutron.com/TechnicalDocumentLibrary/031381.pdf" target="_blank">Installation Instructions</a> | [23 empty] | 10.000 DW |  |  | 5.7000 IN | [89 empty] | 1.000 EA | 1.000 EA | [35 empty] | No | [42 empty] | https://www.lutron.com/TechnicalDocumentLibrary/369544_Eng.pdf | [7 empty] | Shelf Stock | [39 empty] | 39121004 | [13 empty] | <a href="https://www.lutron.com/TechnicalDocumentLibrary/3601201A_Commercial_Limited_Warranty.pdf" target="_blank">Warranty Information</a> |  |  |  |  | 0.700 L | [14 empty] | 0 | 0 | 0 | 0 | Electrical | 2016-07-15 13:03 | 2024-07-20 11:09 | 0000-00-00 00:00:00 | 2025-11-29 02:00 | 0000-00-00 00:00:00
4 | Lutron Electronics | CW-1-SS | 4460-3246 | 4460 | 3246 | Lutron Electronics | Ecom_CW-1-SS.jpeg | 27557223249 | 1-GANG CLARO STAINLESS STEEL | Claro Wallplate Stainless Steel, Single-gang |  | 3.75 | 0.4 |  | Ecom_CW-1-SS.jpeg | http://grandbrass.xologic.com/vendors/4460/large/Ecom_CW-1-SS.jpeg | [47 empty] | 0 | 0 | 0 | [6 empty] | 0 | 1 | 1 | EA | 1 | Lighting Controls |  |  | Fittings and Hardware |  | Electrical Hardware And Supplies |  | Wallplates | Steel | [16 empty] | Traditional |  |  | Switch Plates | [242 empty] | <a href="https://www.lutron.com/TechnicalDocumentLibrary/03099903B.pdf" target="_blank">Installation Instructions</a> | [23 empty] | 10.000 DW |  |  | 5.5000 IN | [7 empty] | <a href="https://www.lutron.com/TechnicalDocumentLibrary/Claro_Family.pdf" target="_blank">Line Drawing</a> | [81 empty] | 1.000 EA | 1.000 EA | [35 empty] | No | [42 empty] | https://www.lutron.com/TechnicalDocumentLibrary/Maestro.pdf | [7 empty] | Shelf Stock | [39 empty] | 39121704 | [13 empty] | <a href="https://www.lutron.com/TechnicalDocumentLibrary/369-119_Wallbox_Warranty.pdf" target="_blank">Warranty Information</a> |  |  |  |  | 0.100 L | [14 empty] | 0 | 0 | 0 | 0 | Electrical | 2016-07-15 13:03 | 2024-07-20 11:14 | 0000-00-00 00:00:00 | 2025-11-29 02:00 | 0000-00-00 00:00:00 | [6 empty] | Stainless Steel
4 | Lutron Electronics | CW-2-SS | 4460-3247 | 4460 | 3247 | Lutron Electronics | Ecom_CW-2-SS.jpeg | 27557223256 | 2-GANG CLARO STAINLESS STEEL | Claro Wallplate Stainless Steel, Two-gang |  | 6 | 0.6 |  | Ecom_CW-2-SS.jpeg | http://grandbrass.xologic.com/vendors/4460/large/Ecom_CW-2-SS.jpeg | [47 empty] | 0 | 0 | 0 | [6 empty] | 0 | 1 | 1 | EA | 1 | Lighting Controls |  |  | Fittings and Hardware |  | Electrical Hardware And Supplies |  | Wallplates | Steel | [16 empty] | Traditional |  |  | Switch Plates | [242 empty] | <a href="https://www.lutron.com/TechnicalDocumentLibrary/03099903B.pdf" target="_blank">Installation Instructions</a> | [23 empty] | 10.000 DW |  |  | 6.7500 IN | [7 empty] | <a href="https://www.lutron.com/TechnicalDocumentLibrary/Claro_Family.pdf" target="_blank">Line Drawing</a> | [81 empty] | 1.000 EA | 1.000 EA | [35 empty] | No | [42 empty] | https://www.lutron.com/TechnicalDocumentLibrary/Maestro.pdf | [7 empty] | Shelf Stock | [39 empty] | 39121704 | [13 empty] | <a href="https://www.lutron.com/TechnicalDocumentLibrary/369-119_Wallbox_Warranty.pdf" target="_blank">Warranty Information</a> |  |  |  |  | 0.150 L | [14 empty] | 0 | 0 | 0 | 0 | Electrical | 2016-07-15 13:03 | 2024-07-20 11:14 | 0000-00-00 00:00:00 | 2025-11-29 02:00 | 0000-00-00 00:00:00 | [6 empty] | Stainless Steel
4 | Lutron Electronics | CW-3-SS | 4460-3248 | 4460 | 3248 | Lutron Electronics | Ecom_CW-3-SS.jpeg | 27557223263 | 3-GANG CLARO STAINLESS STEEL | Claro Wallplate Stainless Steel, Three-gang |  | 5.2 | 7.5 |  | Ecom_CW-3-SS.jpeg | http://grandbrass.xologic.com/vendors/4460/large/Ecom_CW-3-SS.jpeg | [47 empty] | 0 | 0 | 0 | [6 empty] | 0 | 1 | 1 | EA | 1 | Lighting Controls |  |  | Fittings and Hardware |  | Electrical Hardware And Supplies |  | Wallplates | Steel | [16 empty] | Traditional |  |  | Switch Plates | [242 empty] | <a href="https://www.lutron.com/TechnicalDocumentLibrary/03099903B.pdf" target="_blank">Installation Instructions</a> | [23 empty] | 10.000 DW |  |  | 0.4000 IN | [7 empty] | <a href="https://www.lutron.com/TechnicalDocumentLibrary/Claro_Family.pdf" target="_blank">Line Drawing</a> | [81 empty] | 1.000 EA | 1.000 EA | [35 empty] | No | [42 empty] | https://www.lutron.com/TechnicalDocumentLibrary/Maestro.pdf | [7 empty] | Shelf Stock | [39 empty] | 39121704 | [13 empty] | <a href="https://www.lutron.com/TechnicalDocumentLibrary/369-119_Wallbox_Warranty.pdf" target="_blank">Warranty Information</a> |  |  |  |  | 0.300 L | [14 empty] | 0 | 0 | 0 | 0 | Electrical | 2016-07-15 13:03 | 2024-07-20 11:08 | 0000-00-00 00:00:00 | 2025-11-29 02:00 | 0000-00-00 00:00:00 | [6 empty] | Stainless Steel
4 | Lutron Electronics | CW-4-SS | 4460-3249 | 4460 | 3249 | Lutron Electronics | Ecom_CW-4-SS.jpeg | 27557223270 | 4-GANG CLARO STAINLESS STEEL | Claro Wallplate Stainless Steel, Four-gang |  | 6 | 10 |  | Ecom_CW-4-SS.jpeg | http://grandbrass.xologic.com/vendors/4460/large/Ecom_CW-4-SS.jpeg | [47 empty] | 0 | 0 | 0 | [6 empty] | 0 | 1 | 1 | EA | 1 | Lighting Controls |  |  | Fittings and Hardware |  | Electrical Hardware And Supplies |  | Wallplates | Steel | [16 empty] | Traditional |  |  | Switch Plates | [242 empty] | <a href="https://www.lutron.com/TechnicalDocumentLibrary/03099903B.pdf" target="_blank">Installation Instructions</a> | [23 empty] | 50.000 DW |  |  | 0.5000 IN | [7 empty] | <a href="https://www.lutron.com/TechnicalDocumentLibrary/Claro_Family.pdf" target="_blank">Line Drawing</a> | [81 empty] | 1.000 EA | 1.000 EA | [35 empty] | No | [42 empty] | https://www.lutron.com/TechnicalDocumentLibrary/Maestro.pdf | [7 empty] | Shelf Stock | [39 empty] | 39121704 | [13 empty] | <a href="https://www.lutron.com/TechnicalDocumentLibrary/369-119_Wallbox_Warranty.pdf" target="_blank">Warranty Information</a> |  |  |  |  | 0.350 L | [14 empty] | 0 | 0 | 0 | 0 | Electrical | 2016-07-15 13:03 | 2024-07-20 11:10 | 0000-00-00 00:00:00 | 2025-11-29 02:00 | 0000-00-00 00:00:00 | [6 empty] | Stainless Steel
4 | Lutron Electronics | FW-1-SS | 4460-3250 | 4460 | 3250 | Lutron Electronics | FW-1-SS.jpg | 27557223300 | 1-GANG FASSADA STAINLESS STEEL | Fassada, Stainless Steel, Single-gang wallplate |  | 3.3 | 0.3 |  | FW-1-SS.jpg | http://grandbrass.xologic.com/vendors/4460/large/FW-1-SS.jpg | [47 empty] | 0 | 0 | 0 | [6 empty] | 0 | 1 | 1 | EA | 1 | Lighting Controls |  |  | Fittings and Hardware |  | Electrical Hardware And Supplies |  | Wallplates | Steel | [16 empty] | Traditional |  |  | Switch Plates | [266 empty] | 10.000 DW |  |  | 4.9000 IN | [89 empty] | 1.000 EA | 1.000 EA | [35 empty] | No | [42 empty] | https://www.lutron.com/TechnicalDocumentLibrary/Fassada.pdf | [7 empty] | Shelf Stock | [39 empty] | 39121704 | [13 empty] | <a href="https://www.lutron.com/TechnicalDocumentLibrary/369-119_Wallbox_Warranty.pdf" target="_blank">Warranty Information</a> |  |  |  |  | 0.100 L | [14 empty] | 0 | 0 | 0 | 0 | Electrical | 2016-07-15 13:03 | 2024-07-20 11:09 | 0000-00-00 00:00:00 | 2025-11-29 02:00 | 0000-00-00 00:00:00 | [6 empty] | Stainless Steel
4 | Lutron Electronics | FW-2-SS | 4460-3251 | 4460 | 3251 | Lutron Electronics | FW-2-SS.jpg | 27557223317 | 2-GANG FASSADA STAINLESS STEEL | Fassada, Stainless Steel, Two-gang wallplate |  | 5.8 | 0.4 |  | FW-2-SS.jpg | http://grandbrass.xologic.com/vendors/4460/large/FW-2-SS.jpg | [47 empty] | 0 | 0 | 0 | [6 empty] | 0 | 1 | 1 | EA | 1 | Lighting Controls |  |  | Fittings and Hardware |  | Electrical Hardware And Supplies |  | Wallplates | Steel | [16 empty] | Traditional |  |  | Switch Plates | [266 empty] | 10.000 DW |  |  | 5.1000 IN | [89 empty] | 1.000 EA | 1.000 EA | [35 empty] | No | [42 empty] | https://www.lutron.com/TechnicalDocumentLibrary/Fassada.pdf | [7 empty] | Shelf Stock | [39 empty] | 39121704 | [13 empty] | <a href="https://www.lutron.com/TechnicalDocumentLibrary/369-119_Wallbox_Warranty.pdf" target="_blank">Warranty Information</a> |  |  |  |  | 0.200 L | [14 empty] | 0 | 0 | 0 | 0 | Electrical | 2016-07-15 13:03 | 2024-07-20 11:10 | 0000-00-00 00:00:00 | 2025-11-29 02:00 | 0000-00-00 00:00:00 | [6 empty] | Stainless Steel
1 | Lutron Electronics | SC-6PF-PD | 4460-3263 | 4460 | 3263 | Lutron Electronics | SC-6PF-PD.jpg | 27557266284 | SC 6PORT FRAME W/BLANKS PD | Claro 6-Port Frame, Satin, field customizable in palladium |  | 2.3 | 4.5 |  | SC-6PF-PD.jpg | http://grandbrass.xologic.com/vendors/4460/large/SC-6PF-PD.jpg | [47 empty] | 0 | 0 | 0 | [6 empty] | 0 | 1 | 1 | EA | 1 | Specialty Items | [7 empty] | White | [16 empty] | Traditional |  |  | Lighting Accessories | [242 empty] | <a href="https://www.lutron.com/TechnicalDocumentLibrary/sixportframe.pdf" target="_blank">Installation Instructions</a> | [23 empty] | 2.000 DW |  |  | 2.3000 IN | [89 empty] | 1.000 EA | 1.000 EA | [35 empty] | No | [42 empty] | https://www.lutron.com/TechnicalDocumentLibrary/maestrosatincolors.pdf | [7 empty] | Shelf Stock | [39 empty] | 39122221 | [13 empty] | <a href="https://www.lutron.com/TechnicalDocumentLibrary/369-119_Wallbox_Warranty.pdf" target="_blank">Warranty Information</a> |  |  |  |  | 0.200 L | [14 empty] | 0 | 0 | 0 | 0 | Lighting Fixtures | 2016-07-15 13:03 | 2024-07-20 11:07 | 0000-00-00 00:00:00 | 2024-07-20 11:07 | 0000-00-00 00:00:00 | [6 empty] | Palladium
4 | Lutron Electronics | FG-1-AL | 4460-3271 | 4460 | 3271 | Lutron Electronics | Ecom_FG-1-AL.jpeg | 27557554213 | FASSADA WALLPLATE, 1-GANG, ALMOND | Fassada, Gloss, Single-gang wallplate in almond |  | 3.3 | 0.5 |  | Ecom_FG-1-AL.jpeg | http://grandbrass.xologic.com/vendors/4460/large/Ecom_FG-1-AL.jpeg | [47 empty] | 0 | 0 | 0 | [6 empty] | 0 | 1 | 1 | EA | 1 | Lighting Controls |  |  | Fittings and Hardware |  | Electrical Hardware And Supplies |  | Wallplates | Nickel | [16 empty] | Traditional |  |  | Switch Plates | [266 empty] | 10.000 DW |  |  | 5.6000 IN | [89 empty] | 1.000 EA | 1.000 EA | [35 empty] | No | [42 empty] | https://www.lutron.com/TechnicalDocumentLibrary/Fassada.pdf | [7 empty] | Shelf Stock | [39 empty] | 39121704 | [13 empty] | <a href="https://www.lutron.com/TechnicalDocumentLibrary/369-119_Wallbox_Warranty.pdf" target="_blank">Warranty Information</a> |  |  |  |  | 0.100 L | [14 empty] | 0 | 0 | 0 | 0 | Electrical | 2016-07-15 13:03 | 2024-07-20 11:42 | 0000-00-00 00:00:00 | 2025-11-29 02:00 | 0000-00-00 00:00:00 | [6 empty] | Almond
4 | Lutron Electronics | FG-1-BL | 4460-3272 | 4460 | 3272 | Lutron Electronics | Ecom_FG-1-BL.jpeg | 27557554220 | FASSADA WALLPLATE, 1-GANG, BLACK | Fassada, Gloss, Single-gang wallplate in black |  | 3.3 | 0.5 |  | Ecom_FG-1-BL.jpeg | http://grandbrass.xologic.com/vendors/4460/large/Ecom_FG-1-BL.jpeg | [47 empty] | 0 | 0 | 0 | [6 empty] | 0 | 1 | 1 | EA | 1 | Lighting Controls |  |  | Fittings and Hardware |  | Electrical Hardware And Supplies |  | Wallplates | Black | [16 empty] | Traditional |  |  | Switch Plates | [266 empty] | 10.000 DW |  |  | 5.6000 IN | [89 empty] | 1.000 EA | 1.000 EA | [35 empty] | No | [42 empty] | https://www.lutron.com/TechnicalDocumentLibrary/Fassada.pdf | [7 empty] | Shelf Stock | [39 empty] | 39121704 | [13 empty] | <a href="https://www.lutron.com/TechnicalDocumentLibrary/369-119_Wallbox_Warranty.pdf" target="_blank">Warranty Information</a> |  |  |  |  | 0.100 L | [14 empty] | 0 | 0 | 0 | 0 | Electrical | 2016-07-15 13:04 | 2024-07-20 11:13 | 0000-00-00 00:00:00 | 2025-11-29 02:00 | 0000-00-00 00:00:00 | [6 empty] | Black
4 | Lutron Electronics | FG-1-IV | 4460-3273 | 4460 | 3273 | Lutron Electronics | Ecom_FG-1-IV.jpeg | 27557554237 | FASSADA WP, 1-GANG, IVORY | Fassada, Gloss, Single-gang wallplate in ivory |  | 3.3 | 0.5 |  | Ecom_FG-1-IV.jpeg | http://grandbrass.xologic.com/vendors/4460/large/Ecom_FG-1-IV.jpeg | [47 empty] | 0 | 0 | 0 | [6 empty] | 0 | 1 | 1 | EA | 1 | Lighting Controls |  |  | Fittings and Hardware |  | Electrical Hardware And Supplies |  | Wallplates | White | [16 empty] | Traditional |  |  | Switch Plates | [266 empty] | 10.000 DW |  |  | 5.6000 IN | [89 empty] | 1.000 EA | 1.000 EA | [35 empty] | No | [42 empty] | https://www.lutron.com/TechnicalDocumentLibrary/Fassada.pdf | [7 empty] | Shelf Stock | [39 empty] | 39121704 | [13 empty] | <a href="https://www.lutron.com/TechnicalDocumentLibrary/369-119_Wallbox_Warranty.pdf" target="_blank">Warranty Information</a> |  |  |  |  | 0.100 L | [14 empty] | 0 | 0 | 0 | 0 | Electrical | 2016-07-15 13:04 | 2024-07-20 11:10 | 0000-00-00 00:00:00 | 2025-11-29 02:00 | 0000-00-00 00:00:00 | [6 empty] | Ivory
4 | Lutron Electronics | FG-1-LA | 4460-3274 | 4460 | 3274 | Lutron Electronics | Ecom_FG-1-LA.jpeg | 27557554244 | FASSADA WP, 1-GANG, LA | Fassada, Gloss, Single-gang wallplate in light almond |  | 3.3 | 0.5 |  | Ecom_FG-1-LA.jpeg | http://grandbrass.xologic.com/vendors/4460/large/Ecom_FG-1-LA.jpeg | [47 empty] | 0 | 0 | 0 | [6 empty] | 0 | 1 | 1 | EA | 1 | Lighting Controls |  |  | Fittings and Hardware |  | Electrical Hardware And Supplies |  | Wallplates | [20 empty] | Switch Plates | [266 empty] | 10.000 DW |  |  | 5.6000 IN | [89 empty] | 1.000 EA | 1.000 EA | [35 empty] | No | [42 empty] | https://www.lutron.com/TechnicalDocumentLibrary/Fassada.pdf | [7 empty] | Shelf Stock | [39 empty] | 39121704 | [13 empty] | <a href="https://www.lutron.com/TechnicalDocumentLibrary/369-119_Wallbox_Warranty.pdf" target="_blank">Warranty Information</a> |  |  |  |  | 0.100 L | [14 empty] | 0 | 0 | 0 | 0 | Electrical | 2016-07-15 13:04 | 2024-07-20 11:10 | 0000-00-00 00:00:00 | 2025-11-29 02:00 | 0000-00-00 00:00:00
4 | Lutron Electronics | FG-1-WH | 4460-3275 | 4460 | 3275 | Lutron Electronics | Ecom_FG-1-WH.jpeg | 27557554251 | FASSADA WP, 1-GANG, WHITE | Fassada, Gloss, Single-gang wallplate in white |  | 3.3 | 0.5 |  | Ecom_FG-1-WH.jpeg | http://grandbrass.xologic.com/vendors/4460/large/Ecom_FG-1-WH.jpeg | [47 empty] | 0 | 0 | 0 | [6 empty] | 0 | 1 | 1 | EA | 1 | Lighting Controls |  |  | Fittings and Hardware |  | Electrical Hardware And Supplies |  | Wallplates | White | [16 empty] | Traditional |  |  | Switch Plates | [266 empty] | 10.000 DW |  |  | 5.6000 IN | [89 empty] | 1.000 EA | 1.000 EA | [35 empty] | No | [42 empty] | https://www.lutron.com/TechnicalDocumentLibrary/Fassada.pdf | [7 empty] | Shelf Stock | [39 empty] | 39121704 | [13 empty] | <a href="https://www.lutron.com/TechnicalDocumentLibrary/369-119_Wallbox_Warranty.pdf" target="_blank">Warranty Information</a> |  |  |  |  | 0.100 L | [14 empty] | 0 | 0 | 0 | 0 | Electrical | 2016-07-15 13:04 | 2024-07-20 11:14 | 0000-00-00 00:00:00 | 2025-11-29 02:00 | 0000-00-00 00:00:00 | [6 empty] | White
4 | Lutron Electronics | FG-2-AL | 4460-3276 | 4460 | 3276 | Lutron Electronics | Ecom_FG-2-AL.jpeg | 27557554268 | FASSADA WALLPLATE, 2-GANG, ALMOND | Fassada, Gloss, Two-gang wallplate in almond |  | 5 | 5 |  | Ecom_FG-2-AL.jpeg | http://grandbrass.xologic.com/vendors/4460/large/Ecom_FG-2-AL.jpeg | [47 empty] | 0 | 0 | 0 | [6 empty] | 0 | 1 | 1 | EA | 1 | Lighting Controls |  |  | Fittings and Hardware |  | Electrical Hardware And Supplies |  | Wallplates | Nickel | [16 empty] | Traditional |  |  | Switch Plates | [266 empty] | 2.000 DW |  |  | 0.5000 IN | [89 empty] | 1.000 EA | 1.000 EA | [35 empty] | No | [42 empty] | https://www.lutron.com/TechnicalDocumentLibrary/Fassada.pdf | [7 empty] | Shelf Stock | [39 empty] | 39121704 | [13 empty] | <a href="https://www.lutron.com/TechnicalDocumentLibrary/369-119_Wallbox_Warranty.pdf" target="_blank">Warranty Information</a> |  |  |  |  | 0.150 L | [14 empty] | 0 | 0 | 0 | 0 | Electrical | 2016-07-15 13:04 | 2024-07-20 11:08 | 0000-00-00 00:00:00 | 2025-11-29 02:00 | 0000-00-00 00:00:00 | [6 empty] | Almond
4 | Lutron Electronics | FG-2-BL | 4460-3277 | 4460 | 3277 | Lutron Electronics | Ecom_FG-2-BL.jpeg | 27557554275 | FASSADA WALLPLATE, 2-GANG, BLACK | Fassada, Gloss, Two-gang wallplate in black |  | 5 | 5 |  | Ecom_FG-2-BL.jpeg | http://grandbrass.xologic.com/vendors/4460/large/Ecom_FG-2-BL.jpeg | [47 empty] | 0 | 0 | 0 | [6 empty] | 0 | 1 | 1 | EA | 1 | Lighting Controls |  |  | Fittings and Hardware |  | Electrical Hardware And Supplies |  | Wallplates | Black | [16 empty] | Traditional |  |  | Switch Plates | [266 empty] | 10.000 DW |  |  | 0.5000 IN | [89 empty] | 1.000 EA | 1.000 EA | [35 empty] | No | [42 empty] | https://www.lutron.com/TechnicalDocumentLibrary/Fassada.pdf | [7 empty] | Shelf Stock | [39 empty] | 39121704 | [13 empty] | <a href="https://www.lutron.com/TechnicalDocumentLibrary/369-119_Wallbox_Warranty.pdf" target="_blank">Warranty Information</a> |  |  |  |  | 0.150 L | [14 empty] | 0 | 0 | 0 | 0 | Electrical | 2016-07-15 13:04 | 2024-07-20 11:12 | 0000-00-00 00:00:00 | 2025-11-29 02:00 | 0000-00-00 00:00:00 | [6 empty] | Black
4 | Lutron Electronics | FG-2-IV | 4460-3278 | 4460 | 3278 | Lutron Electronics | Ecom_FG-2-IV.jpeg | 27557554282 | FASSADA GLOSS FASHION WALLPLA IVORY | Fassada, Gloss, Two-gang wallplate in ivory |  | 5 | 5 |  | Ecom_FG-2-IV.jpeg | http://grandbrass.xologic.com/vendors/4460/large/Ecom_FG-2-IV.jpeg | [47 empty] | 0 | 0 | 0 | [6 empty] | 0 | 1 | 1 | EA | 1 | Lighting Controls |  |  | Fittings and Hardware |  | Electrical Hardware And Supplies |  | Wallplates | White | [16 empty] | Traditional |  |  | Switch Plates | [266 empty] | 2.000 DW |  |  | 0.5000 IN | [89 empty] | 1.000 EA | 1.000 EA | [35 empty] | No | [42 empty] | https://www.lutron.com/TechnicalDocumentLibrary/Fassada.pdf | [7 empty] | Shelf Stock | [39 empty] | 39121704 | [13 empty] | <a href="https://www.lutron.com/TechnicalDocumentLibrary/369-119_Wallbox_Warranty.pdf" target="_blank">Warranty Information</a> |  |  |  |  | 0.150 L | [14 empty] | 0 | 0 | 0 | 0 | Electrical | 2016-07-15 13:04 | 2024-07-20 11:14 | 0000-00-00 00:00:00 | 2025-11-29 02:00 | 0000-00-00 00:00:00 | [6 empty] | Ivory
4 | Lutron Electronics | FG-2-LA | 4460-3279 | 4460 | 3279 | Lutron Electronics | Ecom_FG-2-LA.jpeg | 27557554299 | FASSADA GLOSS FASHION WALLPLA LT. ALMOND | Fassada, Gloss, Two-gang wallplate in light almond |  | 5 | 5 |  | Ecom_FG-2-LA.jpeg | http://grandbrass.xologic.com/vendors/4460/large/Ecom_FG-2-LA.jpeg | [47 empty] | 0 | 0 | 0 | [6 empty] | 0 | 1 | 1 | EA | 1 | Lighting Controls |  |  | Fittings and Hardware |  | Electrical Hardware And Supplies |  | Wallplates | [20 empty] | Switch Plates | [266 empty] | 2.000 DW |  |  | 0.5000 IN | [89 empty] | 1.000 EA | 1.000 EA | [35 empty] | No | [42 empty] | https://www.lutron.com/TechnicalDocumentLibrary/Fassada.pdf | [7 empty] | Shelf Stock | [39 empty] | 39121704 | [13 empty] | <a href="https://www.lutron.com/TechnicalDocumentLibrary/369-119_Wallbox_Warranty.pdf" target="_blank">Warranty Information</a> |  |  |  |  | 0.150 L | [14 empty] | 0 | 0 | 0 | 0 | Electrical | 2016-07-15 13:04 | 2024-07-20 11:11 | 0000-00-00 00:00:00 | 2025-11-29 02:00 | 0000-00-00 00:00:00
4 | Lutron Electronics | FG-2-WH | 4460-3280 | 4460 | 3280 | Lutron Electronics | Ecom_FG-2-WH.jpeg | 27557554305 | FASSADA GLOSS FASHION WALLPLA WHITE | Fassada, Gloss, Two-gang wallplate in white |  | 5 | 5 |  | Ecom_FG-2-WH.jpeg | http://grandbrass.xologic.com/vendors/4460/large/Ecom_FG-2-WH.jpeg | [47 empty] | 0 | 0 | 0 | [6 empty] | 0 | 1 | 1 | EA | 1 | Lighting Controls |  |  | Fittings and Hardware |  | Electrical Hardware And Supplies |  | Wallplates | White | [16 empty] | Traditional |  |  | Switch Plates | [266 empty] | 10.000 DW |  |  | 0.5000 IN | [89 empty] | 1.000 EA | 1.000 EA | [35 empty] | No | [42 empty] | https://www.lutron.com/TechnicalDocumentLibrary/Fassada.pdf | [7 empty] | Shelf Stock | [39 empty] | 39121704 | [13 empty] | <a href="https://www.lutron.com/TechnicalDocumentLibrary/369-119_Wallbox_Warranty.pdf" target="_blank">Warranty Information</a> |  |  |  |  | 0.150 L | [14 empty] | 0 | 0 | 0 | 0 | Electrical | 2016-07-15 13:04 | 2024-07-20 11:10 | 0000-00-00 00:00:00 | 2025-11-29 02:00 | 0000-00-00 00:00:00 | [6 empty] | White
4 | Lutron Electronics | FG-3-AL | 4460-3281 | 4460 | 3281 | Lutron Electronics | Ecom_FG-3-AL.jpeg | 27557554312 | FASSADA WALLPLATE, 3-GANG, ALMOND | Fassada, Gloss, Three-gang wallplate in almond |  | 5.1 | 6.8 |  | Ecom_FG-3-AL.jpeg | http://grandbrass.xologic.com/vendors/4460/large/Ecom_FG-3-AL.jpeg | [47 empty] | 0 | 0 | 0 | [6 empty] | 0 | 1 | 1 | EA | 1 | Lighting Controls |  |  | Fittings and Hardware |  | Electrical Hardware And Supplies |  | Wallplates | Nickel | [16 empty] | Traditional |  |  | Switch Plates | [266 empty] | 2.000 DW |  |  | 0.5000 IN | [89 empty] | 1.000 EA | 1.000 EA | [35 empty] | No | [42 empty] | https://www.lutron.com/TechnicalDocumentLibrary/Fassada.pdf | [7 empty] | Shelf Stock | [39 empty] | 39121704 | [13 empty] | <a href="https://www.lutron.com/TechnicalDocumentLibrary/369-119_Wallbox_Warranty.pdf" target="_blank">Warranty Information</a> |  |  |  |  | 0.200 L | [14 empty] | 0 | 0 | 0 | 0 | Electrical | 2016-07-15 13:04 | 2024-07-20 11:13 | 0000-00-00 00:00:00 | 2025-11-29 02:00 | 0000-00-00 00:00:00 | [6 empty] | Almond
4 | Lutron Electronics | FG-3-BL | 4460-3282 | 4460 | 3282 | Lutron Electronics | Ecom_FG-3-BL.jpeg | 27557554329 | FASSADA WALLPLATE, 3-GANG, BLACK | Fassada, Gloss, Three-gang wallplate in black |  | 5.1 | 6.8 |  | Ecom_FG-3-BL.jpeg | http://grandbrass.xologic.com/vendors/4460/large/Ecom_FG-3-BL.jpeg | [47 empty] | 0 | 0 | 0 | [6 empty] | 0 | 1 | 1 | EA | 1 | Lighting Controls |  |  | Fittings and Hardware |  | Electrical Hardware And Supplies |  | Wallplates | Black | [16 empty] | Traditional |  |  | Switch Plates | [266 empty] | 10.000 DW |  |  | 0.5000 IN | [89 empty] | 1.000 EA | 1.000 EA | [35 empty] | No | [42 empty] | https://www.lutron.com/TechnicalDocumentLibrary/Fassada.pdf | [7 empty] | Shelf Stock | [39 empty] | 39121704 | [13 empty] | <a href="https://www.lutron.com/TechnicalDocumentLibrary/369-119_Wallbox_Warranty.pdf" target="_blank">Warranty Information</a> |  |  |  |  | 0.200 L | [14 empty] | 0 | 0 | 0 | 0 | Electrical | 2016-07-15 13:04 | 2024-07-20 11:08 | 0000-00-00 00:00:00 | 2025-11-29 02:00 | 0000-00-00 00:00:00 | [6 empty] | Black
4 | Lutron Electronics | FG-3-IV | 4460-3283 | 4460 | 3283 | Lutron Electronics | Ecom_FG-3-IV.jpeg | 27557554336 | FASSADA WP, 3-GANG, IV | Fassada, Gloss, Three-gang wallplate in ivory |  | 5.1 | 6.8 |  | Ecom_FG-3-IV.jpeg | http://grandbrass.xologic.com/vendors/4460/large/Ecom_FG-3-IV.jpeg | [47 empty] | 0 | 0 | 0 | [6 empty] | 0 | 1 | 1 | EA | 1 | Lighting Controls |  |  | Fittings and Hardware |  | Electrical Hardware And Supplies |  | Wallplates | White | [16 empty] | Traditional |  |  | Switch Plates | [266 empty] | 2.000 DW |  |  | 0.5000 IN | [89 empty] | 1.000 EA | 1.000 EA | [35 empty] | No | [42 empty] | https://www.lutron.com/TechnicalDocumentLibrary/Fassada.pdf | [7 empty] | Shelf Stock | [39 empty] | 39121704 | [13 empty] | <a href="https://www.lutron.com/TechnicalDocumentLibrary/369-119_Wallbox_Warranty.pdf" target="_blank">Warranty Information</a> |  |  |  |  | 0.200 L | [14 empty] | 0 | 0 | 0 | 0 | Electrical | 2016-07-15 13:04 | 2024-07-20 11:12 | 0000-00-00 00:00:00 | 2025-11-29 02:00 | 0000-00-00 00:00:00 | [6 empty] | Ivory
4 | Lutron Electronics | FG-3-LA | 4460-3284 | 4460 | 3284 | Lutron Electronics | Ecom_FG-3-LA.jpeg | 27557554343 | FASSADA WP, 3-GANG, LIGHT ALMOND | Fassada, Gloss, Three-gang wallplate in light almond |  | 5.1 | 6.8 |  | Ecom_FG-3-LA.jpeg | http://grandbrass.xologic.com/vendors/4460/large/Ecom_FG-3-LA.jpeg | [47 empty] | 0 | 0 | 0 | [6 empty] | 0 | 1 | 1 | EA | 1 | Lighting Controls |  |  | Fittings and Hardware |  | Electrical Hardware And Supplies |  | Wallplates | White | [16 empty] | Traditional |  |  | Switch Plates | [266 empty] | 10.000 DW |  |  | 0.5000 IN | [89 empty] | 1.000 EA | 1.000 EA | [35 empty] | No | [42 empty] | https://www.lutron.com/TechnicalDocumentLibrary/Fassada.pdf | [7 empty] | Shelf Stock | [39 empty] | 39121704 | [13 empty] | <a href="https://www.lutron.com/TechnicalDocumentLibrary/369-119_Wallbox_Warranty.pdf" target="_blank">Warranty Information</a> |  |  |  |  | 0.200 L | [14 empty] | 0 | 0 | 0 | 0 | Electrical | 2016-07-15 13:04 | 2024-07-20 11:08 | 0000-00-00 00:00:00 | 2025-11-29 02:00 | 0000-00-00 00:00:00
4 | Lutron Electronics | FG-3-WH | 4460-3285 | 4460 | 3285 | Lutron Electronics | Ecom_FG-3-WH.jpeg | 27557554350 | FASSADA WP, 3-GANG, WHITE | Fassada, Gloss, Three-gang wallplate in white |  | 5.75 | 0.3 |  | Ecom_FG-3-WH.jpeg | http://grandbrass.xologic.com/vendors/4460/large/Ecom_FG-3-WH.jpeg | [47 empty] | 0 | 0 | 0 | [6 empty] | 0 | 1 | 1 | EA | 1 | Lighting Controls |  |  | Fittings and Hardware |  | Electrical Hardware And Supplies |  | Wallplates | White | [16 empty] | Traditional |  |  | Switch Plates | [266 empty] | 10.000 DW |  |  | 8.2500 IN | [89 empty] | 1.000 EA | 1.000 EA | [35 empty] | No | [42 empty] | https://www.lutron.com/TechnicalDocumentLibrary/Fassada.pdf | [7 empty] | Shelf Stock | [39 empty] | 39121704 | [13 empty] | <a href="https://www.lutron.com/TechnicalDocumentLibrary/369-119_Wallbox_Warranty.pdf" target="_blank">Warranty Information</a> |  |  |  |  | 0.200 L | [14 empty] | 0 | 0 | 0 | 0 | Electrical | 2016-07-15 13:04 | 2024-07-20 11:09 | 0000-00-00 00:00:00 | 2025-11-29 02:00 | 0000-00-00 00:00:00 | [6 empty] | White
4 | Lutron Electronics | FG-2-TD-AL | 4460-3286 | 4460 | 3286 | Lutron Electronics | FG-2-TD-AL.jpg | 27557554367 | FASSADA WP, 2-GANG, COMBO TRAD/DSGNR, AL | Fassada, Gloss, Combination Traditional/Designer wallplate in almond |  | 5 | 5 |  | FG-2-TD-AL.jpg | http://grandbrass.xologic.com/vendors/4460/large/FG-2-TD-AL.jpg | [47 empty] | 0 | 0 | 0 | [6 empty] | 0 | 1 | 1 | EA | 1 | Lighting Controls |  |  | Fittings and Hardware |  | Electrical Hardware And Supplies |  | Wallplates | Nickel | [16 empty] | Traditional |  |  | Switch Plates | [266 empty] | 2.000 DW |  |  | 0.5000 IN | [89 empty] | 1.000 EA | 1.000 EA | [35 empty] | No | [42 empty] | https://www.lutron.com/TechnicalDocumentLibrary/Fassada.pdf | [7 empty] | Shelf Stock | [39 empty] | 39121704 | [13 empty] | <a href="https://www.lutron.com/TechnicalDocumentLibrary/369-119_Wallbox_Warranty.pdf" target="_blank">Warranty Information</a> |  |  |  |  | 0.150 L | [14 empty] | 0 | 0 | 0 | 0 | Electrical | 2016-07-15 13:04 | 2024-07-20 11:11 | 0000-00-00 00:00:00 | 2025-11-29 02:00 | 0000-00-00 00:00:00 | [6 empty] | Almond
4 | Lutron Electronics | FG-2-TD-BL | 4460-3287 | 4460 | 3287 | Lutron Electronics | FG-2-TD-BL.jpg | 27557554374 | FASSADA WP, 2-GANG, COMBO TRAD/DSGNR, BL | Fassada, Gloss, Combination Traditional/Designer wallplate in black |  | 5 | 5 |  | FG-2-TD-BL.jpg | http://grandbrass.xologic.com/vendors/4460/large/FG-2-TD-BL.jpg | [47 empty] | 0 | 0 | 0 | [6 empty] | 0 | 1 | 1 | EA | 1 | Lighting Controls |  |  | Fittings and Hardware |  | Electrical Hardware And Supplies |  | Wallplates | Black | [16 empty] | Traditional |  |  | Switch Plates | [266 empty] | 10.000 DW |  |  | 0.5000 IN | [89 empty] | 1.000 EA | 1.000 EA | [35 empty] | No | [42 empty] | https://www.lutron.com/TechnicalDocumentLibrary/Fassada.pdf | [7 empty] | Shelf Stock | [39 empty] | 39121704 | [13 empty] | <a href="https://www.lutron.com/TechnicalDocumentLibrary/369-119_Wallbox_Warranty.pdf" target="_blank">Warranty Information</a> |  |  |  |  | 0.150 L | [14 empty] | 0 | 0 | 0 | 0 | Electrical | 2016-07-15 13:04 | 2024-07-20 11:09 | 0000-00-00 00:00:00 | 2025-11-29 02:00 | 0000-00-00 00:00:00 | [6 empty] | Black
4 | Lutron Electronics | FG-2-TD-IV | 4460-3288 | 4460 | 3288 | Lutron Electronics | FG-2-TD-IV.jpg | 27557554381 | FASSADA WP, 2-GANG, COMBO TRAD/DSGNR, IV | Fassada, Gloss, Combination Traditional/Designer wallplate in ivory |  | 5 | 5 |  | FG-2-TD-IV.jpg | http://grandbrass.xologic.com/vendors/4460/large/FG-2-TD-IV.jpg | [47 empty] | 0 | 0 | 0 | [6 empty] | 0 | 1 | 1 | EA | 1 | Lighting Controls |  |  | Fittings and Hardware |  | Electrical Hardware And Supplies |  | Wallplates | White | [16 empty] | Traditional |  |  | Switch Plates | [266 empty] | 10.000 DW |  |  | 0.5000 IN | [89 empty] | 1.000 EA | 1.000 EA | [35 empty] | No | [42 empty] | https://www.lutron.com/TechnicalDocumentLibrary/Fassada.pdf | [7 empty] | Shelf Stock | [39 empty] | 39121704 | [13 empty] | <a href="https://www.lutron.com/TechnicalDocumentLibrary/369-119_Wallbox_Warranty.pdf" target="_blank">Warranty Information</a> |  |  |  |  | 0.150 L | [14 empty] | 0 | 0 | 0 | 0 | Electrical | 2016-07-15 13:04 | 2024-07-20 11:13 | 0000-00-00 00:00:00 | 2025-11-29 02:00 | 0000-00-00 00:00:00 | [6 empty] | Ivory
4 | Lutron Electronics | FG-2-TD-LA | 4460-3289 | 4460 | 3289 | Lutron Electronics | FG-2-TD-LA.jpg | 27557554398 | FASSADA WP, 2-GANG, COMBO TRAD/DSGNR, LA | Fassada, Gloss, Combination Traditional/Designer wallplate in light almond |  | 5 | 5 |  | FG-2-TD-LA.jpg | http://grandbrass.xologic.com/vendors/4460/large/FG-2-TD-LA.jpg | [47 empty] | 0 | 0 | 0 | [6 empty] | 0 | 1 | 1 | EA | 1 | Lighting Controls |  |  | Fittings and Hardware |  | Electrical Hardware And Supplies |  | Wallplates | White | [16 empty] | Traditional |  |  | Switch Plates | [266 empty] | 2.000 DW |  |  | 0.5000 IN | [89 empty] | 1.000 EA | 1.000 EA | [35 empty] | No | [42 empty] | https://www.lutron.com/TechnicalDocumentLibrary/Fassada.pdf | [7 empty] | Shelf Stock | [39 empty] | 39121704 | [13 empty] | <a href="https://www.lutron.com/TechnicalDocumentLibrary/369-119_Wallbox_Warranty.pdf" target="_blank">Warranty Information</a> |  |  |  |  | 0.150 L | [14 empty] | 0 | 0 | 0 | 0 | Electrical | 2016-07-15 13:04 | 2024-07-20 11:09 | 0000-00-00 00:00:00 | 2025-11-29 02:00 | 0000-00-00 00:00:00
4 | Lutron Electronics | FG-2-TD-WH | 4460-3290 | 4460 | 3290 | Lutron Electronics | FG-2-TD-WH.jpg | 27557554404 | FASSADA WP, 2-GANG, COMBO TRAD/DSGNR, WH | Fassada, Gloss, Combination Traditional/Designer wallplate in white |  | 5 | 5 |  | FG-2-TD-WH.jpg | http://grandbrass.xologic.com/vendors/4460/large/FG-2-TD-WH.jpg | [47 empty] | 0 | 0 | 0 | [6 empty] | 0 | 1 | 1 | EA | 1 | Lighting Controls |  |  | Fittings and Hardware |  | Electrical Hardware And Supplies |  | Wallplates | White | [16 empty] | Traditional |  |  | Switch Plates | [266 empty] | 10.000 DW |  |  | 0.5000 IN | [89 empty] | 1.000 EA | 1.000 EA | [35 empty] | No | [42 empty] | https://www.lutron.com/TechnicalDocumentLibrary/Fassada.pdf | [7 empty] | Shelf Stock | [39 empty] | 39121704 | [13 empty] | <a href="https://www.lutron.com/TechnicalDocumentLibrary/369-119_Wallbox_Warranty.pdf" target="_blank">Warranty Information</a> |  |  |  |  | 0.150 L | [14 empty] | 0 | 0 | 0 | 0 | Electrical | 2016-07-15 13:04 | 2024-07-20 11:10 | 0000-00-00 00:00:00 | 2025-11-29 02:00 | 0000-00-00 00:00:00 | [6 empty] | White
1 | Lutron Electronics | RK-F-BI | 4460-3296 | 4460 | 3296 | Lutron Electronics | RK-F-BI.jpg | 27557582858 | HW FAN CONTROL BUTTON KIT IN BISCUIT | Replacement Button Kit for RadioRA 2 or HomeWorks fan speed controls in biscuit |  | 2.3 | 4.5 |  | RK-F-BI.jpg | http://grandbrass.xologic.com/vendors/4460/large/RK-F-BI.jpg | [47 empty] | 0 | 0 | 0 | [6 empty] | 0 | 1 | 1 | EA | 1 | Specialty Items | [7 empty] | Brown | [19 empty] | Lighting Accessories | [242 empty] | <a href="https://www.lutron.com/TechnicalDocumentLibrary/044-105e.pdf" target="_blank">Installation Instructions</a> | [23 empty] | 10.000 DW |  |  | 2.3000 IN | [89 empty] | 1.000 EA | 1.000 EA | [35 empty] | No | [42 empty] | https://www.lutron.com/TechnicalDocumentLibrary/369225_SPA.pdf | [7 empty] | Shelf Stock | [13 empty] | <a href="https://www.lutron.com/TechnicalDocumentLibrary/368-4493_Page_18.pdf" target="_blank">Tech Drawing</a> | [25 empty] | 39122221 | [13 empty] | <a href="https://www.lutron.com/TechnicalDocumentLibrary/043492.pdf" target="_blank">Warranty Information</a> |  |  |  |  | 0.100 L | [14 empty] | 0 | 0 | 0 | 0 | Lighting Fixtures | 2016-07-15 13:04 | 2024-07-20 11:13 | 0000-00-00 00:00:00 | 2024-07-20 11:13 | 0000-00-00 00:00:00 | [6 empty] | Biscuit
1 | Lutron Electronics | RK-F-IV | 4460-3297 | 4460 | 3297 | Lutron Electronics | RK-F-IV.jpg | 27557582865 | HW FAN CONTROL BUTTON KIT IN IVORY | Replacement Button Kit for RadioRA 2 or HomeWorks fan speed controls in ivory |  | 2.3 | 4.5 |  | RK-F-IV.jpg | http://grandbrass.xologic.com/vendors/4460/large/RK-F-IV.jpg | [47 empty] | 0 | 0 | 0 | [6 empty] | 0 | 1 | 1 | EA | 1 | Specialty Items | [7 empty] | White | [19 empty] | Lighting Accessories | [242 empty] | <a href="https://www.lutron.com/TechnicalDocumentLibrary/044-105e.pdf" target="_blank">Installation Instructions</a> | [23 empty] | 10.000 DW |  |  | 2.3000 IN | [89 empty] | 1.000 EA | 1.000 EA | [35 empty] | No | [42 empty] | https://www.lutron.com/TechnicalDocumentLibrary/369225_SPA.pdf | [7 empty] | Shelf Stock | [13 empty] | <a href="https://www.lutron.com/TechnicalDocumentLibrary/368-4493_Page_18.pdf" target="_blank">Tech Drawing</a> | [25 empty] | 39122221 | [13 empty] | <a href="https://www.lutron.com/TechnicalDocumentLibrary/043492.pdf" target="_blank">Warranty Information</a> |  |  |  |  | 0.100 L | [14 empty] | 0 | 0 | 0 | 0 | Lighting Fixtures | 2016-07-15 13:04 | 2024-07-20 11:08 | 0000-00-00 00:00:00 | 2024-07-20 11:08 | 0000-00-00 00:00:00 | [6 empty] | Ivory
1 | Lutron Electronics | RK-F-LA | 4460-3298 | 4460 | 3298 | Lutron Electronics | RK-F-LA.jpg | 27557582872 | HW FAN CONTROL BUTTON KIT IN LA | Replacement Button Kit for RadioRA 2 or HomeWorks fan speed controls in light almond |  | 2.3 | 4.5 |  | RK-F-LA.jpg | http://grandbrass.xologic.com/vendors/4460/large/RK-F-LA.jpg | [47 empty] | 0 | 0 | 0 | [6 empty] | 0 | 1 | 1 | EA | 1 | Specialty Items | [27 empty] | Lighting Accessories | [242 empty] | <a href="https://www.lutron.com/TechnicalDocumentLibrary/044-105e.pdf" target="_blank">Installation Instructions</a> | [23 empty] | 10.000 DW |  |  | 2.3000 IN | [89 empty] | 1.000 EA | 1.000 EA | [35 empty] | No | [42 empty] | https://www.lutron.com/TechnicalDocumentLibrary/369225_SPA.pdf | [7 empty] | Shelf Stock | [13 empty] | <a href="https://www.lutron.com/TechnicalDocumentLibrary/368-4493_Page_18.pdf" target="_blank">Tech Drawing</a> | [25 empty] | 39122221 | [13 empty] | <a href="https://www.lutron.com/TechnicalDocumentLibrary/043492.pdf" target="_blank">Warranty Information</a> |  |  |  |  | 0.100 L | [14 empty] | 0 | 0 | 0 | 0 | Lighting Fixtures | 2016-07-15 13:04 | 2024-07-20 11:09 | 0000-00-00 00:00:00 | 2024-07-20 11:09 | 0000-00-00 00:00:00
1 | Lutron Electronics | RK-F-SW | 4460-3299 | 4460 | 3299 | Lutron Electronics | RK-F-SW.jpg | 27557582889 | HW FAN CONTROL BUTTON KIT IN SNOW | Replacement Button Kit for RadioRA 2 or HomeWorks fan speed controls in snow |  | 2.3 | 4.5 |  | RK-F-SW.jpg | http://grandbrass.xologic.com/vendors/4460/large/RK-F-SW.jpg | [47 empty] | 0 | 0 | 0 | [6 empty] | 0 | 1 | 1 | EA | 1 | Specialty Items | [27 empty] | Lighting Accessories | [242 empty] | <a href="https://www.lutron.com/TechnicalDocumentLibrary/044-105e.pdf" target="_blank">Installation Instructions</a> | [23 empty] | 10.000 DW |  |  | 2.3000 IN | [89 empty] | 1.000 EA | 1.000 EA | [35 empty] | No | [42 empty] | https://www.lutron.com/TechnicalDocumentLibrary/369225_SPA.pdf | [7 empty] | Shelf Stock | [13 empty] | <a href="https://www.lutron.com/TechnicalDocumentLibrary/368-4493_Page_18.pdf" target="_blank">Tech Drawing</a> | [25 empty] | 39122221 | [13 empty] | <a href="https://www.lutron.com/TechnicalDocumentLibrary/043492.pdf" target="_blank">Warranty Information</a> |  |  |  |  | 0.100 L | [14 empty] | 0 | 0 | 0 | 0 | Lighting Fixtures | 2016-07-15 13:04 | 2024-07-20 11:14 | 0000-00-00 00:00:00 | 2024-07-20 11:14 | 0000-00-00 00:00:00 | [6 empty] | Snow
1 | Lutron Electronics | RK-F-WH | 4460-3300 | 4460 | 3300 | Lutron Electronics | RK-F-WH.jpg | 27557582896 | HW FAN CONTROL BUTTON KIT IN WHITE | Replacement Button Kit for RadioRA 2 or HomeWorks fan speed controls in white |  | 2.3 | 4.5 |  | RK-F-WH.jpg | http://grandbrass.xologic.com/vendors/4460/large/RK-F-WH.jpg | [47 empty] | 0 | 0 | 0 | [6 empty] | 0 | 1 | 1 | EA | 1 | Specialty Items | [7 empty] | White | [19 empty] | Lighting Accessories | [242 empty] | <a href="https://www.lutron.com/TechnicalDocumentLibrary/044-105e.pdf" target="_blank">Installation Instructions</a> | [23 empty] | 5.000 DW |  |  | 2.3000 IN | [89 empty] | 1.000 EA | 1.000 EA | [35 empty] | No | [42 empty] | https://www.lutron.com/TechnicalDocumentLibrary/369225_SPA.pdf | [7 empty] | Shelf Stock | [13 empty] | <a href="https://www.lutron.com/TechnicalDocumentLibrary/368-4493_Page_18.pdf" target="_blank">Tech Drawing</a> | [25 empty] | 39122221 | [13 empty] | <a href="https://www.lutron.com/TechnicalDocumentLibrary/043492.pdf" target="_blank">Warranty Information</a> |  |  |  |  | 0.100 L | [14 empty] | 0 | 0 | 0 | 0 | Lighting Fixtures | 2016-07-15 13:04 | 2024-07-20 11:09 | 0000-00-00 00:00:00 | 2024-07-20 11:09 | 0000-00-00 00:00:00 | [6 empty] | White
1 | Lutron Electronics | RK-F-AL | 4460-3305 | 4460 | 3305 | Lutron Electronics | RK-F-AL.jpg | 27557582957 | HW FAN CONTROL BUTTON KIT IN ALMOND | Replacement Button Kit for RadioRA 2 or HomeWorks fan speed controls in almond |  | 2.3 | 4.5 |  | RK-F-AL.jpg | http://grandbrass.xologic.com/vendors/4460/large/RK-F-AL.jpg | [47 empty] | 0 | 0 | 0 | [6 empty] | 0 | 1 | 1 | EA | 1 | Specialty Items | [7 empty] | Nickel | [19 empty] | Lighting Accessories | [242 empty] | <a href="https://www.lutron.com/TechnicalDocumentLibrary/044-105e.pdf" target="_blank">Installation Instructions</a> | [23 empty] | 5.000 DW |  |  | 2.3000 IN | [89 empty] | 1.000 EA | 1.000 EA | [35 empty] | No | [42 empty] | https://www.lutron.com/TechnicalDocumentLibrary/369225_SPA.pdf | [7 empty] | Shelf Stock | [13 empty] | <a href="https://www.lutron.com/TechnicalDocumentLibrary/368-4493_Page_18.pdf" target="_blank">Tech Drawing</a> | [25 empty] | 39122221 | [13 empty] | <a href="https://www.lutron.com/TechnicalDocumentLibrary/043492.pdf" target="_blank">Warranty Information</a> |  |  |  |  | 0.100 L | [14 empty] | 0 | 0 | 0 | 0 | Lighting Fixtures | 2016-07-15 13:05 | 2024-07-20 11:10 | 0000-00-00 00:00:00 | 2024-07-20 11:10 | 0000-00-00 00:00:00 | [6 empty] | Almond
1 | Lutron Electronics | RK-F-BL | 4460-3307 | 4460 | 3307 | Lutron Electronics | RK-F-BL.jpg | 27557582971 | HW FAN CONTROL BUTTON KIT IN BLACK | Replacement Button Kit for RadioRA 2 or HomeWorks fan speed controls in black |  | 2.3 | 4.5 |  | RK-F-BL.jpg | http://grandbrass.xologic.com/vendors/4460/large/RK-F-BL.jpg | [47 empty] | 0 | 0 | 0 | [6 empty] | 0 | 1 | 1 | EA | 1 | Specialty Items | [7 empty] | Black | [19 empty] | Lighting Accessories | [242 empty] | <a href="https://www.lutron.com/TechnicalDocumentLibrary/044-105e.pdf" target="_blank">Installation Instructions</a> | [23 empty] | 10.000 DW |  |  | 2.3000 IN | [89 empty] | 1.000 EA | 1.000 EA | [35 empty] | No | [42 empty] | https://www.lutron.com/TechnicalDocumentLibrary/369225_SPA.pdf | [7 empty] | Shelf Stock | [13 empty] | <a href="https://www.lutron.com/TechnicalDocumentLibrary/368-4493_Page_18.pdf" target="_blank">Tech Drawing</a> | [25 empty] | 39122221 | [13 empty] | <a href="https://www.lutron.com/TechnicalDocumentLibrary/043492.pdf" target="_blank">Warranty Information</a> |  |  |  |  | 0.100 L | [14 empty] | 0 | 0 | 0 | 0 | Lighting Fixtures | 2016-07-15 13:05 | 2024-07-20 11:14 | 0000-00-00 00:00:00 | 2024-07-20 11:14 | 0000-00-00 00:00:00 | [6 empty] | Black
1 | Lutron Electronics | RK-F-BR | 4460-3308 | 4460 | 3308 | Lutron Electronics | RK-F-BR.jpg | 27557582988 | HW FAN CONTROL BUTTON KIT IN BROWN | Replacement Button Kit for RadioRA 2 or HomeWorks fan speed controls in brown |  | 2.3 | 4.5 |  | RK-F-BR.jpg | http://grandbrass.xologic.com/vendors/4460/large/RK-F-BR.jpg | [47 empty] | 0 | 0 | 0 | [6 empty] | 0 | 1 | 1 | EA | 1 | Specialty Items | [7 empty] | Brown | [19 empty] | Lighting Accessories | [242 empty] | <a href="https://www.lutron.com/TechnicalDocumentLibrary/044-105e.pdf" target="_blank">Installation Instructions</a> | [23 empty] | 5.000 DW |  |  | 2.3000 IN | [89 empty] | 1.000 EA | 1.000 EA | [35 empty] | No | [42 empty] | https://www.lutron.com/TechnicalDocumentLibrary/369225_SPA.pdf | [7 empty] | Shelf Stock | [13 empty] | <a href="https://www.lutron.com/TechnicalDocumentLibrary/368-4493_Page_18.pdf" target="_blank">Tech Drawing</a> | [25 empty] | 39122221 | [13 empty] | <a href="https://www.lutron.com/TechnicalDocumentLibrary/043492.pdf" target="_blank">Warranty Information</a> |  |  |  |  | 0.100 L | [14 empty] | 0 | 0 | 0 | 0 | Lighting Fixtures | 2016-07-15 13:05 | 2024-07-20 11:12 | 0000-00-00 00:00:00 | 2024-07-20 11:12 | 0000-00-00 00:00:00 | [6 empty] | Brown
1 | Lutron Electronics | RK-F-GR | 4460-3312 | 4460 | 3312 | Lutron Electronics | RK-F-GR.jpg | 27557583022 | HW FAN CONTROL BUTTON KIT IN GRAY | Replacement Button Kit for RadioRA 2 or HomeWorks fan speed controls in gray |  | 2.3 | 4.5 |  | RK-F-GR.jpg | http://grandbrass.xologic.com/vendors/4460/large/RK-F-GR.jpg | [47 empty] | 0 | 0 | 0 | [6 empty] | 0 | 1 | 1 | EA | 1 | Specialty Items | [7 empty] | Gray | [19 empty] | Lighting Accessories | [242 empty] | <a href="https://www.lutron.com/TechnicalDocumentLibrary/044-105e.pdf" target="_blank">Installation Instructions</a> | [23 empty] | 5.000 DW |  |  | 2.3000 IN | [89 empty] | 1.000 EA | 1.000 EA | [35 empty] | No | [42 empty] | https://www.lutron.com/TechnicalDocumentLibrary/369225_SPA.pdf | [7 empty] | Shelf Stock | [13 empty] | <a href="https://www.lutron.com/TechnicalDocumentLibrary/368-4493_Page_18.pdf" target="_blank">Tech Drawing</a> | [25 empty] | 39122221 | [13 empty] | <a href="https://www.lutron.com/TechnicalDocumentLibrary/043492.pdf" target="_blank">Warranty Information</a> |  |  |  |  | 0.100 L | [14 empty] | 0 | 0 | 0 | 0 | Lighting Fixtures | 2016-07-15 13:05 | 2024-07-20 11:08 | 0000-00-00 00:00:00 | 2024-07-20 11:08 | 0000-00-00 00:00:00 | [6 empty] | Gray
1 | Lutron Electronics | RK-F-HT | 4460-3314 | 4460 | 3314 | Lutron Electronics | RK-F-HT.jpg | 27557583046 | HW FAN CONTROL BUTTON KIT IN HOT | Replacement Button Kit for RadioRA 2 or HomeWorks fan speed controls in hot |  | 2.3 | 4.5 |  | RK-F-HT.jpg | http://grandbrass.xologic.com/vendors/4460/large/RK-F-HT.jpg | [47 empty] | 0 | 0 | 0 | [6 empty] | 0 | 1 | 1 | EA | 1 | Specialty Items | [27 empty] | Lighting Accessories | [242 empty] | <a href="https://www.lutron.com/TechnicalDocumentLibrary/044-105e.pdf" target="_blank">Installation Instructions</a> | [23 empty] | 5.000 DW |  |  | 2.3000 IN | [89 empty] | 1.000 EA | 1.000 EA | [35 empty] | No | [42 empty] | https://www.lutron.com/TechnicalDocumentLibrary/369225_SPA.pdf | [7 empty] | Shelf Stock | [13 empty] | <a href="https://www.lutron.com/TechnicalDocumentLibrary/368-4493_Page_18.pdf" target="_blank">Tech Drawing</a> | [25 empty] | 39122221 | [13 empty] | <a href="https://www.lutron.com/TechnicalDocumentLibrary/043492.pdf" target="_blank">Warranty Information</a> |  |  |  |  | 0.100 L | [14 empty] | 0 | 0 | 0 | 0 | Lighting Fixtures | 2016-07-15 13:05 | 2024-07-20 11:13 | 0000-00-00 00:00:00 | 2024-07-20 11:13 | 0000-00-00 00:00:00
1 | Lutron Electronics | RK-F-MN | 4460-3316 | 4460 | 3316 | Lutron Electronics | RK-F-MN.jpg | 27557583060 | HW FAN CONTROL BUTTON KIT IN MIDNIGHT | Replacement Button Kit for RadioRA 2 or HomeWorks fan speed controls in midnight |  | 2.3 | 4.5 |  | RK-F-MN.jpg | http://grandbrass.xologic.com/vendors/4460/large/RK-F-MN.jpg | [47 empty] | 0 | 0 | 0 | [6 empty] | 0 | 1 | 1 | EA | 1 | Specialty Items | [27 empty] | Lighting Accessories | [242 empty] | <a href="https://www.lutron.com/TechnicalDocumentLibrary/044-105e.pdf" target="_blank">Installation Instructions</a> | [23 empty] | 10.000 DW |  |  | 2.3000 IN | [89 empty] | 1.000 EA | 1.000 EA | [35 empty] | No | [42 empty] | https://www.lutron.com/TechnicalDocumentLibrary/369225_SPA.pdf | [7 empty] | Shelf Stock | [13 empty] | <a href="https://www.lutron.com/TechnicalDocumentLibrary/368-4493_Page_18.pdf" target="_blank">Tech Drawing</a> | [25 empty] | 39122221 | [13 empty] | <a href="https://www.lutron.com/TechnicalDocumentLibrary/043492.pdf" target="_blank">Warranty Information</a> |  |  |  |  | 0.100 L | [14 empty] | 0 | 0 | 0 | 0 | Lighting Fixtures | 2016-07-15 13:05 | 2024-07-20 11:14 | 0000-00-00 00:00:00 | 2024-07-20 11:14 | 0000-00-00 00:00:00 | [6 empty] | Midnight
1 | Lutron Electronics | RK-F-PD | 4460-3319 | 4460 | 3319 | Lutron Electronics | RK-F-PD.jpg | 27557583091 | HW FAN CONTROL BUTTON KIT IN PALLADIUM | Replacement Button Kit for RadioRA 2 or HomeWorks fan speed controls in palladium |  | 2.3 | 4.5 |  | RK-F-PD.jpg | http://grandbrass.xologic.com/vendors/4460/large/RK-F-PD.jpg | [47 empty] | 0 | 0 | 0 | [6 empty] | 0 | 1 | 1 | EA | 1 | Specialty Items | [27 empty] | Lighting Accessories | [242 empty] | <a href="https://www.lutron.com/TechnicalDocumentLibrary/044-105e.pdf" target="_blank">Installation Instructions</a> | [23 empty] | 5.000 DW |  |  | 2.3000 IN | [89 empty] | 1.000 EA | 1.000 EA | [35 empty] | No | [42 empty] | https://www.lutron.com/TechnicalDocumentLibrary/369225_SPA.pdf | [7 empty] | Shelf Stock | [13 empty] | <a href="https://www.lutron.com/TechnicalDocumentLibrary/368-4493_Page_18.pdf" target="_blank">Tech Drawing</a> | [25 empty] | 39122221 | [13 empty] | <a href="https://www.lutron.com/TechnicalDocumentLibrary/043492.pdf" target="_blank">Warranty Information</a> |  |  |  |  | 0.100 L | [14 empty] | 0 | 0 | 0 | 0 | Lighting Fixtures | 2016-07-15 13:05 | 2024-07-20 11:09 | 0000-00-00 00:00:00 | 2024-07-20 11:09 | 0000-00-00 00:00:00 | [6 empty] | Palladium
1 | Lutron Electronics | RK-F-TP | 4460-3324 | 4460 | 3324 | Lutron Electronics | RK-F-TP.jpg | 27557583145 | HW FAN CONTROL BUTTON KIT IN TAUPE | Replacement Button Kit for RadioRA 2 or HomeWorks fan speed controls in taupe |  | 2.3 | 4.5 |  | RK-F-TP.jpg | http://grandbrass.xologic.com/vendors/4460/large/RK-F-TP.jpg | [47 empty] | 0 | 0 | 0 | [6 empty] | 0 | 1 | 1 | EA | 1 | Specialty Items | [27 empty] | Lighting Accessories | [242 empty] | <a href="https://www.lutron.com/TechnicalDocumentLibrary/044-105e.pdf" target="_blank">Installation Instructions</a> | [23 empty] | 5.000 DW |  |  | 2.3000 IN | [89 empty] | 1.000 EA | 1.000 EA | [35 empty] | No | [42 empty] | https://www.lutron.com/TechnicalDocumentLibrary/369225_SPA.pdf | [7 empty] | Shelf Stock | [13 empty] | <a href="https://www.lutron.com/TechnicalDocumentLibrary/368-4493_Page_18.pdf" target="_blank">Tech Drawing</a> | [25 empty] | 39122221 | [13 empty] | <a href="https://www.lutron.com/TechnicalDocumentLibrary/043492.pdf" target="_blank">Warranty Information</a> |  |  |  |  | 0.100 L | [14 empty] | 0 | 0 | 0 | 0 | Lighting Fixtures | 2016-07-15 13:05 | 2024-07-20 11:14 | 0000-00-00 00:00:00 | 2024-07-20 11:14 | 0000-00-00 00:00:00 | [6 empty] | Taupe
4 | Lutron Electronics | SFSQ-F-HO-WH | 4460-3432 | 4460 | 3432 | Lutron Electronics | Ecom_SFSQ-F-HO-WH_withwallplate.jpeg?w=1500 | 27557119115 | SKYLARK QUIET FAN HIGH OUTPUT WHITE | Skylark Fan-Speed Control, Single-pole, quiet 3-speed - for Hunter Original Series fans, 120V/2.0A in white |  | 2.3 | 4.5 | [50 empty] | 0 | 0 | 0 | [6 empty] | 0 | 1 | 1 | EA | 1 |  |  |  | Control And Automation |  | Switches |  | Speed Switch | White | [16 empty] | Traditional | [245 empty] | <a href="https://www.lutron.com/TechnicalDocumentLibrary/033206.pdf" target="_blank">Installation Instructions</a> | [23 empty] | 30.000 DW |  |  | 2.3000 IN | [89 empty] | 1.000 EA | 1.000 EA | [35 empty] | No | [42 empty] | https://www.lutron.com/technicaldocumentlibrary/spec%20guide%20volume%201%20with%20addendums.pdf#page=20 | [7 empty] | Shelf Stock | [13 empty] | <a href="https://www.lutron.com/TechnicalDocumentLibrary/368-4493_Page_2.pdf" target="_blank">Tech Drawing</a> | [25 empty] | 39122240 | [13 empty] | <a href="https://www.lutron.com/TechnicalDocumentLibrary/369-119_Wallbox_Warranty.pdf" target="_blank">Warranty Information</a> |  |  |  |  | 0.250 L | [14 empty] | 0 | 0 | 0 | 0 | Electrical | 2016-07-15 13:08 | 2024-07-20 11:13 | 0000-00-00 00:00:00 | 2024-07-20 11:13 | 0000-00-00 00:00:00 | [6 empty] | White
4 | Lutron Electronics | SFSQ-F-HO-IV | 4460-3433 | 4460 | 3433 | Lutron Electronics | Ecom_SFSQ-F-HO-IV_WithWallPlate.jpeg?w=1500 | 27557119122 | SKYLARK QUIET FAN HIGH OUTPUT IVORY | Skylark Fan-Speed Control, Single-pole, quiet 3-speed - for Hunter Original Series fans, 120V/2.0A in ivory |  | 2.3 | 4.5 | [50 empty] | 0 | 0 | 0 | [6 empty] | 0 | 1 | 1 | EA | 1 |  |  |  | Control And Automation |  | Switches |  | Speed Switch | White | [16 empty] | Traditional | [245 empty] | <a href="https://www.lutron.com/TechnicalDocumentLibrary/033206.pdf" target="_blank">Installation Instructions</a> | [23 empty] | 30.000 DW |  |  | 2.3000 IN | [89 empty] | 1.000 EA | 1.000 EA | [35 empty] | No | [42 empty] | https://www.lutron.com/technicaldocumentlibrary/spec%20guide%20volume%201%20with%20addendums.pdf#page=20 | [7 empty] | Shelf Stock | [13 empty] | <a href="https://www.lutron.com/TechnicalDocumentLibrary/368-4493_Page_2.pdf" target="_blank">Tech Drawing</a> | [25 empty] | 39122240 | [13 empty] | <a href="https://www.lutron.com/TechnicalDocumentLibrary/369-119_Wallbox_Warranty.pdf" target="_blank">Warranty Information</a> |  |  |  |  | 0.250 L | [14 empty] | 0 | 0 | 0 | 0 | Electrical | 2016-07-15 13:08 | 2024-07-20 11:10 | 0000-00-00 00:00:00 | 2024-07-20 11:10 | 0000-00-00 00:00:00 | [6 empty] | Ivory
4 | Lutron Electronics | SFSQ-F-HO-AL | 4460-3434 | 4460 | 3434 | Lutron Electronics | Ecom_SFSQ-F-HO-AL_WithWallPlate.jpeg?w=1500 | 27557119139 | SKYLARK QUIET FAN HIGH OUTPUT ALMOND | Skylark Fan-Speed Control, Single-pole, quiet 3-speed - for Hunter Original Series fans, 120V/2.0A in almond |  | 2.3 | 4.5 | [50 empty] | 0 | 0 | 0 | [6 empty] | 0 | 1 | 1 | EA | 1 |  |  |  | Control And Automation |  | Switches |  | Speed Switch | Nickel | [16 empty] | Traditional | [245 empty] | <a href="https://www.lutron.com/TechnicalDocumentLibrary/033206.pdf" target="_blank">Installation Instructions</a> | [23 empty] | 30.000 DW |  |  | 2.3000 IN | [89 empty] | 1.000 EA | 1.000 EA | [35 empty] | No | [42 empty] | https://www.lutron.com/technicaldocumentlibrary/spec%20guide%20volume%201%20with%20addendums.pdf#page=20 | [7 empty] | Shelf Stock | [13 empty] | <a href="https://www.lutron.com/TechnicalDocumentLibrary/368-4493_Page_2.pdf" target="_blank">Tech Drawing</a> | [25 empty] | 39122240 | [13 empty] | <a href="https://www.lutron.com/TechnicalDocumentLibrary/369-119_Wallbox_Warranty.pdf" target="_blank">Warranty Information</a> |  |  |  |  | 0.250 L | [14 empty] | 0 | 0 | 0 | 0 | Electrical | 2016-07-15 13:08 | 2024-07-20 11:09 | 0000-00-00 00:00:00 | 2024-07-20 11:09 | 0000-00-00 00:00:00 | [6 empty] | Almond
4 | Lutron Electronics | SFSQ-F-HO-LA | 4460-3435 | 4460 | 3435 | Lutron Electronics | Ecom_SFSQ-F-HO-LA_WithWallPlate.jpeg?w=1500 | 27557119146 | SKYLARK QUIET FAN HIGH OUTPUT LT ALMND | Skylark Fan-Speed Control, Single-pole, quiet 3-speed - for Hunter Original Series fans, 120V/2.0A in light almond |  | 2.3 | 4.5 | [50 empty] | 0 | 0 | 0 | [6 empty] | 0 | 1 | 1 | EA | 1 |  |  |  | Control And Automation |  | Switches |  | Speed Switch | Gray | [16 empty] | Traditional | [245 empty] | <a href="https://www.lutron.com/TechnicalDocumentLibrary/033206.pdf" target="_blank">Installation Instructions</a> | [23 empty] | 30.000 DW |  |  | 2.3000 IN | [89 empty] | 1.000 EA | 1.000 EA | [35 empty] | No | [42 empty] | https://www.lutron.com/technicaldocumentlibrary/spec%20guide%20volume%201%20with%20addendums.pdf#page=20 | [7 empty] | Shelf Stock | [13 empty] | <a href="https://www.lutron.com/TechnicalDocumentLibrary/368-4493_Page_2.pdf" target="_blank">Tech Drawing</a> | [25 empty] | 39122240 | [13 empty] | <a href="https://www.lutron.com/TechnicalDocumentLibrary/369-119_Wallbox_Warranty.pdf" target="_blank">Warranty Information</a> |  |  |  |  | 0.250 L | [14 empty] | 0 | 0 | 0 | 0 | Electrical | 2016-07-15 13:08 | 2024-07-20 11:14 | 0000-00-00 00:00:00 | 2024-07-20 11:14 | 0000-00-00 00:00:00
4 | Lutron Electronics | SFSQ-F-HO-GR | 4460-3436 | 4460 | 3436 | Lutron Electronics | Ecom_SFSQ-F-HO-GR_WithWallPlate.jpeg?w=1500 | 27557119153 | SKYLARK QUIET FAN HIGH OUTPUT GRAY | Skylark Fan-Speed Control, Single-pole, quiet 3-speed - for Hunter Original Series fans, 120V/2.0A in gray |  | 2.3 | 4.5 | [50 empty] | 0 | 0 | 0 | [6 empty] | 0 | 1 | 1 | EA | 1 |  |  |  | Control And Automation |  | Switches |  | Speed Switch | Gray | [16 empty] | Traditional | [245 empty] | <a href="https://www.lutron.com/TechnicalDocumentLibrary/033206.pdf" target="_blank">Installation Instructions</a> | [23 empty] | 30.000 DW |  |  | 2.3000 IN | [89 empty] | 1.000 EA | 1.000 EA | [35 empty] | No | [42 empty] | https://www.lutron.com/technicaldocumentlibrary/spec%20guide%20volume%201%20with%20addendums.pdf#page=20 | [7 empty] | Shelf Stock | [13 empty] | <a href="https://www.lutron.com/TechnicalDocumentLibrary/368-4493_Page_2.pdf" target="_blank">Tech Drawing</a> | [25 empty] | 39122240 | [13 empty] | <a href="https://www.lutron.com/TechnicalDocumentLibrary/369-119_Wallbox_Warranty.pdf" target="_blank">Warranty Information</a> |  |  |  |  | 0.250 L | [14 empty] | 0 | 0 | 0 | 0 | Electrical | 2016-07-15 13:09 | 2024-07-20 11:09 | 0000-00-00 00:00:00 | 2024-07-20 11:09 | 0000-00-00 00:00:00 | [6 empty] | Gray
4 | Lutron Electronics | SFSQ-F-HO-BR | 4460-3437 | 4460 | 3437 | Lutron Electronics | Ecom_SFSQ-F-HO-BR_WithWallPlate.jpeg?w=1500 | 27557119160 | SKYLARK QUIET FAN HIGH OUTPUT BROWN | Skylark Fan-Speed Control, Single-pole, quiet 3-speed - for Hunter Original Series fans, 120V/2.0A in brown |  | 2.3 | 4.5 | [50 empty] | 0 | 0 | 0 | [6 empty] | 0 | 1 | 1 | EA | 1 |  |  |  | Control And Automation |  | Switches |  | Speed Switch | Brown | [16 empty] | Traditional | [245 empty] | <a href="https://www.lutron.com/TechnicalDocumentLibrary/033206.pdf" target="_blank">Installation Instructions</a> | [23 empty] | 30.000 DW |  |  | 2.3000 IN | [89 empty] | 1.000 EA | 1.000 EA | [35 empty] | No | [42 empty] | https://www.lutron.com/technicaldocumentlibrary/spec%20guide%20volume%201%20with%20addendums.pdf#page=20 | [7 empty] | Shelf Stock | [13 empty] | <a href="https://www.lutron.com/TechnicalDocumentLibrary/368-4493_Page_2.pdf" target="_blank">Tech Drawing</a> | [25 empty] | 39122240 | [13 empty] | <a href="https://www.lutron.com/TechnicalDocumentLibrary/369-119_Wallbox_Warranty.pdf" target="_blank">Warranty Information</a> |  |  |  |  | 0.250 L | [14 empty] | 0 | 0 | 0 | 0 | Electrical | 2016-07-15 13:09 | 2024-07-20 11:10 | 0000-00-00 00:00:00 | 2024-07-20 11:10 | 0000-00-00 00:00:00 | [6 empty] | Brown
4 | Lutron Electronics | SFSQ-F-HO-BL | 4460-3438 | 4460 | 3438 | Lutron Electronics | Ecom_SFSQ-F-HO-BL_WithWallPlate.jpeg?w=1500 | 27557119177 | SKYLARK QUIET FAN HIGH OUTPUT BLACK | Skylark Fan-Speed Control, Single-pole, quiet 3-speed - for Hunter Original Series fans, 120V/2.0A in black |  | 2.3 | 4.5 | [50 empty] | 0 | 0 | 0 | [6 empty] | 0 | 1 | 1 | EA | 1 |  |  |  | Control And Automation |  | Switches |  | Speed Switch | Black | [16 empty] | Traditional | [245 empty] | <a href="https://www.lutron.com/TechnicalDocumentLibrary/033206.pdf" target="_blank">Installation Instructions</a> | [23 empty] | 30.000 DW |  |  | 2.3000 IN | [89 empty] | 1.000 EA | 1.000 EA | [35 empty] | No | [42 empty] | https://www.lutron.com/technicaldocumentlibrary/spec%20guide%20volume%201%20with%20addendums.pdf#page=20 | [7 empty] | Shelf Stock | [13 empty] | <a href="https://www.lutron.com/TechnicalDocumentLibrary/368-4493_Page_2.pdf" target="_blank">Tech Drawing</a> | [25 empty] | 39122240 | [13 empty] | <a href="https://www.lutron.com/TechnicalDocumentLibrary/369-119_Wallbox_Warranty.pdf" target="_blank">Warranty Information</a> |  |  |  |  | 0.250 L | [14 empty] | 0 | 0 | 0 | 0 | Electrical | 2016-07-15 13:09 | 2024-07-20 11:08 | 0000-00-00 00:00:00 | 2024-07-20 11:08 | 0000-00-00 00:00:00 | [6 empty] | Black
4 | Lutron Electronics | DVFSQ-F-HO-WH | 4460-3439 | 4460 | 3439 | Lutron Electronics | Ecom_DVFSQ-F-WH_nowallplate.jpeg | 27557119184 | DIVA QUIET FANSPEED HIGH OUT | Lutron Diva 3-Speed 2A Fan Control, Single-Pole/3-Way, White |  | 2.3 | 4.6 |  | Ecom_DVFSQ-F-WH_nowallplate.jpeg | http://grandbrass.xologic.com/vendors/4460/large/Ecom_DVFSQ-F-WH_nowallplate.jpeg | [47 empty] | 0 | 0 | 0 | [6 empty] | 0 | 1 | 1 | EA | 1 | Fan Accessories |  |  | Control And Automation |  | Switches |  | Speed Switch | White | [16 empty] | Traditional |  |  | Fan Wall Mount Controls | [242 empty] | <a href="https://www.lutron.com/TechnicalDocumentLibrary/0301990.pdf" target="_blank">Installation Instructions</a> | [23 empty] | 10.000 DW |  |  | 2.3000 IN | [89 empty] | 1.000 EA | 1.000 EA | [35 empty] | No | [42 empty] | https://www.lutron.com/TechnicalDocumentLibrary/Catalog_Diva.pdf | [7 empty] | Shelf Stock | [13 empty] | <a href="https://www.lutron.com/TechnicalDocumentLibrary/368-4493_Page_5.pdf" target="_blank">Tech Drawing</a> | [25 empty] | 39122240 | [13 empty] | <a href="https://www.lutron.com/TechnicalDocumentLibrary/369-119_Wallbox_Warranty.pdf" target="_blank">Warranty Information</a> |  |  |  |  | 0.300 L | [14 empty] | 0 | 0 | 0 | 0 | Electrical | 2016-07-15 13:09 | 2024-07-20 11:08 | 0000-00-00 00:00:00 | 2025-11-29 02:00 | 0000-00-00 00:00:00 | [6 empty] | White
4 | Lutron Electronics | DVFSQ-F-HO-IV | 4460-3440 | 4460 | 3440 | Lutron Electronics | Ecom_DVFSQ-F-IV_nowallplate.jpeg | 27557119191 | DIVA QUIET FANSPEED HIGH OUTPT IVORY | Lutron Diva 3-Speed 2A Fan Control, Single-Pole/3-Way, Ivory |  | 2.3 | 4.6 |  | Ecom_DVFSQ-F-IV_nowallplate.jpeg | http://grandbrass.xologic.com/vendors/4460/large/Ecom_DVFSQ-F-IV_nowallplate.jpeg | [47 empty] | 0 | 0 | 0 | [6 empty] | 0 | 1 | 1 | EA | 1 | Fan Accessories |  |  | Control And Automation |  | Switches |  | Speed Switch | White | [16 empty] | Traditional |  |  | Fan Wall Mount Controls | [242 empty] | <a href="https://www.lutron.com/TechnicalDocumentLibrary/0301990.pdf" target="_blank">Installation Instructions</a> | [23 empty] | 10.000 DW |  |  | 2.3000 IN | [89 empty] | 1.000 EA | 1.000 EA | [35 empty] | No | [42 empty] | https://www.lutron.com/TechnicalDocumentLibrary/Catalog_Diva.pdf | [7 empty] | Shelf Stock | [13 empty] | <a href="https://www.lutron.com/TechnicalDocumentLibrary/368-4493_Page_5.pdf" target="_blank">Tech Drawing</a> | [25 empty] | 39122240 | [13 empty] | <a href="https://www.lutron.com/TechnicalDocumentLibrary/369-119_Wallbox_Warranty.pdf" target="_blank">Warranty Information</a> |  |  |  |  | 0.300 L | [14 empty] | 0 | 0 | 0 | 0 | Electrical | 2016-07-15 13:09 | 2024-07-20 11:10 | 0000-00-00 00:00:00 | 2025-11-29 02:00 | 0000-00-00 00:00:00 | [6 empty] | Ivory
4 | Lutron Electronics | DVFSQ-F-HO-AL | 4460-3441 | 4460 | 3441 | Lutron Electronics | Ecom_DVFSQ-F-AL_nowallplate.jpeg | 27557119207 | DIVA QUIET FANSPEED HIGH OUTPT ALMND | Lutron Diva 3-Speed 2A Fan Control, Single-Pole/3-Way, Almond |  | 2.3 | 4.6 |  | Ecom_DVFSQ-F-AL_nowallplate.jpeg | http://grandbrass.xologic.com/vendors/4460/large/Ecom_DVFSQ-F-AL_nowallplate.jpeg | [47 empty] | 0 | 0 | 0 | [6 empty] | 0 | 1 | 1 | EA | 1 | Fan Accessories |  |  | Control And Automation |  | Switches |  | Speed Switch | Nickel | [16 empty] | Traditional |  |  | Fan Wall Mount Controls | [242 empty] | <a href="https://www.lutron.com/TechnicalDocumentLibrary/0301990.pdf" target="_blank">Installation Instructions</a> | [23 empty] | 10.000 DW |  |  | 2.3000 IN | [89 empty] | 1.000 EA | 1.000 EA | [35 empty] | No | [42 empty] | https://www.lutron.com/TechnicalDocumentLibrary/Catalog_Diva.pdf | [7 empty] | Shelf Stock | [13 empty] | <a href="https://www.lutron.com/TechnicalDocumentLibrary/368-4493_Page_5.pdf" target="_blank">Tech Drawing</a> | [25 empty] | 39122240 | [13 empty] | <a href="https://www.lutron.com/TechnicalDocumentLibrary/369-119_Wallbox_Warranty.pdf" target="_blank">Warranty Information</a> |  |  |  |  | 0.300 L | [14 empty] | 0 | 0 | 0 | 0 | Electrical | 2016-07-15 13:09 | 2024-07-20 11:10 | 0000-00-00 00:00:00 | 2025-11-29 02:00 | 0000-00-00 00:00:00 | [6 empty] | Almond
4 | Lutron Electronics | DVFSQ-F-HO-LA | 4460-3442 | 4460 | 3442 | Lutron Electronics | Ecom_DVFSQ-F-LA_nowallplate.jpeg | 27557119214 | DIVA QUIET FANSPEED HIGH OUTPT LT ALMOND | Lutron Diva 3-Speed 2A Fan Control, Single-Pole/3-Way, Light Almond |  | 2.3 | 4.6 |  | Ecom_DVFSQ-F-LA_nowallplate.jpeg | http://grandbrass.xologic.com/vendors/4460/large/Ecom_DVFSQ-F-LA_nowallplate.jpeg | [47 empty] | 0 | 0 | 0 | [6 empty] | 0 | 1 | 1 | EA | 1 | Fan Accessories |  |  | Control And Automation |  | Switches |  | Speed Switch | White | [16 empty] | Traditional |  |  | Fan Wall Mount Controls | [242 empty] | <a href="https://www.lutron.com/TechnicalDocumentLibrary/0301990.pdf" target="_blank">Installation Instructions</a> | [23 empty] | 10.000 DW |  |  | 2.3000 IN | [89 empty] | 1.000 EA | 1.000 EA | [35 empty] | No | [42 empty] | https://www.lutron.com/TechnicalDocumentLibrary/Catalog_Diva.pdf | [7 empty] | Shelf Stock | [13 empty] | <a href="https://www.lutron.com/TechnicalDocumentLibrary/368-4493_Page_5.pdf" target="_blank">Tech Drawing</a> | [25 empty] | 39122240 | [13 empty] | <a href="https://www.lutron.com/TechnicalDocumentLibrary/369-119_Wallbox_Warranty.pdf" target="_blank">Warranty Information</a> |  |  |  |  | 0.300 L | [14 empty] | 0 | 0 | 0 | 0 | Electrical | 2016-07-15 13:09 | 2024-07-20 11:14 | 0000-00-00 00:00:00 | 2025-11-29 02:00 | 0000-00-00 00:00:00
4 | Lutron Electronics | DVFSQ-F-HO-GR | 4460-3443 | 4460 | 3443 | Lutron Electronics | Ecom_DVFSQ-F-GR_nowallplate.jpeg | 27557119221 | DIVA QUIET FANSPEED HIGH OUTPT GRAY | Lutron Diva 3-Speed 2A Fan Control, Single-Pole/3-Way, Gray |  | 2.3 | 4.6 |  | Ecom_DVFSQ-F-GR_nowallplate.jpeg | http://grandbrass.xologic.com/vendors/4460/large/Ecom_DVFSQ-F-GR_nowallplate.jpeg | [47 empty] | 0 | 0 | 0 | [6 empty] | 0 | 1 | 1 | EA | 1 | Fan Accessories |  |  | Control And Automation |  | Switches |  | Speed Switch | Gray | [16 empty] | Traditional |  |  | Fan Wall Mount Controls | [242 empty] | <a href="https://www.lutron.com/TechnicalDocumentLibrary/0301990.pdf" target="_blank">Installation Instructions</a> | [23 empty] | 10.000 DW |  |  | 2.3000 IN | [89 empty] | 1.000 EA | 1.000 EA | [35 empty] | No | [42 empty] | https://www.lutron.com/TechnicalDocumentLibrary/Catalog_Diva.pdf | [7 empty] | Shelf Stock | [13 empty] | <a href="https://www.lutron.com/TechnicalDocumentLibrary/368-4493_Page_5.pdf" target="_blank">Tech Drawing</a> | [25 empty] | 39122240 | [13 empty] | <a href="https://www.lutron.com/TechnicalDocumentLibrary/369-119_Wallbox_Warranty.pdf" target="_blank">Warranty Information</a> |  |  |  |  | 0.300 L | [14 empty] | 0 | 0 | 0 | 0 | Electrical | 2016-07-15 13:09 | 2024-07-20 11:14 | 0000-00-00 00:00:00 | 2025-11-29 02:00 | 0000-00-00 00:00:00 | [6 empty] | Gray
4 | Lutron Electronics | DVFSQ-F-HO-BR | 4460-3444 | 4460 | 3444 | Lutron Electronics | Ecom_DVFSQ-F-BR_nowallplate.jpeg | 27557119238 | DIVA QUIET FANSPEED HIGH OUTPT BROWN | Lutron Diva 3-Speed 2A Fan Control, Single-Pole/3-Way, Brown |  | 2.3 | 4.6 |  | Ecom_DVFSQ-F-BR_nowallplate.jpeg | http://grandbrass.xologic.com/vendors/4460/large/Ecom_DVFSQ-F-BR_nowallplate.jpeg | [47 empty] | 0 | 0 | 0 | [6 empty] | 0 | 1 | 1 | EA | 1 | Fan Accessories |  |  | Control And Automation |  | Switches |  | Speed Switch | Brown | [16 empty] | Traditional |  |  | Fan Wall Mount Controls | [242 empty] | <a href="https://www.lutron.com/TechnicalDocumentLibrary/0301990.pdf" target="_blank">Installation Instructions</a> | [23 empty] | 10.000 DW |  |  | 2.3000 IN | [89 empty] | 1.000 EA | 1.000 EA | [35 empty] | No | [42 empty] | https://www.lutron.com/TechnicalDocumentLibrary/Catalog_Diva.pdf | [7 empty] | Shelf Stock | [13 empty] | <a href="https://www.lutron.com/TechnicalDocumentLibrary/368-4493_Page_5.pdf" target="_blank">Tech Drawing</a> | [25 empty] | 39122240 | [13 empty] | <a href="https://www.lutron.com/TechnicalDocumentLibrary/369-119_Wallbox_Warranty.pdf" target="_blank">Warranty Information</a> |  |  |  |  | 0.300 L | [14 empty] | 0 | 0 | 0 | 0 | Electrical | 2016-07-15 13:09 | 2024-07-20 11:10 | 0000-00-00 00:00:00 | 2025-11-29 02:00 | 0000-00-00 00:00:00 | [6 empty] | Brown
4 | Lutron Electronics | DVFSQ-F-HO-BL | 4460-3445 | 4460 | 3445 | Lutron Electronics | Ecom_DVFSQ-F-BL_nowallplate.jpeg | 27557119245 | DIVA QUIET FANSPEED HIGH OUTPT BLACK | Lutron Diva 3-Speed 2A Fan Control, Single-Pole/3-Way, Black |  | 2.3 | 4.6 |  | Ecom_DVFSQ-F-BL_nowallplate.jpeg | http://grandbrass.xologic.com/vendors/4460/large/Ecom_DVFSQ-F-BL_nowallplate.jpeg | [47 empty] | 0 | 0 | 0 | [6 empty] | 0 | 1 | 1 | EA | 1 | Fan Accessories |  |  | Control And Automation |  | Switches |  | Speed Switch | Black | [16 empty] | Traditional |  |  | Fan Wall Mount Controls | [242 empty] | <a href="https://www.lutron.com/TechnicalDocumentLibrary/0301990.pdf" target="_blank">Installation Instructions</a> | [23 empty] | 10.000 DW |  |  | 2.3000 IN | [89 empty] | 1.000 EA | 1.000 EA | [35 empty] | No | [42 empty] | https://www.lutron.com/TechnicalDocumentLibrary/Catalog_Diva.pdf | [7 empty] | Shelf Stock | [13 empty] | <a href="https://www.lutron.com/TechnicalDocumentLibrary/368-4493_Page_5.pdf" target="_blank">Tech Drawing</a> | [25 empty] | 39122240 | [13 empty] | <a href="https://www.lutron.com/TechnicalDocumentLibrary/369-119_Wallbox_Warranty.pdf" target="_blank">Warranty Information</a> |  |  |  |  | 0.300 L | [14 empty] | 0 | 0 | 0 | 0 | Electrical | 2016-07-15 13:09 | 2024-07-20 11:42 | 0000-00-00 00:00:00 | 2025-11-29 02:00 | 0000-00-00 00:00:00 | [6 empty] | Black
4 | Lutron Electronics | CW-3-WH-24 | 4460-3446 | 4460 | 3446 | Lutron Electronics | Ecom_CW-3-WH.jpeg | 27557157117 | CLARO WALLPLATE 3 GNG 24 PK WHITE | Claro Wallplate, Gloss Finish, Three-gang contractor 24-pack in white |  | 15 | 5.2 |  | Ecom_CW-3-WH.jpeg | http://grandbrass.xologic.com/vendors/4460/large/Ecom_CW-3-WH.jpeg | [47 empty] | 0 | 0 | 0 | [6 empty] | 0 | 1 | 1 | EA | 1 | Lighting Controls |  |  | Fittings and Hardware |  | Electrical Hardware And Supplies |  | Wallplates | White | [16 empty] | Traditional |  |  | Switch Plates | [242 empty] | <a href="https://www.lutron.com/TechnicalDocumentLibrary/03099903B.pdf" target="_blank">Installation Instructions</a> | [23 empty] | 10.000 DW |  |  | 21.7500 IN | [89 empty] | 1.000 EA | 1.000 EA | [35 empty] | No | [42 empty] | https://www.lutron.com/TechnicalDocumentLibrary/Maestro.pdf | [7 empty] | Shelf Stock | [39 empty] | 39121704 | [13 empty] | <a href="https://www.lutron.com/TechnicalDocumentLibrary/369-119_Wallbox_Warranty.pdf" target="_blank">Warranty Information</a> |  |  |  |  | 3.000 L | [14 empty] | 0 | 0 | 0 | 0 | Electrical | 2016-07-15 13:09 | 2024-07-20 11:14 | 0000-00-00 00:00:00 | 2025-11-29 02:00 | 0000-00-00 00:00:00 | [6 empty] | White
4 | Lutron Electronics | CW-1-IV-96 | 4460-3450 | 4460 | 3450 | Lutron Electronics | Ecom_CW-1-IV.jpeg | 27557162104 | CLARO WALLPLATE 1 GNG 96 PK IVORY | Claro Wallplate, Gloss Finish, Single-gang contractor 96-pack in ivory |  | 14.7 | 21.6 |  | Ecom_CW-1-IV.jpeg | http://grandbrass.xologic.com/vendors/4460/large/Ecom_CW-1-IV.jpeg | [47 empty] | 0 | 0 | 0 | [6 empty] | 0 | 1 | 1 | EA | 1 | Lighting Controls |  |  | Fittings and Hardware |  | Electrical Hardware And Supplies |  | Wallplates | White | [16 empty] | Traditional |  |  | Switch Plates | [242 empty] | <a href="https://www.lutron.com/TechnicalDocumentLibrary/03099903B.pdf" target="_blank">Installation Instructions</a> | [23 empty] | 5.000 DW |  |  | 5.3000 IN | [89 empty] | 1.000 EA | 1.000 EA | [35 empty] | No | [42 empty] | https://www.lutron.com/TechnicalDocumentLibrary/Maestro.pdf | [7 empty] | Shelf Stock | [39 empty] | 39121704 | [13 empty] | <a href="https://www.lutron.com/TechnicalDocumentLibrary/369-119_Wallbox_Warranty.pdf" target="_blank">Warranty Information</a> |  |  |  |  | 9.750 L | [14 empty] | 0 | 0 | 0 | 0 | Electrical | 2016-07-15 13:09 | 2024-07-20 11:13 | 0000-00-00 00:00:00 | 2025-11-29 02:00 | 0000-00-00 00:00:00 | [6 empty] | Ivory
4 | Lutron Electronics | CW-1-BL-96 | 4460-3452 | 4460 | 3452 | Lutron Electronics | Ecom_CW-1-BL.jpeg | 27557162128 | CLARO WALLPLATE 1 GNG 96 PK BLACK | Claro Wallplate, Gloss Finish, Single-gang contractor 96-pack in black |  | 15 | 5.4 |  | Ecom_CW-1-BL.jpeg | http://grandbrass.xologic.com/vendors/4460/large/Ecom_CW-1-BL.jpeg | [47 empty] | 0 | 0 | 0 | [6 empty] | 0 | 1 | 1 | EA | 1 | Lighting Controls |  |  | Fittings and Hardware |  | Electrical Hardware And Supplies |  | Wallplates | Black | [16 empty] | Traditional |  |  | Switch Plates | [242 empty] | <a href="https://www.lutron.com/TechnicalDocumentLibrary/03099903B.pdf" target="_blank">Installation Instructions</a> | [23 empty] | 10.000 DW |  |  | 21.5000 IN | [89 empty] | 1.000 EA | 1.000 EA | [35 empty] | No | [42 empty] | https://www.lutron.com/TechnicalDocumentLibrary/Maestro.pdf | [7 empty] | Shelf Stock | [39 empty] | 39121704 | [13 empty] | <a href="https://www.lutron.com/TechnicalDocumentLibrary/369-119_Wallbox_Warranty.pdf" target="_blank">Warranty Information</a> |  |  |  |  | 9.750 L | [14 empty] | 0 | 0 | 0 | 0 | Electrical | 2016-07-15 13:09 | 2024-07-20 11:14 | 0000-00-00 00:00:00 | 2025-11-29 02:00 | 0000-00-00 00:00:00 | [6 empty] | Black
4 | Lutron Electronics | RP-FDU-10-WH | 4460-3460 | 4460 | 3460 | Lutron Electronics | RP-FDU-10-WH.jpg | 27557164252 | RECEPTACLE PLUG DIMMING USE WHITE | Lutron 120/127 V replacement plug for dimming receptacle in white |  | 2.4 | 4.5 |  | RP-FDU-10-WH.jpg | http://grandbrass.xologic.com/vendors/4460/large/RP-FDU-10-WH.jpg | [47 empty] | 0 | 0 | 0 | [6 empty] | 0 | 1 | 1 | EA | 1 | Lighting Controls |  |  | Electrical Distribution Equipment |  | Receptacles |  | Electrical Plug or Receptacle Adapter | White | [19 empty] | Cords | [266 empty] | 10.000 DW |  |  | 2.4000 IN | [7 empty] | <a href="https://www.lutron.com/TechnicalDocumentLibrary/NovaT_Accessories.pdf" target="_blank">Line Drawing</a> | [81 empty] | 1.000 EA | 1.000 EA | [35 empty] | No | [42 empty] | https://www.lutron.com/TechnicalDocumentLibrary/369269_ENG.pdf | [7 empty] | Shelf Stock | [39 empty] | 39121469 | [13 empty] | <a href="https://www.lutron.com/TechnicalDocumentLibrary/043492.pdf" target="_blank">Warranty Information</a> |  |  |  |  | 0.100 L | [14 empty] | 0 | 0 | 0 | 0 | Electrical | 2016-07-15 13:09 | 2024-07-20 11:10 | 0000-00-00 00:00:00 | 2025-11-29 02:00 | 0000-00-00 00:00:00 | [6 empty] | White
4 | Lutron Electronics | CW-1-LA-96 | 4460-3473 | 4460 | 3473 | Lutron Electronics | Ecom_CW-1-LA.jpeg | 27557219402 | CLARO FACEPLATE ASSY 1 GANG | Claro Wallplate, Gloss Finish, Single-gang contractor 96-pack in light almond |  | 14.7 | 21.6 |  | Ecom_CW-1-LA.jpeg | http://grandbrass.xologic.com/vendors/4460/large/Ecom_CW-1-LA.jpeg | [47 empty] | 0 | 0 | 0 | [6 empty] | 0 | 1 | 1 | EA | 1 | Lighting Controls |  |  | Fittings and Hardware |  | Electrical Hardware And Supplies |  | Wallplates | White | [16 empty] | Traditional |  |  | Switch Plates | [242 empty] | <a href="https://www.lutron.com/TechnicalDocumentLibrary/03099903B.pdf" target="_blank">Installation Instructions</a> | [23 empty] | 5.000 DW |  |  | 5.3000 IN | [89 empty] | 1.000 EA | 1.000 EA | [35 empty] | No | [42 empty] | https://www.lutron.com/TechnicalDocumentLibrary/Maestro.pdf | [7 empty] | Shelf Stock | [39 empty] | 39121704 | [13 empty] | <a href="https://www.lutron.com/TechnicalDocumentLibrary/369-119_Wallbox_Warranty.pdf" target="_blank">Warranty Information</a> |  |  |  |  | 9.750 L | [14 empty] | 0 | 0 | 0 | 0 | Electrical | 2016-07-15 13:10 | 2024-07-20 11:09 | 0000-00-00 00:00:00 | 2025-11-29 02:00 | 0000-00-00 00:00:00
4 | Lutron Electronics | CON-1P-C6-BL | 4460-3476 | 4460 | 3476 | Lutron Electronics | CON-1P-C6-BL.jpg | 27557222877 | SINGLE PACK CAT 6 PHONE JACK BLACK | Lutron 6-Port Frame and Connector - telephone jack 8-conductor, RJ45 category 6 (Gloss) in black |  | 4 | 0.25 |  | CON-1P-C6-BL.jpg | http://grandbrass.xologic.com/vendors/4460/large/CON-1P-C6-BL.jpg | [47 empty] | 0 | 0 | 0 | [6 empty] | 0 | 1 | 1 | EA | 1 | Specialty Items |  |  | Lugs Plugs And Connectors |  | Plugs |  | Jack For Plug | Black | [16 empty] | Traditional |  |  | Connectors | [242 empty] | <a href="https://www.lutron.com/TechnicalDocumentLibrary/sixportframe.pdf" target="_blank">Installation Instructions</a> | [23 empty] | 35.000 DW |  |  | 6.3700 IN | [89 empty] | 1.000 EA | 1.000 EA | [35 empty] | No | [42 empty] | https://www.lutron.com/TechnicalDocumentLibrary/sixportframe.pdf | [7 empty] | Shelf Stock | [39 empty] | 39121463 | [13 empty] | <a href="https://www.lutron.com/TechnicalDocumentLibrary/369-119_Wallbox_Warranty.pdf" target="_blank">Warranty Information</a> |  |  |  |  | 0.100 L | [14 empty] | 0 | 0 | 0 | 0 | Electrical | 2016-07-15 13:10 | 2024-07-20 11:12 | 0000-00-00 00:00:00 | 2025-11-29 02:00 | 0000-00-00 00:00:00 | [6 empty] | Black
4 | Lutron Electronics | CON-1P-C5E-BL | 4460-3478 | 4460 | 3478 | Lutron Electronics | CON-1P-C5E-BL.jpg | 27557263320 | SINGLE CAT 5E PHONE JACK BL | Lutron 6-Port Frame and Connector- telephone jack 8-conductor, RJ45 category 5e (Gloss) in black |  | 4 | 0.25 |  | CON-1P-C5E-BL.jpg | http://grandbrass.xologic.com/vendors/4460/large/CON-1P-C5E-BL.jpg | [47 empty] | 0 | 0 | 0 | [6 empty] | 0 | 1 | 1 | EA | 1 | Specialty Items |  |  | Lugs Plugs And Connectors |  | Plugs |  | Jack For Plug | Black | [16 empty] | Traditional |  |  | Connectors | [242 empty] | <a href="https://www.lutron.com/TechnicalDocumentLibrary/sixportframe.pdf" target="_blank">Installation Instructions</a> | [23 empty] | 10.000 DW |  |  | 6.3700 IN | [89 empty] | 1.000 EA | 1.000 EA | [35 empty] | No | [42 empty] | https://www.lutron.com/TechnicalDocumentLibrary/sixportframe.pdf | [7 empty] | Shelf Stock | [39 empty] | 39121463 | [13 empty] | <a href="https://www.lutron.com/TechnicalDocumentLibrary/369-119_Wallbox_Warranty.pdf" target="_blank">Warranty Information</a> |  |  |  |  | 0.100 L | [14 empty] | 0 | 0 | 0 | 0 | Electrical | 2016-07-15 13:10 | 2024-07-20 11:12 | 0000-00-00 00:00:00 | 2025-11-29 02:00 | 0000-00-00 00:00:00 | [6 empty] | Black
4 | Lutron Electronics | CON-1C-BL | 4460-3479 | 4460 | 3479 | Lutron Electronics | CON-1C-BL.jpg | 27557263337 | SINGLE CABLE JACK BL | Lutron 6-Port Frame and Connector - cable jack F-style, 75 Ohm coaxial cable (Gloss) in black |  | 4 | 0.25 |  | CON-1C-BL.jpg | http://grandbrass.xologic.com/vendors/4460/large/CON-1C-BL.jpg | [47 empty] | 0 | 0 | 0 | [6 empty] | 0 | 1 | 1 | EA | 1 | Specialty Items |  |  | Lugs Plugs And Connectors |  | Plugs |  | Jack For Plug | Black | [16 empty] | Traditional |  |  | Connectors | [242 empty] | <a href="https://www.lutron.com/TechnicalDocumentLibrary/sixportframe.pdf" target="_blank">Installation Instructions</a> | [23 empty] | 10.000 DW |  |  | 6.3700 IN | [89 empty] | 1.000 EA | 1.000 EA | [35 empty] | No | [42 empty] | https://www.lutron.com/TechnicalDocumentLibrary/sixportframe.pdf | [7 empty] | Shelf Stock | [39 empty] | 39121463 | [13 empty] | <a href="https://www.lutron.com/TechnicalDocumentLibrary/369-119_Wallbox_Warranty.pdf" target="_blank">Warranty Information</a> |  |  |  |  | 0.100 L | [14 empty] | 0 | 0 | 0 | 0 | Electrical | 2016-07-15 13:10 | 2024-07-20 11:08 | 0000-00-00 00:00:00 | 2025-11-29 02:00 | 0000-00-00 00:00:00 | [6 empty] | Black
1 | Lutron Electronics | NT-BI-WH | 4460-3480 | 4460 | 3480 | Lutron Electronics | NT-BI-WH.jpg | 27557334129 | NOVA T BLANK INSERT WHITE | Nova T Accessory, Blank Insert, Architectural matte blank insert in white |  | 5.3 | 3.9 |  | NT-BI-WH.jpg | http://grandbrass.xologic.com/vendors/4460/large/NT-BI-WH.jpg | [47 empty] | 0 | 0 | 0 | [6 empty] | 0 | 1 | 1 | EA | 1 | Specialty Items | [7 empty] | White | [19 empty] | Lighting Accessories | [242 empty] | <a href="https://www.lutron.com/TechnicalDocumentLibrary/0301030A.pdf" target="_blank">Installation Instructions</a> | [23 empty] | 10.000 DW |  |  | 5.3000 IN | [89 empty] | 1.000 EA | 1.000 EA | [35 empty] | No | [42 empty] | https://assets.lutron.com/a/documents/spec%20guide%20volume%201%20with%20addendums.pdf#page=68 | [7 empty] | Shelf Stock | [39 empty] | 39122221 | [13 empty] | <a href="https://www.lutron.com/TechnicalDocumentLibrary/369-119_Wallbox_Warranty.pdf" target="_blank">Warranty Information</a> |  |  |  |  | 0.250 L | [14 empty] | 0 | 0 | 0 | 0 | Lighting Fixtures | 2016-07-15 13:10 | 2024-07-20 11:09 | 0000-00-00 00:00:00 | 2024-07-20 11:09 | 0000-00-00 00:00:00 | [6 empty] | Biscuit
1 | Lutron Electronics | NT-BI-BE | 4460-3481 | 4460 | 3481 | Lutron Electronics | NT-BI-BE.jpg | 27557334143 | NOVA T BLANK INSERT BEIGE | Nova T Accessory, Blank Insert, Architectural matte blank insert in beige |  | 5.3 | 3.9 |  | NT-BI-BE.jpg | http://grandbrass.xologic.com/vendors/4460/large/NT-BI-BE.jpg | [47 empty] | 0 | 0 | 0 | [6 empty] | 0 | 1 | 1 | EA | 1 | Specialty Items | [7 empty] | White | [19 empty] | Lighting Accessories | [242 empty] | <a href="https://www.lutron.com/TechnicalDocumentLibrary/0301030A.pdf" target="_blank">Installation Instructions</a> | [23 empty] | 10.000 DW |  |  | 5.3000 IN | [89 empty] | 1.000 EA | 1.000 EA | [35 empty] | No | [42 empty] | https://assets.lutron.com/a/documents/spec%20guide%20volume%201%20with%20addendums.pdf#page=68 | [7 empty] | Shelf Stock | [39 empty] | 39122221 | [13 empty] | <a href="https://www.lutron.com/TechnicalDocumentLibrary/369-119_Wallbox_Warranty.pdf" target="_blank">Warranty Information</a> |  |  |  |  | 0.250 L | [14 empty] | 0 | 0 | 0 | 0 | Lighting Fixtures | 2016-07-15 13:10 | 2024-07-20 11:10 | 0000-00-00 00:00:00 | 2024-07-20 11:10 | 0000-00-00 00:00:00 | [6 empty] | Beige
1 | Lutron Electronics | NT-BI-BL | 4460-3482 | 4460 | 3482 | Lutron Electronics | NT-BI-BL.jpg | 27557334167 | NOVA T BLANK INSERT BLACK | Nova T Accessory, Blank Insert, Architectural matte blank insert in black |  | 5.3 | 3.9 |  | NT-BI-BL.jpg | http://grandbrass.xologic.com/vendors/4460/large/NT-BI-BL.jpg | [47 empty] | 0 | 0 | 0 | [6 empty] | 0 | 1 | 1 | EA | 1 | Specialty Items | [7 empty] | Black | [19 empty] | Lighting Accessories | [242 empty] | <a href="https://www.lutron.com/TechnicalDocumentLibrary/0301030A.pdf" target="_blank">Installation Instructions</a> | [23 empty] | 10.000 DW |  |  | 5.3000 IN | [89 empty] | 1.000 EA | 1.000 EA | [35 empty] | No | [42 empty] | https://assets.lutron.com/a/documents/spec%20guide%20volume%201%20with%20addendums.pdf#page=68 | [7 empty] | Shelf Stock | [39 empty] | 39122221 | [13 empty] | <a href="https://www.lutron.com/TechnicalDocumentLibrary/369-119_Wallbox_Warranty.pdf" target="_blank">Warranty Information</a> |  |  |  |  | 0.250 L | [14 empty] | 0 | 0 | 0 | 0 | Lighting Fixtures | 2016-07-15 13:10 | 2024-07-20 11:09 | 0000-00-00 00:00:00 | 2024-07-20 11:09 | 0000-00-00 00:00:00 | [6 empty] | Biscuit
1 | Lutron Electronics | NT-BI-BR | 4460-3483 | 4460 | 3483 | Lutron Electronics | NT-BI-BR.jpg | 27557334181 | NOVA T BLANK INSERT BROWN | Nova T Accessory, Blank Insert, Architectural matte blank insert in brown |  | 5.3 | 3.9 |  | NT-BI-BR.jpg | http://grandbrass.xologic.com/vendors/4460/large/NT-BI-BR.jpg | [47 empty] | 0 | 0 | 0 | [6 empty] | 0 | 1 | 1 | EA | 1 | Specialty Items | [7 empty] | Brown | [19 empty] | Lighting Accessories | [242 empty] | <a href="https://www.lutron.com/TechnicalDocumentLibrary/0301030A.pdf" target="_blank">Installation Instructions</a> | [23 empty] | 2.000 DW |  |  | 5.3000 IN | [89 empty] | 1.000 EA | 1.000 EA | [35 empty] | No | [42 empty] | https://assets.lutron.com/a/documents/spec%20guide%20volume%201%20with%20addendums.pdf#page=68 | [7 empty] | Shelf Stock | [39 empty] | 39122221 | [13 empty] | <a href="https://www.lutron.com/TechnicalDocumentLibrary/369-119_Wallbox_Warranty.pdf" target="_blank">Warranty Information</a> |  |  |  |  | 0.250 L | [14 empty] | 0 | 0 | 0 | 0 | Lighting Fixtures | 2016-07-15 13:10 | 2024-07-20 11:12 | 0000-00-00 00:00:00 | 2024-07-20 11:12 | 0000-00-00 00:00:00 | [6 empty] | Biscuit
1 | Lutron Electronics | NT-BI-GR | 4460-3484 | 4460 | 3484 | Lutron Electronics | NT-BI-GR.jpg | 27557334204 | NOVA T BLANK INSERT GRAY | Nova T Accessory, Blank Insert, Architectural matte blank insert in gray |  | 5.3 | 3.9 |  | NT-BI-GR.jpg | http://grandbrass.xologic.com/vendors/4460/large/NT-BI-GR.jpg | [47 empty] | 0 | 0 | 0 | [6 empty] | 0 | 1 | 1 | EA | 1 | Specialty Items | [7 empty] | Gray | [19 empty] | Lighting Accessories | [242 empty] | <a href="https://www.lutron.com/TechnicalDocumentLibrary/0301030A.pdf" target="_blank">Installation Instructions</a> | [23 empty] | 15.000 DW |  |  | 5.3000 IN | [89 empty] | 1.000 EA | 1.000 EA | [35 empty] | No | [42 empty] | https://assets.lutron.com/a/documents/spec%20guide%20volume%201%20with%20addendums.pdf#page=68 | [7 empty] | Shelf Stock | [39 empty] | 39122221 | [13 empty] | <a href="https://www.lutron.com/TechnicalDocumentLibrary/369-119_Wallbox_Warranty.pdf" target="_blank">Warranty Information</a> |  |  |  |  | 0.250 L | [14 empty] | 0 | 0 | 0 | 0 | Lighting Fixtures | 2016-07-15 13:10 | 2024-07-20 11:42 | 0000-00-00 00:00:00 | 2024-07-20 11:42 | 0000-00-00 00:00:00 | [6 empty] | Biscuit
1 | Lutron Electronics | NT-BI-IV | 4460-3485 | 4460 | 3485 | Lutron Electronics | NT-BI-IV.jpg | 27557334228 | NOVA T BLANK INSERT IVORY | Nova T Accessory, Blank Insert, Architectural matte blank insert in ivory |  | 5.3 | 3.9 |  | NT-BI-IV.jpg | http://grandbrass.xologic.com/vendors/4460/large/NT-BI-IV.jpg | [47 empty] | 0 | 0 | 0 | [6 empty] | 0 | 1 | 1 | EA | 1 | Specialty Items | [7 empty] | White | [19 empty] | Lighting Accessories | [242 empty] | <a href="https://www.lutron.com/TechnicalDocumentLibrary/0301030A.pdf" target="_blank">Installation Instructions</a> | [23 empty] | 2.000 DW |  |  | 5.3000 IN | [89 empty] | 1.000 EA | 1.000 EA | [35 empty] | No | [42 empty] | https://assets.lutron.com/a/documents/spec%20guide%20volume%201%20with%20addendums.pdf#page=68 | [7 empty] | Shelf Stock | [39 empty] | 39122221 | [13 empty] | <a href="https://www.lutron.com/TechnicalDocumentLibrary/369-119_Wallbox_Warranty.pdf" target="_blank">Warranty Information</a> |  |  |  |  | 0.250 L | [14 empty] | 0 | 0 | 0 | 0 | Lighting Fixtures | 2016-07-15 13:10 | 2024-07-20 11:42 | 0000-00-00 00:00:00 | 2024-07-20 11:42 | 0000-00-00 00:00:00 | [6 empty] | Biscuit
1 | Lutron Electronics | DV-BI-WH | 4460-3486 | 4460 | 3486 | Lutron Electronics | DV-BI-WH.jpg | 27557334242 | DIVA BLANK INSERT WHITE | Diva Gloss Finish, Blank insert in white |  | 0.1 | 5 |  | DV-BI-WH.jpg | http://grandbrass.xologic.com/vendors/4460/large/DV-BI-WH.jpg | [47 empty] | 0 | 0 | 0 | [6 empty] | 0 | 1 | 1 | EA | 1 | Specialty Items | [7 empty] | White | [16 empty] | Traditional |  |  | Lighting Accessories | [266 empty] | 10.000 DW |  |  | 2.0000 IN | [89 empty] | 1.000 EA | 1.000 EA | [35 empty] | No | [42 empty] | https://www.lutron.com/TechnicalDocumentLibrary/Maestro.pdf | [7 empty] | Shelf Stock | [39 empty] | 39122221 | [13 empty] | <a href="https://www.lutron.com/TechnicalDocumentLibrary/369-119_Wallbox_Warranty.pdf" target="_blank">Warranty Information</a> |  |  |  |  | 0.010 L | [14 empty] | 0 | 0 | 0 | 0 | Lighting Fixtures | 2016-07-15 13:10 | 2024-07-20 11:10 | 0000-00-00 00:00:00 | 2024-07-20 11:10 | 0000-00-00 00:00:00 | [6 empty] | Biscuit
1 | Lutron Electronics | DV-BI-AL | 4460-3487 | 4460 | 3487 | Lutron Electronics | DV-BI-AL.jpg | 27557334266 | DIVA BLANK INSERT ALMOND | Diva Accessory, Gloss Finish, Blank insert |  | 0.01 | 5 |  | DV-BI-AL.jpg | http://grandbrass.xologic.com/vendors/4460/large/DV-BI-AL.jpg | [47 empty] | 0 | 0 | 0 | [6 empty] | 0 | 1 | 1 | EA | 1 | Specialty Items | [7 empty] | Nickel | [16 empty] | Traditional |  |  | Lighting Accessories | [266 empty] | 10.000 DW |  |  | 2.0000 IN | [89 empty] | 1.000 EA | 1.000 EA | [35 empty] | No | [42 empty] | https://www.lutron.com/TechnicalDocumentLibrary/Maestro.pdf | [7 empty] | Shelf Stock | [39 empty] | 39122221 | [13 empty] | <a href="https://www.lutron.com/TechnicalDocumentLibrary/369-119_Wallbox_Warranty.pdf" target="_blank">Warranty Information</a> |  |  |  |  | 0.010 L | [14 empty] | 0 | 0 | 0 | 0 | Lighting Fixtures | 2016-07-15 13:10 | 2024-07-20 11:08 | 0000-00-00 00:00:00 | 2024-07-20 11:08 | 0000-00-00 00:00:00 | [6 empty] | Almond
1 | Lutron Electronics | DV-BI-BL | 4460-3488 | 4460 | 3488 | Lutron Electronics | DV-BI-BL.jpg | 27557334280 | DIVA BLANK INSERT BLACK | Diva Gloss Finish, Blank insert in black |  | 0.01 | 5 |  | DV-BI-BL.jpg | http://grandbrass.xologic.com/vendors/4460/large/DV-BI-BL.jpg | [47 empty] | 0 | 0 | 0 | [6 empty] | 0 | 1 | 1 | EA | 1 | Specialty Items | [7 empty] | Black | [16 empty] | Traditional |  |  | Lighting Accessories | [266 empty] | 10.000 DW |  |  | 2.0000 IN | [89 empty] | 1.000 EA | 1.000 EA | [35 empty] | No | [42 empty] | https://www.lutron.com/TechnicalDocumentLibrary/Maestro.pdf | [7 empty] | Shelf Stock | [39 empty] | 39122221 | [13 empty] | <a href="https://www.lutron.com/TechnicalDocumentLibrary/369-119_Wallbox_Warranty.pdf" target="_blank">Warranty Information</a> |  |  |  |  | 0.010 L | [14 empty] | 0 | 0 | 0 | 0 | Lighting Fixtures | 2016-07-15 13:10 | 2024-07-20 11:12 | 0000-00-00 00:00:00 | 2024-07-20 11:12 | 0000-00-00 00:00:00 | [6 empty] | Biscuit
1 | Lutron Electronics | DV-BI-BR | 4460-3489 | 4460 | 3489 | Lutron Electronics | DV-BI-BR.jpg | 27557334303 | DIVA BLANK INSERT BROWN | Diva Gloss Finish, Blank insert in brown |  | 0.01 | 5 |  | DV-BI-BR.jpg | http://grandbrass.xologic.com/vendors/4460/large/DV-BI-BR.jpg | [47 empty] | 0 | 0 | 0 | [6 empty] | 0 | 1 | 1 | EA | 1 | Specialty Items | [7 empty] | Brown | [16 empty] | Traditional |  |  | Lighting Accessories | [266 empty] | 15.000 DW |  |  | 2.0000 IN | [89 empty] | 1.000 EA | 1.000 EA | [35 empty] | No | [42 empty] | https://www.lutron.com/TechnicalDocumentLibrary/Maestro.pdf | [7 empty] | Shelf Stock | [39 empty] | 39122221 | [13 empty] | <a href="https://www.lutron.com/TechnicalDocumentLibrary/369-119_Wallbox_Warranty.pdf" target="_blank">Warranty Information</a> |  |  |  |  | 0.010 L | [14 empty] | 0 | 0 | 0 | 0 | Lighting Fixtures | 2016-07-15 13:10 | 2024-07-20 11:08 | 0000-00-00 00:00:00 | 2024-07-20 11:08 | 0000-00-00 00:00:00 | [6 empty] | Biscuit
1 | Lutron Electronics | DV-BI-GR | 4460-3490 | 4460 | 3490 | Lutron Electronics | DV-BI-GR.jpg | 27557334327 | DIVA BLANK INSERT GRAY | Diva Gloss Finish, Blank insert in gray |  | 0.01 | 5 |  | DV-BI-GR.jpg | http://grandbrass.xologic.com/vendors/4460/large/DV-BI-GR.jpg | [47 empty] | 0 | 0 | 0 | [6 empty] | 0 | 1 | 1 | EA | 1 | Specialty Items | [7 empty] | Gray | [16 empty] | Traditional |  |  | Lighting Accessories | [266 empty] | 10.000 DW |  |  | 2.0000 IN | [89 empty] | 1.000 EA | 1.000 EA | [35 empty] | No | [42 empty] | https://www.lutron.com/TechnicalDocumentLibrary/Maestro.pdf | [7 empty] | Shelf Stock | [39 empty] | 39122221 | [13 empty] | <a href="https://www.lutron.com/TechnicalDocumentLibrary/369-119_Wallbox_Warranty.pdf" target="_blank">Warranty Information</a> |  |  |  |  | 0.010 L | [14 empty] | 0 | 0 | 0 | 0 | Lighting Fixtures | 2016-07-15 13:10 | 2024-07-20 11:10 | 0000-00-00 00:00:00 | 2024-07-20 11:10 | 0000-00-00 00:00:00 | [6 empty] | Biscuit
1 | Lutron Electronics | DV-BI-IV | 4460-3491 | 4460 | 3491 | Lutron Electronics | DV-BI-IV.jpg | 27557334341 | DIVA BLANK INSERT IVORY | Diva Gloss Finish, Blank insert in ivory |  | 0.01 | 5 |  | DV-BI-IV.jpg | http://grandbrass.xologic.com/vendors/4460/large/DV-BI-IV.jpg | [47 empty] | 0 | 0 | 0 | [6 empty] | 0 | 1 | 1 | EA | 1 | Specialty Items | [7 empty] | White | [16 empty] | Traditional |  |  | Lighting Accessories | [266 empty] | 10.000 DW |  |  | 2.0000 IN | [89 empty] | 1.000 EA | 1.000 EA | [35 empty] | No | [42 empty] | https://www.lutron.com/TechnicalDocumentLibrary/Maestro.pdf | [7 empty] | Shelf Stock | [39 empty] | 39122221 | [13 empty] | <a href="https://www.lutron.com/TechnicalDocumentLibrary/369-119_Wallbox_Warranty.pdf" target="_blank">Warranty Information</a> |  |  |  |  | 0.010 L | [14 empty] | 0 | 0 | 0 | 0 | Lighting Fixtures | 2016-07-15 13:10 | 2024-07-20 11:09 | 0000-00-00 00:00:00 | 2024-07-20 11:09 | 0000-00-00 00:00:00 | [6 empty] | Biscuit
1 | Lutron Electronics | NT-BI-TP | 4460-3505 | 4460 | 3505 | Lutron Electronics | NT-BI-TP.jpg | 27557374873 | NOVA T BLANK INSERT TAUPE | Nova T Accessory, Blank Insert, Architectural matte blank insert in taupe |  | 5.3 | 3.9 |  | NT-BI-TP.jpg | http://grandbrass.xologic.com/vendors/4460/large/NT-BI-TP.jpg | [47 empty] | 0 | 0 | 0 | [6 empty] | 0 | 1 | 1 | EA | 1 | Specialty Items | [27 empty] | Lighting Accessories | [242 empty] | <a href="https://www.lutron.com/TechnicalDocumentLibrary/0301030A.pdf" target="_blank">Installation Instructions</a> | [23 empty] | 10.000 DW |  |  | 5.3000 IN | [89 empty] | 1.000 EA | 1.000 EA | [35 empty] | No | [42 empty] | https://assets.lutron.com/a/documents/spec%20guide%20volume%201%20with%20addendums.pdf#page=68 | [7 empty] | Shelf Stock | [39 empty] | 39122221 | [13 empty] | <a href="https://www.lutron.com/TechnicalDocumentLibrary/369-119_Wallbox_Warranty.pdf" target="_blank">Warranty Information</a> |  |  |  |  | 0.250 L | [14 empty] | 0 | 0 | 0 | 0 | Lighting Fixtures | 2016-07-15 13:11 | 2024-07-20 11:12 | 0000-00-00 00:00:00 | 2024-07-20 11:12 | 0000-00-00 00:00:00 | [6 empty] | Biscuit
1 | Lutron Electronics | RK-S-10-GR | 4460-3528 | 4460 | 3528 | Lutron Electronics | RK-S-10-GR.jpg | 27557587617 | 10 COLOR KITS FOR RA SW IN GRAY | Replacement Button Kit for RadioRA 2 or HomeWorks switches, 1-pack in gray |  | 10.9 | 4.5 |  | RK-S-10-GR.jpg | http://grandbrass.xologic.com/vendors/4460/large/RK-S-10-GR.jpg | [47 empty] | 0 | 0 | 0 | [6 empty] | 0 | 1 | 1 | EA | 1 | Specialty Items | [7 empty] | Gray | [19 empty] | Lighting Accessories | [242 empty] | <a href="https://www.lutron.com/TechnicalDocumentLibrary/044-105e.pdf" target="_blank">Installation Instructions</a> | [23 empty] | 5.000 DW |  |  | 1.7000 IN | [89 empty] | 1.000 EA | 1.000 EA | [35 empty] | No | [42 empty] | https://www.lutron.com/TechnicalDocumentLibrary/369305_ENG.pdf | [7 empty] | Shelf Stock | [13 empty] | <a href="https://www.lutron.com/TechnicalDocumentLibrary/368-4493_Page_9.pdf" target="_blank">Tech Drawing</a> | [25 empty] | 39122221 | [13 empty] | <a href="https://www.lutron.com/TechnicalDocumentLibrary/043492.pdf" target="_blank">Warranty Information</a> |  |  |  |  | 0.400 L | [14 empty] | 0 | 0 | 0 | 0 | Lighting Fixtures | 2016-07-15 13:12 | 2024-07-20 11:42 | 0000-00-00 00:00:00 | 2024-07-20 11:42 | 0000-00-00 00:00:00 | [6 empty] | Gray
1 | Lutron Electronics | RK-S-10-HT | 4460-3529 | 4460 | 3529 | Lutron Electronics | RK-S-10-HT.jpg | 27557587624 | 10 COLOR KITS FOR RA SW IN HOT | Replacement Button Kit for RadioRA 2 or HomeWorks switches, 1-pack in hot |  | 10.9 | 4.5 |  | RK-S-10-HT.jpg | http://grandbrass.xologic.com/vendors/4460/large/RK-S-10-HT.jpg | [47 empty] | 0 | 0 | 0 | [6 empty] | 0 | 1 | 1 | EA | 1 | Specialty Items | [27 empty] | Lighting Accessories | [242 empty] | <a href="https://www.lutron.com/TechnicalDocumentLibrary/044-105e.pdf" target="_blank">Installation Instructions</a> | [23 empty] | 5.000 DW |  |  | 1.7000 IN | [89 empty] | 1.000 EA | 1.000 EA | [35 empty] | No | [42 empty] | https://www.lutron.com/TechnicalDocumentLibrary/369305_ENG.pdf | [7 empty] | Shelf Stock | [13 empty] | <a href="https://www.lutron.com/TechnicalDocumentLibrary/368-4493_Page_9.pdf" target="_blank">Tech Drawing</a> | [25 empty] | 39122221 | [13 empty] | <a href="https://www.lutron.com/TechnicalDocumentLibrary/043492.pdf" target="_blank">Warranty Information</a> |  |  |  |  | 0.400 L | [14 empty] | 0 | 0 | 0 | 0 | Lighting Fixtures | 2016-07-15 13:12 | 2024-07-20 11:42 | 0000-00-00 00:00:00 | 2024-07-20 11:42 | 0000-00-00 00:00:00
1 | Lutron Electronics | RK-AS-10-BL | 4460-3543 | 4460 | 3543 | Lutron Electronics | RK-AS-10-BL.jpg | 27557587761 | 10 COLOR KITS FOR RA AS IN BLACK | RadioRA 2 Replacement Button Kit for Companion Switches, 10-pack in black |  | 10.9 | 4.5 |  | RK-AS-10-BL.jpg | http://grandbrass.xologic.com/vendors/4460/large/RK-AS-10-BL.jpg | [47 empty] | 0 | 0 | 0 | [6 empty] | 0 | 1 | 1 | EA | 1 | Specialty Items | [7 empty] | Black | [19 empty] | Lighting Accessories | [242 empty] | <a href="https://www.lutron.com/TechnicalDocumentLibrary/044-105e.pdf" target="_blank">Installation Instructions</a> | [23 empty] | 5.000 DW |  |  | 1.7000 IN | [89 empty] | 1.000 EA | 1.000 EA | [35 empty] | No | [42 empty] | https://www.lutron.com/TechnicalDocumentLibrary/369305_ENG.pdf | [7 empty] | Shelf Stock | [13 empty] | <a href="https://www.lutron.com/TechnicalDocumentLibrary/368-4493_Page_9.pdf" target="_blank">Tech Drawing</a> | [25 empty] | 39122221 | [13 empty] | <a href="https://www.lutron.com/TechnicalDocumentLibrary/043492.pdf" target="_blank">Warranty Information</a> |  |  |  |  | 0.450 L | [14 empty] | 0 | 0 | 0 | 0 | Lighting Fixtures | 2016-07-15 13:12 | 2024-07-20 11:08 | 0000-00-00 00:00:00 | 2024-07-20 11:08 | 0000-00-00 00:00:00 | [6 empty] | Black
4 | Lutron Electronics | NT-S-NFB-SC | 4460-3602 | 4460 | 3602 | Lutron Electronics | VWP-2NFB-WH.jpg | 27557733830 | NOVA T 1GNG SM NFB STN CHROME | Nova T Wallplate Kit, Single gang, small (no fin sections removed) in satin chrome |  | 3.6 | 5.8 |  | VWP-2NFB-WH.jpg | http://grandbrass.xologic.com/vendors/4460/large/VWP-2NFB-WH.jpg | [47 empty] | 0 | 0 | 0 | [6 empty] | 0 | 1 | 1 | EA | 1 | Lighting Controls |  |  | Fittings and Hardware |  | Electrical Hardware And Supplies |  | Wallplates | Chrome | [19 empty] | Switch Plates | [242 empty] | <a href="https://www.lutron.com/TechnicalDocumentLibrary/033105A.pdf" target="_blank">Installation Instructions</a> | [23 empty] | 10.000 DW |  |  | 0.9000 IN | [89 empty] | 1.000 EA | 1.000 EA | [35 empty] | No | [42 empty] | https://www.lutron.com/TechnicalDocumentLibrary/3682811b_Volume%201%20Addendum-Wallplates.pdf | [7 empty] | Shelf Stock | [39 empty] | 39121704 | [13 empty] | <a href="https://www.lutron.com/TechnicalDocumentLibrary/369-119_Wallbox_Warranty.pdf" target="_blank">Warranty Information</a> |  |  |  |  | 0.200 L | [14 empty] | 0 | 0 | 0 | 0 | Electrical | 2016-07-15 13:14 | 2024-07-20 11:42 | 0000-00-00 00:00:00 | 2025-11-29 02:00 | 0000-00-00 00:00:00
4 | Lutron Electronics | SCRS-15-TR-BI | 4460-3699 | 4460 | 3699 | Lutron Electronics | SCRS-15-TR-BI.jpeg | 27557618243 | SC 15A TAMPER RESIST RECP BISCUIT | Lutron Claro Tamper-Resistant Duplex Receptacle, 15 Amp, Biscuit |  | 2.3 | 4.5 |  | SCRS-15-TR-BI.jpeg | http://grandbrass.xologic.com/vendors/4460/large/SCRS-15-TR-BI.jpeg | [47 empty] | 0 | 0 | 0 | [6 empty] | 0 | 1 | 1 | EA | 1 | Lighting Controls |  |  | Electrical Distribution Equipment |  | Receptacles |  | Electrical Receptacles | White | [16 empty] | Traditional |  |  | Other Lighting Controls | [242 empty] | <a href="https://www.lutron.com/TechnicalDocumentLibrary/0301636.pdf" target="_blank">Installation Instructions</a> | [23 empty] | 10.000 DW |  |  | 2.3000 IN | [89 empty] | 1.000 EA | 1.000 EA | [35 empty] | No | [42 empty] | https://www.lutron.com/technicaldocumentlibrary/spec%20guide%20volume%201%20with%20addendums.pdf#page=24 | [7 empty] | Shelf Stock | [13 empty] | <a href="https://www.lutron.com/TechnicalDocumentLibrary/368-4493_Page_20.pdf" target="_blank">Tech Drawing</a> | [25 empty] | 39121406 | [13 empty] | <a href="https://www.lutron.com/TechnicalDocumentLibrary/369-119_Wallbox_Warranty.pdf" target="_blank">Warranty Information</a> |  |  |  |  | 0.350 L | [14 empty] | 0 | 0 | 0 | 0 | Electrical | 2016-07-15 13:17 | 2024-07-20 11:10 | 0000-00-00 00:00:00 | 2025-11-29 02:00 | 0000-00-00 00:00:00 | [6 empty] | Biscuit
4 | Lutron Electronics | SCRS-15-TR-MN | 4460-3706 | 4460 | 3706 | Lutron Electronics | SCRS-15-TR-MN.jpeg | 27557618304 | SC 15A TAMPER RESIST RECP MIDNIGHT | Lutron Claro Tamper-Resistant Duplex Receptacle, 15 Amp, Midnight |  | 2.3 | 4.5 |  | SCRS-15-TR-MN.jpeg | http://grandbrass.xologic.com/vendors/4460/large/SCRS-15-TR-MN.jpeg | [47 empty] | 0 | 0 | 0 | [6 empty] | 0 | 1 | 1 | EA | 1 | Lighting Controls |  |  | Electrical Distribution Equipment |  | Receptacles |  | Electrical Receptacles | Black | [16 empty] | Traditional |  |  | Other Lighting Controls | [242 empty] | <a href="https://www.lutron.com/TechnicalDocumentLibrary/0301636.pdf" target="_blank">Installation Instructions</a> | [23 empty] | 10.000 DW |  |  | 2.3000 IN | [89 empty] | 1.000 EA | 1.000 EA | [35 empty] | No | [42 empty] | https://www.lutron.com/technicaldocumentlibrary/spec%20guide%20volume%201%20with%20addendums.pdf#page=24 | [7 empty] | Shelf Stock | [13 empty] | <a href="https://www.lutron.com/TechnicalDocumentLibrary/368-4493_Page_20.pdf" target="_blank">Tech Drawing</a> | [25 empty] | 39121406 | [13 empty] | <a href="https://www.lutron.com/TechnicalDocumentLibrary/369-119_Wallbox_Warranty.pdf" target="_blank">Warranty Information</a> |  |  |  |  | 0.200 L | [14 empty] | 0 | 0 | 0 | 0 | Electrical | 2016-07-15 13:17 | 2024-07-20 11:08 | 0000-00-00 00:00:00 | 2025-11-29 02:00 | 0000-00-00 00:00:00 | [6 empty] | Midnight
4 | Lutron Electronics | SCRS-15-TR-SW | 4460-3714 | 4460 | 3714 | Lutron Electronics | SCRS-15-TR-SW.jpeg | 27557618250 | SC 15A TAMPER RESIST RECP SNOW | Lutron Claro Tamper-Resistant Duplex Receptacle, 15 Amp, Snow |  | 2.3 | 4.5 |  | SCRS-15-TR-SW.jpeg | http://grandbrass.xologic.com/vendors/4460/large/SCRS-15-TR-SW.jpeg | [47 empty] | 0 | 0 | 0 | [6 empty] | 0 | 1 | 1 | EA | 1 | Lighting Controls |  |  | Electrical Distribution Equipment |  | Receptacles |  | Electrical Receptacles | White | [16 empty] | Traditional |  |  | Other Lighting Controls | [242 empty] | <a href="https://www.lutron.com/TechnicalDocumentLibrary/0301636.pdf" target="_blank">Installation Instructions</a> | [23 empty] | 10.000 DW |  |  | 2.3000 IN | [89 empty] | 1.000 EA | 1.000 EA | [35 empty] | No | [42 empty] | https://www.lutron.com/technicaldocumentlibrary/spec%20guide%20volume%201%20with%20addendums.pdf#page=24 | [7 empty] | Shelf Stock | [13 empty] | <a href="https://www.lutron.com/TechnicalDocumentLibrary/368-4493_Page_20.pdf" target="_blank">Tech Drawing</a> | [25 empty] | 39121406 | [13 empty] | <a href="https://www.lutron.com/TechnicalDocumentLibrary/369-119_Wallbox_Warranty.pdf" target="_blank">Warranty Information</a> |  |  |  |  | 0.350 L | [14 empty] | 0 | 0 | 0 | 0 | Electrical | 2016-07-15 13:17 | 2024-07-20 11:10 | 0000-00-00 00:00:00 | 2025-11-29 02:00 | 0000-00-00 00:00:00 | [6 empty] | Snow
4 | Lutron Electronics | SCRS-15-TR-TP | 4460-3716 | 4460 | 3716 | Lutron Electronics | SCRS-15-TR-TP.jpeg | 27557618335 | SC 15A TAMPER RESIST RECP TAUPE | Lutron Claro Tamper-Resistant Duplex Receptacle, 15 Amp, Taupe |  | 2.3 | 4.5 |  | SCRS-15-TR-TP.jpeg | http://grandbrass.xologic.com/vendors/4460/large/SCRS-15-TR-TP.jpeg | [47 empty] | 0 | 0 | 0 | [6 empty] | 0 | 1 | 1 | EA | 1 | Lighting Controls |  |  | Electrical Distribution Equipment |  | Receptacles |  | Electrical Receptacles | White | [16 empty] | Traditional |  |  | Other Lighting Controls | [242 empty] | <a href="https://www.lutron.com/TechnicalDocumentLibrary/0301636.pdf" target="_blank">Installation Instructions</a> | [23 empty] | 10.000 DW |  |  | 2.3000 IN | [89 empty] | 1.000 EA | 1.000 EA | [35 empty] | No | [42 empty] | https://www.lutron.com/technicaldocumentlibrary/spec%20guide%20volume%201%20with%20addendums.pdf#page=24 | [7 empty] | Shelf Stock | [13 empty] | <a href="https://www.lutron.com/TechnicalDocumentLibrary/368-4493_Page_20.pdf" target="_blank">Tech Drawing</a> | [25 empty] | 39121406 | [13 empty] | <a href="https://www.lutron.com/TechnicalDocumentLibrary/369-119_Wallbox_Warranty.pdf" target="_blank">Warranty Information</a> |  |  |  |  | 0.350 L | [14 empty] | 0 | 0 | 0 | 0 | Electrical | 2016-07-15 13:18 | 2024-07-20 11:14 | 0000-00-00 00:00:00 | 2025-11-29 02:00 | 0000-00-00 00:00:00 | [6 empty] | Taupe
4 | Lutron Electronics | SCRS-20-TR-BI | 4460-3719 | 4460 | 3719 | Lutron Electronics | SCRS-20-TR-BI.jpeg | 27557618885 | SC 20A TAMPER RESIST RECP BI | Lutron Claro Tamper-Resistant Duplex Receptacle, 20 Amp, Biscuit |  | 2.4 | 4.7 |  | SCRS-20-TR-BI.jpeg | http://grandbrass.xologic.com/vendors/4460/large/SCRS-20-TR-BI.jpeg | [47 empty] | 0 | 0 | 0 | [6 empty] | 0 | 1 | 1 | EA | 1 | Lighting Controls |  |  | Electrical Distribution Equipment |  | Receptacles |  | Electrical Receptacles | White | [16 empty] | Traditional |  |  | Other Lighting Controls | [242 empty] | <a href="https://www.lutron.com/TechnicalDocumentLibrary/0301636.pdf" target="_blank">Installation Instructions</a> | [23 empty] | 10.000 DW |  |  | 2.4000 IN | [89 empty] | 1.000 EA | 1.000 EA | [35 empty] | No | [42 empty] | https://www.lutron.com/technicaldocumentlibrary/spec%20guide%20volume%201%20with%20addendums.pdf#page=24 | [7 empty] | Shelf Stock | [13 empty] | <a href="https://www.lutron.com/TechnicalDocumentLibrary/368-4493_Page_20.pdf" target="_blank">Tech Drawing</a> | [25 empty] | 39121406 | [13 empty] | <a href="https://www.lutron.com/TechnicalDocumentLibrary/369-119_Wallbox_Warranty.pdf" target="_blank">Warranty Information</a> |  |  |  |  | 0.400 L | [14 empty] | 0 | 0 | 0 | 0 | Electrical | 2016-07-15 13:18 | 2024-07-20 11:13 | 0000-00-00 00:00:00 | 2025-11-29 02:00 | 0000-00-00 00:00:00 | [6 empty] | Biscuit
4 | Lutron Electronics | SCRS-20-TR-MN | 4460-3726 | 4460 | 3726 | Lutron Electronics | SCRS-20-TR-MN.jpeg | 27557618915 | SC 20A TAMPER RESIST RECP MN | Lutron Claro Tamper-Resistant Duplex Receptacle, 20 Amp, Midnight |  | 2.4 | 4.7 |  | SCRS-20-TR-MN.jpeg | http://grandbrass.xologic.com/vendors/4460/large/SCRS-20-TR-MN.jpeg | [47 empty] | 0 | 0 | 0 | [6 empty] | 0 | 1 | 1 | EA | 1 | Lighting Controls |  |  | Electrical Distribution Equipment |  | Receptacles |  | Electrical Receptacles | Black | [16 empty] | Traditional |  |  | Other Lighting Controls | [242 empty] | <a href="https://www.lutron.com/TechnicalDocumentLibrary/0301636.pdf" target="_blank">Installation Instructions</a> | [23 empty] | 10.000 DW |  |  | 2.4000 IN | [89 empty] | 1.000 EA | 1.000 EA | [35 empty] | No | [42 empty] | https://www.lutron.com/technicaldocumentlibrary/spec%20guide%20volume%201%20with%20addendums.pdf#page=24 | [7 empty] | Shelf Stock | [13 empty] | <a href="https://www.lutron.com/TechnicalDocumentLibrary/368-4493_Page_20.pdf" target="_blank">Tech Drawing</a> | [25 empty] | 39121406 | [13 empty] | <a href="https://www.lutron.com/TechnicalDocumentLibrary/369-119_Wallbox_Warranty.pdf" target="_blank">Warranty Information</a> |  |  |  |  | 0.400 L | [14 empty] | 0 | 0 | 0 | 0 | Electrical | 2016-07-15 13:18 | 2024-07-20 11:13 | 0000-00-00 00:00:00 | 2025-11-29 02:00 | 0000-00-00 00:00:00 | [6 empty] | Midnight
4 | Lutron Electronics | SCRS-20-TR-SW | 4460-3734 | 4460 | 3734 | Lutron Electronics | SCRS-20-TR-SW.jpeg | 27557618939 | SC 20A TAMPER RESIST RECP SW | Lutron Claro Tamper-Resistant Duplex Receptacle, 20 Amp, Snow |  | 2.4 | 4.7 |  | SCRS-20-TR-SW.jpeg | http://grandbrass.xologic.com/vendors/4460/large/SCRS-20-TR-SW.jpeg | [47 empty] | 0 | 0 | 0 | [6 empty] | 0 | 1 | 1 | EA | 1 | Lighting Controls |  |  | Electrical Distribution Equipment |  | Receptacles |  | Electrical Receptacles | White | [16 empty] | Traditional |  |  | Other Lighting Controls | [242 empty] | <a href="https://www.lutron.com/TechnicalDocumentLibrary/0301636.pdf" target="_blank">Installation Instructions</a> | [23 empty] | 10.000 DW |  |  | 2.4000 IN | [89 empty] | 1.000 EA | 1.000 EA | [35 empty] | No | [42 empty] | https://www.lutron.com/technicaldocumentlibrary/spec%20guide%20volume%201%20with%20addendums.pdf#page=24 | [7 empty] | Shelf Stock | [13 empty] | <a href="https://www.lutron.com/TechnicalDocumentLibrary/368-4493_Page_20.pdf" target="_blank">Tech Drawing</a> | [25 empty] | 39121406 | [13 empty] | <a href="https://www.lutron.com/TechnicalDocumentLibrary/369-119_Wallbox_Warranty.pdf" target="_blank">Warranty Information</a> |  |  |  |  | 0.400 L | [14 empty] | 0 | 0 | 0 | 0 | Electrical | 2016-07-15 13:19 | 2024-07-20 11:09 | 0000-00-00 00:00:00 | 2025-11-29 02:00 | 0000-00-00 00:00:00 | [6 empty] | Snow
4 | Lutron Electronics | SCRS-20-TR-TP | 4460-3736 | 4460 | 3736 | Lutron Electronics | SCRS-20-TR-TP.jpeg | 27557618946 | SC 20A TAMPER RESIST RECP TP | Lutron Claro Tamper-Resistant Duplex Receptacle, 20 Amp, Taupe |  | 2.4 | 4.7 |  | SCRS-20-TR-TP.jpeg | http://grandbrass.xologic.com/vendors/4460/large/SCRS-20-TR-TP.jpeg | [47 empty] | 0 | 0 | 0 | [6 empty] | 0 | 1 | 1 | EA | 1 | Lighting Controls |  |  | Electrical Distribution Equipment |  | Receptacles |  | Electrical Receptacles | White | [16 empty] | Traditional |  |  | Other Lighting Controls | [242 empty] | <a href="https://www.lutron.com/TechnicalDocumentLibrary/0301636.pdf" target="_blank">Installation Instructions</a> | [23 empty] | 10.000 DW |  |  | 2.4000 IN | [89 empty] | 1.000 EA | 1.000 EA | [35 empty] | No | [42 empty] | https://www.lutron.com/technicaldocumentlibrary/spec%20guide%20volume%201%20with%20addendums.pdf#page=24 | [7 empty] | Shelf Stock | [13 empty] | <a href="https://www.lutron.com/TechnicalDocumentLibrary/368-4493_Page_20.pdf" target="_blank">Tech Drawing</a> | [25 empty] | 39121406 | [13 empty] | <a href="https://www.lutron.com/TechnicalDocumentLibrary/369-119_Wallbox_Warranty.pdf" target="_blank">Warranty Information</a> |  |  |  |  | 0.400 L | [14 empty] | 0 | 0 | 0 | 0 | Electrical | 2016-07-15 13:19 | 2024-07-20 11:09 | 0000-00-00 00:00:00 | 2025-11-29 02:00 | 0000-00-00 00:00:00 | [6 empty] | Taupe
1 | Lutron Electronics | QSGFP-1WH | 4460-3891 | 4460 | 3891 | Lutron Electronics | QSGFP-1WH.png | 27557648219 | QSG MATTE COVER 1 SHADE WH | GRAFIK Eye QS Faceplate Kit, 1 shade zone, opaque cover in white |  | 6.1 | 12.1 |  | QSGFP-1WH.png | http://grandbrass.xologic.com/vendors/4460/large/QSGFP-1WH.png | [47 empty] | 0 | 0 | 0 | [6 empty] | 0 | 1 | 1 | EA | 1 | Specialty Items | [7 empty] | White | [19 empty] | Lighting Accessories | [242 empty] | <a href="https://www.lutron.com/TechnicalDocumentLibrary/replacement_kit_install.pdf" target="_blank">Installation Instructions</a> | [23 empty] | 10.000 DW |  |  | 1.3000 IN | [89 empty] | 1.000 EA | 1.000 EA | [35 empty] | No | [42 empty] | https://www.lutron.com/TechnicalDocumentLibrary/QS_Reference_List.pdf | [7 empty] | Shelf Stock | [39 empty] | 39122221 | [13 empty] | <a href="https://www.lutron.com/TechnicalDocumentLibrary/3601201A_Commercial_Limited_Warranty.pdf" target="_blank">Warranty Information</a> |  |  |  |  | 0.550 L | [14 empty] | 0 | 0 | 0 | 0 | Lighting Fixtures | 2016-07-15 13:24 | 2024-07-20 11:14 | 0000-00-00 00:00:00 | 2024-07-20 11:14 | 0000-00-00 00:00:00
1 | Lutron Electronics | QSGFP-2AL | 4460-3893 | 4460 | 3893 | Lutron Electronics | QSGFP-2AL.png | 27557650236 | QSG MATTE COVER 2 SHADE AL | GRAFIK Eye QS Faceplate Kit, 2 shade zones, opaque cover in almond |  | 6.2 | 12.2 |  | QSGFP-2AL.png | http://grandbrass.xologic.com/vendors/4460/large/QSGFP-2AL.png | [47 empty] | 0 | 0 | 0 | [6 empty] | 0 | 1 | 1 | EA | 1 | Specialty Items | [27 empty] | Lighting Accessories | [242 empty] | <a href="https://www.lutron.com/TechnicalDocumentLibrary/replacement_kit_install.pdf" target="_blank">Installation Instructions</a> | [23 empty] | 5.000 DW |  |  | 1.4000 IN | [89 empty] | 1.000 EA | 1.000 EA | [35 empty] | No | [42 empty] | https://www.lutron.com/TechnicalDocumentLibrary/QS_Reference_List.pdf | [7 empty] | Shelf Stock | [39 empty] | 39122221 | [13 empty] | <a href="https://www.lutron.com/TechnicalDocumentLibrary/3601201A_Commercial_Limited_Warranty.pdf" target="_blank">Warranty Information</a> |  |  |  |  | 0.600 L | [14 empty] | 0 | 0 | 0 | 0 | Lighting Fixtures | 2016-07-15 13:24 | 2024-07-20 11:42 | 0000-00-00 00:00:00 | 2024-07-20 11:42 | 0000-00-00 00:00:00
1 | Lutron Electronics | QSGFP-2BE | 4460-3895 | 4460 | 3895 | Lutron Electronics | QSGFP-2BE.png | 27557650243 | QSG MATTE COVER 2 SHADE BE | GRAFIK Eye QS Faceplate Kit, 2 shade zones, opaque cover in beige |  | 6.2 | 12.2 |  | QSGFP-2BE.png | http://grandbrass.xologic.com/vendors/4460/large/QSGFP-2BE.png | [47 empty] | 0 | 0 | 0 | [6 empty] | 0 | 1 | 1 | EA | 1 | Specialty Items | [7 empty] | White | [19 empty] | Lighting Accessories | [242 empty] | <a href="https://www.lutron.com/TechnicalDocumentLibrary/replacement_kit_install.pdf" target="_blank">Installation Instructions</a> | [23 empty] | 5.000 DW |  |  | 1.4000 IN | [89 empty] | 1.000 EA | 1.000 EA | [35 empty] | No | [42 empty] | https://www.lutron.com/TechnicalDocumentLibrary/QS_Reference_List.pdf | [7 empty] | Shelf Stock | [39 empty] | 39122221 | [13 empty] | <a href="https://www.lutron.com/TechnicalDocumentLibrary/3601201A_Commercial_Limited_Warranty.pdf" target="_blank">Warranty Information</a> |  |  |  |  | 0.600 L | [14 empty] | 0 | 0 | 0 | 0 | Lighting Fixtures | 2016-07-15 13:24 | 2024-07-20 11:14 | 0000-00-00 00:00:00 | 2024-07-20 11:14 | 0000-00-00 00:00:00
1 | Lutron Electronics | QSGFP-PD | 4460-3899 | 4460 | 3899 | Lutron Electronics | QSGFP-PD.png | 27557643078 | QSG MATTE COVER 0 SHADES PD | GRAFIK Eye QS Faceplate Kit, 0 shade zones, opaque cover in palladium |  | 6.1 | 12.2 |  | QSGFP-PD.png | http://grandbrass.xologic.com/vendors/4460/large/QSGFP-PD.png | [47 empty] | 0 | 0 | 0 | [6 empty] | 0 | 1 | 1 | EA | 1 | Specialty Items | [27 empty] | Lighting Accessories | [242 empty] | <a href="https://www.lutron.com/TechnicalDocumentLibrary/replacement_kit_install.pdf" target="_blank">Installation Instructions</a> | [23 empty] | 2.000 DW |  |  | 1.4000 IN | [89 empty] | 1.000 EA | 1.000 EA | [35 empty] | No | [42 empty] | https://www.lutron.com/TechnicalDocumentLibrary/QS_Reference_List.pdf | [7 empty] | Shelf Stock | [39 empty] | 39122221 | [13 empty] | <a href="https://www.lutron.com/TechnicalDocumentLibrary/3601201A_Commercial_Limited_Warranty.pdf" target="_blank">Warranty Information</a> |  |  |  |  | 0.550 L | [14 empty] | 0 | 0 | 0 | 0 | Lighting Fixtures | 2016-07-15 13:24 | 2024-07-20 11:09 | 0000-00-00 00:00:00 | 2024-07-20 11:09 | 0000-00-00 00:00:00 | [6 empty] | Palladium
1 | Lutron Electronics | QSGFP-SW | 4460-3907 | 4460 | 3907 | Lutron Electronics | QSGFP-SW.png | 27557643115 | QSG MATTE COVER 0 SHADES SW | GRAFIK Eye QS Faceplate Kit, 0 shade zones, opaque cover in snow |  | 6.1 | 12.2 |  | QSGFP-SW.png | http://grandbrass.xologic.com/vendors/4460/large/QSGFP-SW.png | [47 empty] | 0 | 0 | 0 | [6 empty] | 0 | 1 | 1 | EA | 1 | Specialty Items | [27 empty] | Lighting Accessories | [242 empty] | <a href="https://www.lutron.com/TechnicalDocumentLibrary/replacement_kit_install.pdf" target="_blank">Installation Instructions</a> | [23 empty] | 20.000 DW |  |  | 1.4000 IN | [89 empty] | 1.000 EA | 1.000 EA | [35 empty] | No | [42 empty] | https://www.lutron.com/TechnicalDocumentLibrary/QS_Reference_List.pdf | [7 empty] | Shelf Stock | [39 empty] | 39122221 | [13 empty] | <a href="https://www.lutron.com/TechnicalDocumentLibrary/3601201A_Commercial_Limited_Warranty.pdf" target="_blank">Warranty Information</a> |  |  |  |  | 0.550 L | [14 empty] | 0 | 0 | 0 | 0 | Lighting Fixtures | 2016-07-15 13:24 | 2024-07-20 11:08 | 0000-00-00 00:00:00 | 2024-07-20 11:08 | 0000-00-00 00:00:00 | [6 empty] | Snow
1 | Lutron Electronics | QSGFP-TAL | 4460-3909 | 4460 | 3909 | Lutron Electronics | QSGFP-TAL.png | 27557641753 | QSG MATTE COVER 0 SHADES ALMOND/TRNSLCNT | GRAFIK Eye QS Faceplate Kit, 0 shade zones, translucent cover in almond |  | 6.1 | 12.2 |  | QSGFP-TAL.png | http://grandbrass.xologic.com/vendors/4460/large/QSGFP-TAL.png | [47 empty] | 0 | 0 | 0 | [6 empty] | 0 | 1 | 1 | EA | 1 | Specialty Items | [27 empty] | Lighting Accessories | [242 empty] | <a href="https://www.lutron.com/TechnicalDocumentLibrary/replacement_kit_install.pdf" target="_blank">Installation Instructions</a> | [23 empty] | 5.000 DW |  |  | 1.4000 IN | [89 empty] | 1.000 EA | 1.000 EA | [35 empty] | No | [42 empty] | https://www.lutron.com/TechnicalDocumentLibrary/QS_Reference_List.pdf | [7 empty] | Shelf Stock | [39 empty] | 39122221 | [13 empty] | <a href="https://www.lutron.com/TechnicalDocumentLibrary/3601201A_Commercial_Limited_Warranty.pdf" target="_blank">Warranty Information</a> |  |  |  |  | 0.550 L | [14 empty] | 0 | 0 | 0 | 0 | Lighting Fixtures | 2016-07-15 13:25 | 2024-07-20 11:13 | 0000-00-00 00:00:00 | 2024-07-20 11:13 | 0000-00-00 00:00:00
1 | Lutron Electronics | QSGFP-TBE | 4460-3911 | 4460 | 3911 | Lutron Electronics | QSGFP-TBE.png | 27557641760 | QSG MATTE COVER 0 SHADES BE/TRNSLCNT | GRAFIK Eye QS Faceplate Kit, 0 shade zones, translucent cover in beige |  | 6.1 | 12.2 |  | QSGFP-TBE.png | http://grandbrass.xologic.com/vendors/4460/large/QSGFP-TBE.png | [47 empty] | 0 | 0 | 0 | [6 empty] | 0 | 1 | 1 | EA | 1 | Specialty Items | [7 empty] | White | [19 empty] | Lighting Accessories | [242 empty] | <a href="https://www.lutron.com/TechnicalDocumentLibrary/replacement_kit_install.pdf" target="_blank">Installation Instructions</a> | [23 empty] | 5.000 DW |  |  | 1.4000 IN | [89 empty] | 1.000 EA | 1.000 EA | [35 empty] | No | [42 empty] | https://www.lutron.com/TechnicalDocumentLibrary/QS_Reference_List.pdf | [7 empty] | Shelf Stock | [39 empty] | 39122221 | [13 empty] | <a href="https://www.lutron.com/TechnicalDocumentLibrary/3601201A_Commercial_Limited_Warranty.pdf" target="_blank">Warranty Information</a> |  |  |  |  | 0.550 L | [14 empty] | 0 | 0 | 0 | 0 | Lighting Fixtures | 2016-07-15 13:25 | 2024-07-20 11:14 | 0000-00-00 00:00:00 | 2024-07-20 11:14 | 0000-00-00 00:00:00
1 | Lutron Electronics | QSGFP-TBI | 4460-3915 | 4460 | 3915 | Lutron Electronics | QSGFP-TBI.png | 27557641784 | QSG MATTE COVER 0 SHADES BI/TRNSLCNT | GRAFIK Eye QS Faceplate Kit, 0 shade zones, translucent cover in biscuit |  | 6.1 | 12.2 |  | QSGFP-TBI.png | http://grandbrass.xologic.com/vendors/4460/large/QSGFP-TBI.png | [47 empty] | 0 | 0 | 0 | [6 empty] | 0 | 1 | 1 | EA | 1 | Specialty Items | [7 empty] | Brown | [19 empty] | Lighting Accessories | [242 empty] | <a href="https://www.lutron.com/TechnicalDocumentLibrary/replacement_kit_install.pdf" target="_blank">Installation Instructions</a> | [23 empty] | 5.000 DW |  |  | 1.4000 IN | [89 empty] | 1.000 EA | 1.000 EA | [35 empty] | No | [42 empty] | https://www.lutron.com/TechnicalDocumentLibrary/QS_Reference_List.pdf | [7 empty] | Shelf Stock | [39 empty] | 39122221 | [13 empty] | <a href="https://www.lutron.com/TechnicalDocumentLibrary/3601201A_Commercial_Limited_Warranty.pdf" target="_blank">Warranty Information</a> |  |  |  |  | 0.550 L | [14 empty] | 0 | 0 | 0 | 0 | Lighting Fixtures | 2016-07-15 13:25 | 2024-07-20 11:12 | 0000-00-00 00:00:00 | 2024-07-20 11:12 | 0000-00-00 00:00:00
1 | Lutron Electronics | QSGFP-TBL | 4460-3917 | 4460 | 3917 | Lutron Electronics | QSGFP-TBL.png | 27557641791 | QSG MATTE COVER 0 SHADES BL/TRNSCNT | GRAFIK Eye QS Faceplate Kit, 0 shade zones, translucent cover in black |  | 6.1 | 12.2 |  | QSGFP-TBL.png | http://grandbrass.xologic.com/vendors/4460/large/QSGFP-TBL.png | [47 empty] | 0 | 0 | 0 | [6 empty] | 0 | 1 | 1 | EA | 1 | Specialty Items | [7 empty] | Black | [19 empty] | Lighting Accessories | [242 empty] | <a href="https://www.lutron.com/TechnicalDocumentLibrary/replacement_kit_install.pdf" target="_blank">Installation Instructions</a> | [23 empty] | 10.000 DW |  |  | 1.4000 IN | [89 empty] | 1.000 EA | 1.000 EA | [35 empty] | No | [42 empty] | https://www.lutron.com/TechnicalDocumentLibrary/QS_Reference_List.pdf | [7 empty] | Shelf Stock | [39 empty] | 39122221 | [13 empty] | <a href="https://www.lutron.com/TechnicalDocumentLibrary/3601201A_Commercial_Limited_Warranty.pdf" target="_blank">Warranty Information</a> |  |  |  |  | 0.550 L | [14 empty] | 0 | 0 | 0 | 0 | Lighting Fixtures | 2016-07-15 13:25 | 2024-07-20 11:10 | 0000-00-00 00:00:00 | 2024-07-20 11:10 | 0000-00-00 00:00:00
1 | Lutron Electronics | QSGFP-TBR | 4460-3919 | 4460 | 3919 | Lutron Electronics | QSGFP-TBR.png | 27557641807 | QSG MATTE COVER 0 SHADES BR/TRNSLCNT | GRAFIK Eye QS Faceplate Kit, 0 shade zones, translucent cover in brown |  | 6.1 | 12.2 |  | QSGFP-TBR.png | http://grandbrass.xologic.com/vendors/4460/large/QSGFP-TBR.png | [47 empty] | 0 | 0 | 0 | [6 empty] | 0 | 1 | 1 | EA | 1 | Specialty Items | [7 empty] | Brown | [19 empty] | Lighting Accessories | [242 empty] | <a href="https://www.lutron.com/TechnicalDocumentLibrary/replacement_kit_install.pdf" target="_blank">Installation Instructions</a> | [23 empty] | 5.000 DW |  |  | 1.4000 IN | [89 empty] | 1.000 EA | 1.000 EA | [35 empty] | No | [42 empty] | https://www.lutron.com/TechnicalDocumentLibrary/QS_Reference_List.pdf | [7 empty] | Shelf Stock | [39 empty] | 39122221 | [13 empty] | <a href="https://www.lutron.com/TechnicalDocumentLibrary/3601201A_Commercial_Limited_Warranty.pdf" target="_blank">Warranty Information</a> |  |  |  |  | 0.550 L | [14 empty] | 0 | 0 | 0 | 0 | Lighting Fixtures | 2016-07-15 13:25 | 2024-07-20 11:15 | 0000-00-00 00:00:00 | 2024-07-20 11:15 | 0000-00-00 00:00:00
1 | Lutron Electronics | QSGFP-AL | 4460-3922 | 4460 | 3922 | Lutron Electronics | QSGFP-AL.png | 27557642897 | QSG MATTE COVER 0 SHADES ALMOND | GRAFIK Eye QS Faceplate Kit, 0 shade zones, opaque cover in almond |  | 6.1 | 12.2 |  | QSGFP-AL.png | http://grandbrass.xologic.com/vendors/4460/large/QSGFP-AL.png | [47 empty] | 0 | 0 | 0 | [6 empty] | 0 | 1 | 1 | EA | 1 | Specialty Items | [7 empty] | Nickel | [19 empty] | Lighting Accessories | [242 empty] | <a href="https://www.lutron.com/TechnicalDocumentLibrary/replacement_kit_install.pdf" target="_blank">Installation Instructions</a> | [23 empty] | 10.000 DW |  |  | 1.4000 IN | [89 empty] | 1.000 EA | 1.000 EA | [35 empty] | No | [42 empty] | https://www.lutron.com/TechnicalDocumentLibrary/QS_Reference_List.pdf | [7 empty] | Shelf Stock | [39 empty] | 39122221 | [13 empty] | <a href="https://www.lutron.com/TechnicalDocumentLibrary/3601201A_Commercial_Limited_Warranty.pdf" target="_blank">Warranty Information</a> |  |  |  |  | 0.550 L | [14 empty] | 0 | 0 | 0 | 0 | Lighting Fixtures | 2016-07-15 13:25 | 2024-07-20 11:09 | 0000-00-00 00:00:00 | 2024-07-20 11:09 | 0000-00-00 00:00:00 | [6 empty] | Almond
1 | Lutron Electronics | QSGFP-BE | 4460-3924 | 4460 | 3924 | Lutron Electronics | QSGFP-BE.png | 27557642903 | QSG MATTE COVER 0 SHADES BEIGE | GRAFIK Eye QS Faceplate Kit, 0 shade zones, opaque cover in beige |  | 6.1 | 12.2 |  | QSGFP-BE.png | http://grandbrass.xologic.com/vendors/4460/large/QSGFP-BE.png | [47 empty] | 0 | 0 | 0 | [6 empty] | 0 | 1 | 1 | EA | 1 | Specialty Items | [7 empty] | White | [19 empty] | Lighting Accessories | [242 empty] | <a href="https://www.lutron.com/TechnicalDocumentLibrary/replacement_kit_install.pdf" target="_blank">Installation Instructions</a> | [23 empty] | 2.000 DW |  |  | 1.4000 IN | [89 empty] | 1.000 EA | 1.000 EA | [35 empty] | No | [42 empty] | https://www.lutron.com/TechnicalDocumentLibrary/QS_Reference_List.pdf | [7 empty] | Shelf Stock | [39 empty] | 39122221 | [13 empty] | <a href="https://www.lutron.com/TechnicalDocumentLibrary/3601201A_Commercial_Limited_Warranty.pdf" target="_blank">Warranty Information</a> |  |  |  |  | 0.550 L | [14 empty] | 0 | 0 | 0 | 0 | Lighting Fixtures | 2016-07-15 13:25 | 2024-07-20 11:42 | 0000-00-00 00:00:00 | 2024-07-20 11:42 | 0000-00-00 00:00:00 | [6 empty] | Beige
1 | Lutron Electronics | QSGFP-BI | 4460-3928 | 4460 | 3928 | Lutron Electronics | QSGFP-BI.png | 27557642927 | QSG MATTE COVER 0 SHADES BISCUIT | GRAFIK Eye QS Faceplate Kit, 0 shade zones, opaque cover in biscuit |  | 6.1 | 12.2 |  | QSGFP-BI.png | http://grandbrass.xologic.com/vendors/4460/large/QSGFP-BI.png | [47 empty] | 0 | 0 | 0 | [6 empty] | 0 | 1 | 1 | EA | 1 | Specialty Items | [7 empty] | Brown | [19 empty] | Lighting Accessories | [242 empty] | <a href="https://www.lutron.com/TechnicalDocumentLibrary/replacement_kit_install.pdf" target="_blank">Installation Instructions</a> | [23 empty] | 2.000 DW |  |  | 1.4000 IN | [89 empty] | 1.000 EA | 1.000 EA | [35 empty] | No | [42 empty] | https://www.lutron.com/TechnicalDocumentLibrary/QS_Reference_List.pdf | [7 empty] | Shelf Stock | [39 empty] | 39122221 | [13 empty] | <a href="https://www.lutron.com/TechnicalDocumentLibrary/3601201A_Commercial_Limited_Warranty.pdf" target="_blank">Warranty Information</a> |  |  |  |  | 0.550 L | [14 empty] | 0 | 0 | 0 | 0 | Lighting Fixtures | 2016-07-15 13:25 | 2024-07-20 11:10 | 0000-00-00 00:00:00 | 2024-07-20 11:10 | 0000-00-00 00:00:00 | [6 empty] | Biscuit
4 | Lutron Electronics | QSGFP-BL-EGN | 4460-3930 | 4460 | 3930 | Lutron Electronics | QSGFP-BL-EGN.jpg | 27557643313 | QSG MATTE COVER 0 SHADES | GRAFIK Eye QS Faceplate Kit, 0 shade zones, opaque cover in black, general engraving |  |  |  |  | QSGFP-BL-EGN.jpg | http://grandbrass.xologic.com/vendors/4460/large/QSGFP-BL-EGN.jpg | [47 empty] | 0 | 0 | 0 | [6 empty] | 0 | 1 | 1 | EA | 1 | Lighting Controls |  |  | Fittings and Hardware |  | Electrical Hardware And Supplies |  | Wallplates | Black | [19 empty] | Other Lighting Controls | [242 empty] | <a href="https://assets.lutron.com/a/documents/replacement_kit_install.pdf" target="_blank">Installation Instructions</a> | [23 empty] | 2.000 DW | [92 empty] | 1.000 EA | 1.000 EA | [35 empty] | No | [42 empty] | https://www.lutron.com/TechnicalDocumentLibrary/QS_Reference_List.pdf | [7 empty] | Shelf Stock | [39 empty] | 39121704 | [13 empty] | <a href="https://assets.lutron.com/a/documents/043561.pdf" target="_blank">Warranty Information</a> |  |  |  |  | 0.500 L | [14 empty] | 0 | 0 | 0 | 0 | Electrical | 2016-07-15 13:25 | 2024-07-20 11:25 | 0000-00-00 00:00:00 | 2025-11-29 02:00 | 0000-00-00 00:00:00 | [6 empty] | Black
1 | Lutron Electronics | QSGFP-BR | 4460-3931 | 4460 | 3931 | Lutron Electronics | QSGFP-BR.png | 27557642941 | QSG MATTE COVER 0 SHADES BROWN | GRAFIK Eye QS Faceplate Kit, 0 shade zones, opaque cover in brown |  | 6.1 | 12.2 |  | QSGFP-BR.png | http://grandbrass.xologic.com/vendors/4460/large/QSGFP-BR.png | [47 empty] | 0 | 0 | 0 | [6 empty] | 0 | 1 | 1 | EA | 1 | Specialty Items | [7 empty] | Brown | [19 empty] | Lighting Accessories | [242 empty] | <a href="https://www.lutron.com/TechnicalDocumentLibrary/replacement_kit_install.pdf" target="_blank">Installation Instructions</a> | [23 empty] | 10.000 DW |  |  | 1.4000 IN | [89 empty] | 1.000 EA | 1.000 EA | [35 empty] | No | [42 empty] | https://www.lutron.com/TechnicalDocumentLibrary/QS_Reference_List.pdf | [7 empty] | Shelf Stock | [39 empty] | 39122221 | [13 empty] | <a href="https://www.lutron.com/TechnicalDocumentLibrary/3601201A_Commercial_Limited_Warranty.pdf" target="_blank">Warranty Information</a> |  |  |  |  | 0.550 L | [14 empty] | 0 | 0 | 0 | 0 | Lighting Fixtures | 2016-07-15 13:25 | 2024-07-20 11:09 | 0000-00-00 00:00:00 | 2024-07-20 11:09 | 0000-00-00 00:00:00 | [6 empty] | Brown
1 | Lutron Electronics | QSGFP-GR | 4460-3939 | 4460 | 3939 | Lutron Electronics | QSGFP-GR.png | 27557642989 | QSG MATTE COVER 0 SHADES GR | GRAFIK Eye QS Faceplate Kit, 0 shade zones, opaque cover in gray |  | 6.1 | 12.2 |  | QSGFP-GR.png | http://grandbrass.xologic.com/vendors/4460/large/QSGFP-GR.png | [47 empty] | 0 | 0 | 0 | [6 empty] | 0 | 1 | 1 | EA | 1 | Specialty Items | [7 empty] | Gray | [19 empty] | Lighting Accessories | [242 empty] | <a href="https://www.lutron.com/TechnicalDocumentLibrary/replacement_kit_install.pdf" target="_blank">Installation Instructions</a> | [23 empty] | 10.000 DW |  |  | 1.4000 IN | [89 empty] | 1.000 EA | 1.000 EA | [35 empty] | No | [42 empty] | https://www.lutron.com/TechnicalDocumentLibrary/QS_Reference_List.pdf | [7 empty] | Shelf Stock | [39 empty] | 39122221 | [13 empty] | <a href="https://www.lutron.com/TechnicalDocumentLibrary/3601201A_Commercial_Limited_Warranty.pdf" target="_blank">Warranty Information</a> |  |  |  |  | 0.550 L | [14 empty] | 0 | 0 | 0 | 0 | Lighting Fixtures | 2016-07-15 13:25 | 2024-07-20 11:12 | 0000-00-00 00:00:00 | 2024-07-20 11:12 | 0000-00-00 00:00:00 | [6 empty] | Gray
1 | Lutron Electronics | QSGFP-HT | 4460-3943 | 4460 | 3943 | Lutron Electronics | QSGFP-HT.png | 27557643009 | QSG MATTE COVER 0 SHADES HOT | GRAFIK Eye QS Faceplate Kit, 0 shade zones, opaque cover in hot |  | 6.1 | 12.2 |  | QSGFP-HT.png | http://grandbrass.xologic.com/vendors/4460/large/QSGFP-HT.png | [47 empty] | 0 | 0 | 0 | [6 empty] | 0 | 1 | 1 | EA | 1 | Specialty Items | [27 empty] | Lighting Accessories | [242 empty] | <a href="https://www.lutron.com/TechnicalDocumentLibrary/replacement_kit_install.pdf" target="_blank">Installation Instructions</a> | [23 empty] | 5.000 DW |  |  | 1.4000 IN | [89 empty] | 1.000 EA | 1.000 EA | [35 empty] | No | [42 empty] | https://www.lutron.com/TechnicalDocumentLibrary/QS_Reference_List.pdf | [7 empty] | Shelf Stock | [39 empty] | 39122221 | [13 empty] | <a href="https://www.lutron.com/TechnicalDocumentLibrary/3601201A_Commercial_Limited_Warranty.pdf" target="_blank">Warranty Information</a> |  |  |  |  | 0.550 L | [14 empty] | 0 | 0 | 0 | 0 | Lighting Fixtures | 2016-07-15 13:26 | 2024-07-20 11:08 | 0000-00-00 00:00:00 | 2024-07-20 11:08 | 0000-00-00 00:00:00
1 | Lutron Electronics | QSGFP-IV | 4460-3945 | 4460 | 3945 | Lutron Electronics | QSGFP-IV.png | 27557643016 | QSG MATTE COVER 0 SHADES IV | GRAFIK Eye QS Faceplate Kit, 0 shade zones, opaque cover in ivory |  | 6.1 | 12.2 |  | QSGFP-IV.png | http://grandbrass.xologic.com/vendors/4460/large/QSGFP-IV.png | [47 empty] | 0 | 0 | 0 | [6 empty] | 0 | 1 | 1 | EA | 1 | Specialty Items | [7 empty] | White | [19 empty] | Lighting Accessories | [242 empty] | <a href="https://www.lutron.com/TechnicalDocumentLibrary/replacement_kit_install.pdf" target="_blank">Installation Instructions</a> | [23 empty] | 2.000 DW |  |  | 1.4000 IN | [89 empty] | 1.000 EA | 1.000 EA | [35 empty] | No | [42 empty] | https://www.lutron.com/TechnicalDocumentLibrary/QS_Reference_List.pdf | [7 empty] | Shelf Stock | [39 empty] | 39122221 | [13 empty] | <a href="https://www.lutron.com/TechnicalDocumentLibrary/3601201A_Commercial_Limited_Warranty.pdf" target="_blank">Warranty Information</a> |  |  |  |  | 0.550 L | [14 empty] | 0 | 0 | 0 | 0 | Lighting Fixtures | 2016-07-15 13:26 | 2024-07-20 11:14 | 0000-00-00 00:00:00 | 2024-07-20 11:14 | 0000-00-00 00:00:00 | [6 empty] | Ivory
1 | Lutron Electronics | QSGFP-LA | 4460-3947 | 4460 | 3947 | Lutron Electronics | QSGFP-LA.png | 27557643023 | QSG MATTE COVER 0 SHADES LA | GRAFIK Eye QS Faceplate Kit, 0 shade zones, opaque cover in light almond |  | 6.1 | 12.2 |  | QSGFP-LA.png | http://grandbrass.xologic.com/vendors/4460/large/QSGFP-LA.png | [47 empty] | 0 | 0 | 0 | [6 empty] | 0 | 1 | 1 | EA | 1 | Specialty Items | [27 empty] | Lighting Accessories | [242 empty] | <a href="https://www.lutron.com/TechnicalDocumentLibrary/replacement_kit_install.pdf" target="_blank">Installation Instructions</a> | [23 empty] | 2.000 DW |  |  | 1.4000 IN | [89 empty] | 1.000 EA | 1.000 EA | [35 empty] | No | [42 empty] | https://www.lutron.com/TechnicalDocumentLibrary/QS_Reference_List.pdf | [7 empty] | Shelf Stock | [39 empty] | 39122221 | [13 empty] | <a href="https://www.lutron.com/TechnicalDocumentLibrary/3601201A_Commercial_Limited_Warranty.pdf" target="_blank">Warranty Information</a> |  |  |  |  | 0.550 L | [14 empty] | 0 | 0 | 0 | 0 | Lighting Fixtures | 2016-07-15 13:26 | 2024-07-20 11:11 | 0000-00-00 00:00:00 | 2024-07-20 11:11 | 0000-00-00 00:00:00
1 | Lutron Electronics | QSGFP-MN | 4460-3951 | 4460 | 3951 | Lutron Electronics | QSGFP-MN.png | 27557643047 | QSG MATTE COVER 0 SHADES MN | GRAFIK Eye QS Faceplate Kit, 0 shade zones, opaque cover in midnight |  | 6.1 | 12.2 |  | QSGFP-MN.png | http://grandbrass.xologic.com/vendors/4460/large/QSGFP-MN.png | [47 empty] | 0 | 0 | 0 | [6 empty] | 0 | 1 | 1 | EA | 1 | Specialty Items | [27 empty] | Lighting Accessories | [242 empty] | <a href="https://www.lutron.com/TechnicalDocumentLibrary/replacement_kit_install.pdf" target="_blank">Installation Instructions</a> | [23 empty] | 10.000 DW |  |  | 1.4000 IN | [89 empty] | 1.000 EA | 1.000 EA | [35 empty] | No | [42 empty] | https://www.lutron.com/TechnicalDocumentLibrary/QS_Reference_List.pdf | [7 empty] | Shelf Stock | [39 empty] | 39122221 | [13 empty] | <a href="https://www.lutron.com/TechnicalDocumentLibrary/3601201A_Commercial_Limited_Warranty.pdf" target="_blank">Warranty Information</a> |  |  |  |  | 0.550 L | [14 empty] | 0 | 0 | 0 | 0 | Lighting Fixtures | 2016-07-15 13:26 | 2024-07-20 11:10 | 0000-00-00 00:00:00 | 2024-07-20 11:10 | 0000-00-00 00:00:00 | [6 empty] | Midnight
1 | Lutron Electronics | QSGFP-1AL | 4460-3952 | 4460 | 3952 | Lutron Electronics | QSGFP-1AL.png | 27557647953 | QSG MATTE COVER 1 SHADE AL | GRAFIK Eye QS Faceplate Kit, 1 shade zone, opaque cover in almond |  | 6.1 | 12.1 |  | QSGFP-1AL.png | http://grandbrass.xologic.com/vendors/4460/large/QSGFP-1AL.png | [47 empty] | 0 | 0 | 0 | [6 empty] | 0 | 1 | 1 | EA | 1 | Specialty Items | [27 empty] | Lighting Accessories | [242 empty] | <a href="https://www.lutron.com/TechnicalDocumentLibrary/replacement_kit_install.pdf" target="_blank">Installation Instructions</a> | [23 empty] | 5.000 DW |  |  | 1.3000 IN | [89 empty] | 1.000 EA | 1.000 EA | [35 empty] | No | [42 empty] | https://www.lutron.com/TechnicalDocumentLibrary/QS_Reference_List.pdf | [7 empty] | Shelf Stock | [39 empty] | 39122221 | [13 empty] | <a href="https://www.lutron.com/TechnicalDocumentLibrary/3601201A_Commercial_Limited_Warranty.pdf" target="_blank">Warranty Information</a> |  |  |  |  | 0.550 L | [14 empty] | 0 | 0 | 0 | 0 | Lighting Fixtures | 2016-07-15 13:26 | 2024-07-20 11:11 | 0000-00-00 00:00:00 | 2024-07-20 11:11 | 0000-00-00 00:00:00
1 | Lutron Electronics | QSGFP-1BE | 4460-3954 | 4460 | 3954 | Lutron Electronics | QSGFP-1BE.png | 27557647960 | QSG MATTE COVER 1 SHADE BE | GRAFIK Eye QS Faceplate Kit, 1 shade zone, opaque cover in beige |  | 6.1 | 12.1 |  | QSGFP-1BE.png | http://grandbrass.xologic.com/vendors/4460/large/QSGFP-1BE.png | [47 empty] | 0 | 0 | 0 | [6 empty] | 0 | 1 | 1 | EA | 1 | Specialty Items | [7 empty] | White | [19 empty] | Lighting Accessories | [242 empty] | <a href="https://www.lutron.com/TechnicalDocumentLibrary/replacement_kit_install.pdf" target="_blank">Installation Instructions</a> | [23 empty] | 5.000 DW |  |  | 1.3000 IN | [89 empty] | 1.000 EA | 1.000 EA | [35 empty] | No | [42 empty] | https://www.lutron.com/TechnicalDocumentLibrary/QS_Reference_List.pdf | [7 empty] | Shelf Stock | [39 empty] | 39122221 | [13 empty] | <a href="https://www.lutron.com/TechnicalDocumentLibrary/3601201A_Commercial_Limited_Warranty.pdf" target="_blank">Warranty Information</a> |  |  |  |  | 0.550 L | [14 empty] | 0 | 0 | 0 | 0 | Lighting Fixtures | 2016-07-15 13:26 | 2024-07-20 11:12 | 0000-00-00 00:00:00 | 2024-07-20 11:12 | 0000-00-00 00:00:00
1 | Lutron Electronics | QSGFP-1BI | 4460-3958 | 4460 | 3958 | Lutron Electronics | QSGFP-1BI.png | 27557647984 | QSG MATTE COVER 1 SHADE BI | GRAFIK Eye QS Faceplate Kit, 1 shade zone, opaque cover in biscuit |  | 6.1 | 12.1 |  | QSGFP-1BI.png | http://grandbrass.xologic.com/vendors/4460/large/QSGFP-1BI.png | [47 empty] | 0 | 0 | 0 | [6 empty] | 0 | 1 | 1 | EA | 1 | Specialty Items | [7 empty] | Brown | [19 empty] | Lighting Accessories | [242 empty] | <a href="https://www.lutron.com/TechnicalDocumentLibrary/replacement_kit_install.pdf" target="_blank">Installation Instructions</a> | [23 empty] | 5.000 DW |  |  | 1.3000 IN | [89 empty] | 1.000 EA | 1.000 EA | [35 empty] | No | [42 empty] | https://www.lutron.com/TechnicalDocumentLibrary/QS_Reference_List.pdf | [7 empty] | Shelf Stock | [39 empty] | 39122221 | [13 empty] | <a href="https://www.lutron.com/TechnicalDocumentLibrary/3601201A_Commercial_Limited_Warranty.pdf" target="_blank">Warranty Information</a> |  |  |  |  | 0.550 L | [14 empty] | 0 | 0 | 0 | 0 | Lighting Fixtures | 2016-07-15 13:26 | 2024-07-20 11:15 | 0000-00-00 00:00:00 | 2024-07-20 11:15 | 0000-00-00 00:00:00
1 | Lutron Electronics | QSGFP-1BL | 4460-3960 | 4460 | 3960 | Lutron Electronics | QSGFP-1BL.png | 27557647991 | QSG MATTE COVER 1 SHADE BL | GRAFIK Eye QS Faceplate Kit, 1 shade zone, opaque cover in black |  | 6.1 | 12.1 |  | QSGFP-1BL.png | http://grandbrass.xologic.com/vendors/4460/large/QSGFP-1BL.png | [47 empty] | 0 | 0 | 0 | [6 empty] | 0 | 1 | 1 | EA | 1 | Specialty Items | [7 empty] | Black | [19 empty] | Lighting Accessories | [242 empty] | <a href="https://www.lutron.com/TechnicalDocumentLibrary/replacement_kit_install.pdf" target="_blank">Installation Instructions</a> | [23 empty] | 10.000 DW |  |  | 1.3000 IN | [89 empty] | 1.000 EA | 1.000 EA | [35 empty] | No | [42 empty] | https://www.lutron.com/TechnicalDocumentLibrary/QS_Reference_List.pdf | [7 empty] | Shelf Stock | [39 empty] | 39122221 | [13 empty] | <a href="https://www.lutron.com/TechnicalDocumentLibrary/3601201A_Commercial_Limited_Warranty.pdf" target="_blank">Warranty Information</a> |  |  |  |  | 0.550 L | [14 empty] | 0 | 0 | 0 | 0 | Lighting Fixtures | 2016-07-15 13:26 | 2024-07-20 11:10 | 0000-00-00 00:00:00 | 2024-07-20 11:10 | 0000-00-00 00:00:00
1 | Lutron Electronics | QSGFP-1BR | 4460-3962 | 4460 | 3962 | Lutron Electronics | QSGFP-1BR.png | 27557648004 | QSG MATTE COVER 1 SHADE BR | GRAFIK Eye QS Faceplate Kit, 1 shade zone, opaque cover in brown |  | 6.1 | 12.1 |  | QSGFP-1BR.png | http://grandbrass.xologic.com/vendors/4460/large/QSGFP-1BR.png | [47 empty] | 0 | 0 | 0 | [6 empty] | 0 | 1 | 1 | EA | 1 | Specialty Items | [7 empty] | Brown | [19 empty] | Lighting Accessories | [242 empty] | <a href="https://www.lutron.com/TechnicalDocumentLibrary/replacement_kit_install.pdf" target="_blank">Installation Instructions</a> | [23 empty] | 5.000 DW |  |  | 1.3000 IN | [89 empty] | 1.000 EA | 1.000 EA | [35 empty] | No | [42 empty] | https://www.lutron.com/TechnicalDocumentLibrary/QS_Reference_List.pdf | [7 empty] | Shelf Stock | [39 empty] | 39122221 | [13 empty] | <a href="https://www.lutron.com/TechnicalDocumentLibrary/3601201A_Commercial_Limited_Warranty.pdf" target="_blank">Warranty Information</a> |  |  |  |  | 0.550 L | [14 empty] | 0 | 0 | 0 | 0 | Lighting Fixtures | 2016-07-15 13:26 | 2024-07-20 11:08 | 0000-00-00 00:00:00 | 2024-07-20 11:08 | 0000-00-00 00:00:00
1 | Lutron Electronics | QSGFP-1GR | 4460-3970 | 4460 | 3970 | Lutron Electronics | QSGFP-1GR.png | 27557648042 | QSG MATTE COVER 1 SHADE GR | GRAFIK Eye QS Faceplate Kit, 1 shade zone, opaque cover in gray |  | 6.1 | 12.1 |  | QSGFP-1GR.png | http://grandbrass.xologic.com/vendors/4460/large/QSGFP-1GR.png | [47 empty] | 0 | 0 | 0 | [6 empty] | 0 | 1 | 1 | EA | 1 | Specialty Items | [7 empty] | Gray | [19 empty] | Lighting Accessories | [242 empty] | <a href="https://www.lutron.com/TechnicalDocumentLibrary/replacement_kit_install.pdf" target="_blank">Installation Instructions</a> | [23 empty] | 5.000 DW |  |  | 1.3000 IN | [89 empty] | 1.000 EA | 1.000 EA | [35 empty] | No | [42 empty] | https://www.lutron.com/TechnicalDocumentLibrary/QS_Reference_List.pdf | [7 empty] | Shelf Stock | [39 empty] | 39122221 | [13 empty] | <a href="https://www.lutron.com/TechnicalDocumentLibrary/3601201A_Commercial_Limited_Warranty.pdf" target="_blank">Warranty Information</a> |  |  |  |  | 0.550 L | [14 empty] | 0 | 0 | 0 | 0 | Lighting Fixtures | 2016-07-15 13:26 | 2024-07-20 11:09 | 0000-00-00 00:00:00 | 2024-07-20 11:09 | 0000-00-00 00:00:00
1 | Lutron Electronics | QSGFP-1HT | 4460-3974 | 4460 | 3974 | Lutron Electronics | QSGFP-1HT.png | 27557648066 | QSG MATTE COVER 1 SHADE HOT | GRAFIK Eye QS Faceplate Kit, 1 shade zone, opaque cover in hot |  | 6.1 | 12.1 |  | QSGFP-1HT.png | http://grandbrass.xologic.com/vendors/4460/large/QSGFP-1HT.png | [47 empty] | 0 | 0 | 0 | [6 empty] | 0 | 1 | 1 | EA | 1 | Specialty Items | [27 empty] | Lighting Accessories | [242 empty] | <a href="https://www.lutron.com/TechnicalDocumentLibrary/replacement_kit_install.pdf" target="_blank">Installation Instructions</a> | [23 empty] | 5.000 DW |  |  | 1.3000 IN | [89 empty] | 1.000 EA | 1.000 EA | [35 empty] | No | [42 empty] | https://www.lutron.com/TechnicalDocumentLibrary/QS_Reference_List.pdf | [7 empty] | Shelf Stock | [39 empty] | 39122221 | [13 empty] | <a href="https://www.lutron.com/TechnicalDocumentLibrary/3601201A_Commercial_Limited_Warranty.pdf" target="_blank">Warranty Information</a> |  |  |  |  | 0.550 L | [14 empty] | 0 | 0 | 0 | 0 | Lighting Fixtures | 2016-07-15 13:26 | 2024-07-20 11:08 | 0000-00-00 00:00:00 | 2024-07-20 11:08 | 0000-00-00 00:00:00
1 | Lutron Electronics | QSGFP-1IV | 4460-3976 | 4460 | 3976 | Lutron Electronics | QSGFP-1IV.png | 27557648073 | QSG MATTE COVER 1 SHADE IV | GRAFIK Eye QS Faceplate Kit, 1 shade zone, opaque cover in ivory |  | 6.1 | 12.1 |  | QSGFP-1IV.png | http://grandbrass.xologic.com/vendors/4460/large/QSGFP-1IV.png | [47 empty] | 0 | 0 | 0 | [6 empty] | 0 | 1 | 1 | EA | 1 | Specialty Items | [7 empty] | White | [19 empty] | Lighting Accessories | [242 empty] | <a href="https://www.lutron.com/TechnicalDocumentLibrary/replacement_kit_install.pdf" target="_blank">Installation Instructions</a> | [23 empty] | 2.000 DW |  |  | 1.3000 IN | [89 empty] | 1.000 EA | 1.000 EA | [35 empty] | No | [42 empty] | https://www.lutron.com/TechnicalDocumentLibrary/QS_Reference_List.pdf | [7 empty] | Shelf Stock | [39 empty] | 39122221 | [13 empty] | <a href="https://www.lutron.com/TechnicalDocumentLibrary/3601201A_Commercial_Limited_Warranty.pdf" target="_blank">Warranty Information</a> |  |  |  |  | 0.550 L | [14 empty] | 0 | 0 | 0 | 0 | Lighting Fixtures | 2016-07-15 13:27 | 2024-07-20 11:15 | 0000-00-00 00:00:00 | 2024-07-20 11:15 | 0000-00-00 00:00:00
1 | Lutron Electronics | QSGFP-1LA | 4460-3978 | 4460 | 3978 | Lutron Electronics | QSGFP-1LA.png | 27557648080 | QSG MATTE COVER 1 SHADE LA | GRAFIK Eye QS Faceplate Kit, 1 shade zone, opaque cover in light almond |  | 6.1 | 12.1 |  | QSGFP-1LA.png | http://grandbrass.xologic.com/vendors/4460/large/QSGFP-1LA.png | [47 empty] | 0 | 0 | 0 | [6 empty] | 0 | 1 | 1 | EA | 1 | Specialty Items | [27 empty] | Lighting Accessories | [242 empty] | <a href="https://www.lutron.com/TechnicalDocumentLibrary/replacement_kit_install.pdf" target="_blank">Installation Instructions</a> | [23 empty] | 2.000 DW |  |  | 1.3000 IN | [89 empty] | 1.000 EA | 1.000 EA | [35 empty] | No | [42 empty] | https://www.lutron.com/TechnicalDocumentLibrary/QS_Reference_List.pdf | [7 empty] | Shelf Stock | [39 empty] | 39122221 | [13 empty] | <a href="https://www.lutron.com/TechnicalDocumentLibrary/3601201A_Commercial_Limited_Warranty.pdf" target="_blank">Warranty Information</a> |  |  |  |  | 0.550 L | [14 empty] | 0 | 0 | 0 | 0 | Lighting Fixtures | 2016-07-15 13:27 | 2024-07-20 11:12 | 0000-00-00 00:00:00 | 2024-07-20 11:12 | 0000-00-00 00:00:00
1 | Lutron Electronics | QSGFP-1MN | 4460-3982 | 4460 | 3982 | Lutron Electronics | QSGFP-1MN.png | 27557648103 | QSG MATTE COVER 1 SHADE MN | GRAFIK Eye QS Faceplate Kit, 1 shade zone, opaque cover in midnight |  | 6.1 | 12.1 |  | QSGFP-1MN.png | http://grandbrass.xologic.com/vendors/4460/large/QSGFP-1MN.png | [47 empty] | 0 | 0 | 0 | [6 empty] | 0 | 1 | 1 | EA | 1 | Specialty Items | [27 empty] | Lighting Accessories | [242 empty] | <a href="https://www.lutron.com/TechnicalDocumentLibrary/replacement_kit_install.pdf" target="_blank">Installation Instructions</a> | [23 empty] | 2.000 DW |  |  | 1.3000 IN | [89 empty] | 1.000 EA | 1.000 EA | [35 empty] | No | [42 empty] | https://www.lutron.com/TechnicalDocumentLibrary/QS_Reference_List.pdf | [7 empty] | Shelf Stock | [39 empty] | 39122221 | [13 empty] | <a href="https://www.lutron.com/TechnicalDocumentLibrary/3601201A_Commercial_Limited_Warranty.pdf" target="_blank">Warranty Information</a> |  |  |  |  | 0.550 L | [14 empty] | 0 | 0 | 0 | 0 | Lighting Fixtures | 2016-07-15 13:27 | 2024-07-20 11:10 | 0000-00-00 00:00:00 | 2024-07-20 11:10 | 0000-00-00 00:00:00
1 | Lutron Electronics | QSGFP-1PD | 4460-3988 | 4460 | 3988 | Lutron Electronics | QSGFP-1PD.png | 27557648134 | QSG MATTE COVER 1 SHADE PD | GRAFIK Eye QS Faceplate Kit, 1 shade zone, opaque cover in palladium |  | 6.1 | 12.1 |  | QSGFP-1PD.png | http://grandbrass.xologic.com/vendors/4460/large/QSGFP-1PD.png | [47 empty] | 0 | 0 | 0 | [6 empty] | 0 | 1 | 1 | EA | 1 | Specialty Items | [27 empty] | Lighting Accessories | [242 empty] | <a href="https://www.lutron.com/TechnicalDocumentLibrary/replacement_kit_install.pdf" target="_blank">Installation Instructions</a> | [23 empty] | 5.000 DW |  |  | 1.3000 IN | [89 empty] | 1.000 EA | 1.000 EA | [35 empty] | No | [42 empty] | https://www.lutron.com/TechnicalDocumentLibrary/QS_Reference_List.pdf | [7 empty] | Shelf Stock | [39 empty] | 39122221 | [13 empty] | <a href="https://www.lutron.com/TechnicalDocumentLibrary/3601201A_Commercial_Limited_Warranty.pdf" target="_blank">Warranty Information</a> |  |  |  |  | 0.550 L | [14 empty] | 0 | 0 | 0 | 0 | Lighting Fixtures | 2016-07-15 13:27 | 2024-07-20 11:08 | 0000-00-00 00:00:00 | 2024-07-20 11:08 | 0000-00-00 00:00:00
1 | Lutron Electronics | QSGFP-1SW | 4460-3996 | 4460 | 3996 | Lutron Electronics | QSGFP-1SW.png | 27557648172 | QSG MATTE COVER 1 SHADE SW | GRAFIK Eye QS Faceplate Kit, 1 shade zone, opaque cover in snow |  | 6.1 | 12.1 |  | QSGFP-1SW.png | http://grandbrass.xologic.com/vendors/4460/large/QSGFP-1SW.png | [47 empty] | 0 | 0 | 0 | [6 empty] | 0 | 1 | 1 | EA | 1 | Specialty Items | [27 empty] | Lighting Accessories | [242 empty] | <a href="https://www.lutron.com/TechnicalDocumentLibrary/replacement_kit_install.pdf" target="_blank">Installation Instructions</a> | [23 empty] | 2.000 DW |  |  | 1.3000 IN | [89 empty] | 1.000 EA | 1.000 EA | [35 empty] | No | [42 empty] | https://www.lutron.com/TechnicalDocumentLibrary/QS_Reference_List.pdf | [7 empty] | Shelf Stock | [39 empty] | 39122221 | [13 empty] | <a href="https://www.lutron.com/TechnicalDocumentLibrary/3601201A_Commercial_Limited_Warranty.pdf" target="_blank">Warranty Information</a> |  |  |  |  | 0.550 L | [14 empty] | 0 | 0 | 0 | 0 | Lighting Fixtures | 2016-07-15 13:27 | 2024-07-20 11:09 | 0000-00-00 00:00:00 | 2024-07-20 11:09 | 0000-00-00 00:00:00
1 | Lutron Electronics | QSGFP-1TBE | 4460-4000 | 4460 | 4000 | Lutron Electronics | QSGFP-1TBE.png | 27557646826 | QSG MATTE COVER 1 SHADE BE/TRNSLCNT | GRAFIK Eye QS Faceplate Kit, 1 shade zone, translucent cover in beige |  | 6.1 | 12.1 |  | QSGFP-1TBE.png | http://grandbrass.xologic.com/vendors/4460/large/QSGFP-1TBE.png | [47 empty] | 0 | 0 | 0 | [6 empty] | 0 | 1 | 1 | EA | 1 | Specialty Items | [7 empty] | White | [19 empty] | Lighting Accessories | [242 empty] | <a href="https://www.lutron.com/TechnicalDocumentLibrary/replacement_kit_install.pdf" target="_blank">Installation Instructions</a> | [23 empty] | 5.000 DW |  |  | 1.3000 IN | [89 empty] | 1.000 EA | 1.000 EA | [35 empty] | No | [42 empty] | https://www.lutron.com/TechnicalDocumentLibrary/QS_Reference_List.pdf | [7 empty] | Shelf Stock | [39 empty] | 39122221 | [13 empty] | <a href="https://www.lutron.com/TechnicalDocumentLibrary/3601201A_Commercial_Limited_Warranty.pdf" target="_blank">Warranty Information</a> |  |  |  |  | 0.550 L | [14 empty] | 0 | 0 | 0 | 0 | Lighting Fixtures | 2016-07-15 13:27 | 2024-07-20 11:14 | 0000-00-00 00:00:00 | 2024-07-20 11:14 | 0000-00-00 00:00:00
1 | Lutron Electronics | QSGFP-1TBI | 4460-4004 | 4460 | 4004 | Lutron Electronics | QSGFP-1TBI.png | 27557646840 | QSG MATTE COVER 1 SHADE BI/TRNSLCNT | GRAFIK Eye QS Faceplate Kit, 1 shade zone, translucent cover in biscuit |  | 6.1 | 12.1 |  | QSGFP-1TBI.png | http://grandbrass.xologic.com/vendors/4460/large/QSGFP-1TBI.png | [47 empty] | 0 | 0 | 0 | [6 empty] | 0 | 1 | 1 | EA | 1 | Specialty Items | [7 empty] | Brown | [19 empty] | Lighting Accessories | [242 empty] | <a href="https://www.lutron.com/TechnicalDocumentLibrary/replacement_kit_install.pdf" target="_blank">Installation Instructions</a> | [23 empty] | 5.000 DW |  |  | 1.3000 IN | [89 empty] | 1.000 EA | 1.000 EA | [35 empty] | No | [42 empty] | https://www.lutron.com/TechnicalDocumentLibrary/QS_Reference_List.pdf | [7 empty] | Shelf Stock | [39 empty] | 39122221 | [13 empty] | <a href="https://www.lutron.com/TechnicalDocumentLibrary/3601201A_Commercial_Limited_Warranty.pdf" target="_blank">Warranty Information</a> |  |  |  |  | 0.550 L | [14 empty] | 0 | 0 | 0 | 0 | Lighting Fixtures | 2016-07-15 13:27 | 2024-07-20 11:13 | 0000-00-00 00:00:00 | 2024-07-20 11:13 | 0000-00-00 00:00:00
1 | Lutron Electronics | QSGFP-1TBL | 4460-4006 | 4460 | 4006 | Lutron Electronics | QSGFP-1TBL.png | 27557646857 | QSG MATTE COVER 1 SHADE BL/TRNSLCNT | GRAFIK Eye QS Faceplate Kit, 1 shade zone, translucent cover in black |  | 6.1 | 12.1 |  | QSGFP-1TBL.png | http://grandbrass.xologic.com/vendors/4460/large/QSGFP-1TBL.png | [47 empty] | 0 | 0 | 0 | [6 empty] | 0 | 1 | 1 | EA | 1 | Specialty Items | [7 empty] | Black | [19 empty] | Lighting Accessories | [242 empty] | <a href="https://www.lutron.com/TechnicalDocumentLibrary/replacement_kit_install.pdf" target="_blank">Installation Instructions</a> | [23 empty] | 2.000 DW |  |  | 1.3000 IN | [89 empty] | 1.000 EA | 1.000 EA | [35 empty] | No | [42 empty] | https://www.lutron.com/TechnicalDocumentLibrary/QS_Reference_List.pdf | [7 empty] | Shelf Stock | [39 empty] | 39122221 | [13 empty] | <a href="https://www.lutron.com/TechnicalDocumentLibrary/3601201A_Commercial_Limited_Warranty.pdf" target="_blank">Warranty Information</a> |  |  |  |  | 0.550 L | [14 empty] | 0 | 0 | 0 | 0 | Lighting Fixtures | 2016-07-15 13:27 | 2024-07-20 11:42 | 0000-00-00 00:00:00 | 2024-07-20 11:42 | 0000-00-00 00:00:00
1 | Lutron Electronics | QSGFP-1TBR | 4460-4008 | 4460 | 4008 | Lutron Electronics | QSGFP-1TBR.png | 27557646864 | QSG MATTE COVER 1 SHADE BR/TRNSLCNT | GRAFIK Eye QS Faceplate Kit, 1 shade zone, translucent cover in brown |  | 6.1 | 12.1 |  | QSGFP-1TBR.png | http://grandbrass.xologic.com/vendors/4460/large/QSGFP-1TBR.png | [47 empty] | 0 | 0 | 0 | [6 empty] | 0 | 1 | 1 | EA | 1 | Specialty Items | [7 empty] | Brown | [19 empty] | Lighting Accessories | [242 empty] | <a href="https://www.lutron.com/TechnicalDocumentLibrary/replacement_kit_install.pdf" target="_blank">Installation Instructions</a> | [23 empty] | 5.000 DW |  |  | 1.3000 IN | [89 empty] | 1.000 EA | 1.000 EA | [35 empty] | No | [42 empty] | https://www.lutron.com/TechnicalDocumentLibrary/QS_Reference_List.pdf | [7 empty] | Shelf Stock | [39 empty] | 39122221 | [13 empty] | <a href="https://www.lutron.com/TechnicalDocumentLibrary/3601201A_Commercial_Limited_Warranty.pdf" target="_blank">Warranty Information</a> |  |  |  |  | 0.550 L | [14 empty] | 0 | 0 | 0 | 0 | Lighting Fixtures | 2016-07-15 13:28 | 2024-07-20 11:13 | 0000-00-00 00:00:00 | 2024-07-20 11:13 | 0000-00-00 00:00:00
1 | Lutron Electronics | QSGFP-1TGR | 4460-4018 | 4460 | 4018 | Lutron Electronics | QSGFP-1TGR.png | 27557646901 | QSG MATTE COVER 1 SHADE GR/TRNSLCNT | GRAFIK Eye QS Faceplate Kit, 1 shade zone, translucent cover in gray |  | 6.1 | 12.1 |  | QSGFP-1TGR.png | http://grandbrass.xologic.com/vendors/4460/large/QSGFP-1TGR.png | [47 empty] | 0 | 0 | 0 | [6 empty] | 0 | 1 | 1 | EA | 1 | Specialty Items | [7 empty] | Gray | [19 empty] | Lighting Accessories | [242 empty] | <a href="https://www.lutron.com/TechnicalDocumentLibrary/replacement_kit_install.pdf" target="_blank">Installation Instructions</a> | [23 empty] | 2.000 DW |  |  | 1.3000 IN | [89 empty] | 1.000 EA | 1.000 EA | [35 empty] | No | [42 empty] | https://www.lutron.com/TechnicalDocumentLibrary/QS_Reference_List.pdf | [7 empty] | Shelf Stock | [39 empty] | 39122221 | [13 empty] | <a href="https://www.lutron.com/TechnicalDocumentLibrary/3601201A_Commercial_Limited_Warranty.pdf" target="_blank">Warranty Information</a> |  |  |  |  | 0.550 L | [14 empty] | 0 | 0 | 0 | 0 | Lighting Fixtures | 2016-07-15 13:28 | 2024-07-20 11:14 | 0000-00-00 00:00:00 | 2024-07-20 11:14 | 0000-00-00 00:00:00
1 | Lutron Electronics | QSGFP-1THT | 4460-4022 | 4460 | 4022 | Lutron Electronics | QSGFP-1THT.png | 27557646925 | QSG MATTE COVER 1 SHADE HOT/TRNSLCNT | GRAFIK Eye QS Faceplate Kit, 1 shade zone, translucent cover in hot |  | 6.1 | 12.1 |  | QSGFP-1THT.png | http://grandbrass.xologic.com/vendors/4460/large/QSGFP-1THT.png | [47 empty] | 0 | 0 | 0 | [6 empty] | 0 | 1 | 1 | EA | 1 | Specialty Items | [27 empty] | Lighting Accessories | [242 empty] | <a href="https://www.lutron.com/TechnicalDocumentLibrary/replacement_kit_install.pdf" target="_blank">Installation Instructions</a> | [23 empty] | 5.000 DW |  |  | 1.3000 IN | [89 empty] | 1.000 EA | 1.000 EA | [35 empty] | No | [42 empty] | https://www.lutron.com/TechnicalDocumentLibrary/QS_Reference_List.pdf | [7 empty] | Shelf Stock | [39 empty] | 39122221 | [13 empty] | <a href="https://www.lutron.com/TechnicalDocumentLibrary/3601201A_Commercial_Limited_Warranty.pdf" target="_blank">Warranty Information</a> |  |  |  |  | 0.550 L | [14 empty] | 0 | 0 | 0 | 0 | Lighting Fixtures | 2016-07-15 13:28 | 2024-07-20 11:12 | 0000-00-00 00:00:00 | 2024-07-20 11:12 | 0000-00-00 00:00:00
1 | Lutron Electronics | QSGFP-1TIV | 4460-4024 | 4460 | 4024 | Lutron Electronics | QSGFP-1TIV.png | 27557646932 | QSG MATTE COVER 1 SHADE IV/TRNSLCNT | GRAFIK Eye QS Faceplate Kit, 1 shade zone, translucent cover in ivory |  | 6.1 | 12.1 |  | QSGFP-1TIV.png | http://grandbrass.xologic.com/vendors/4460/large/QSGFP-1TIV.png | [47 empty] | 0 | 0 | 0 | [6 empty] | 0 | 1 | 1 | EA | 1 | Specialty Items | [7 empty] | White | [19 empty] | Lighting Accessories | [242 empty] | <a href="https://www.lutron.com/TechnicalDocumentLibrary/replacement_kit_install.pdf" target="_blank">Installation Instructions</a> | [23 empty] | 2.000 DW |  |  | 1.3000 IN | [89 empty] | 1.000 EA | 1.000 EA | [35 empty] | No | [42 empty] | https://www.lutron.com/TechnicalDocumentLibrary/QS_Reference_List.pdf | [7 empty] | Shelf Stock | [39 empty] | 39122221 | [13 empty] | <a href="https://www.lutron.com/TechnicalDocumentLibrary/3601201A_Commercial_Limited_Warranty.pdf" target="_blank">Warranty Information</a> |  |  |  |  | 0.550 L | [14 empty] | 0 | 0 | 0 | 0 | Lighting Fixtures | 2016-07-15 13:28 | 2024-07-20 11:08 | 0000-00-00 00:00:00 | 2024-07-20 11:08 | 0000-00-00 00:00:00
1 | Lutron Electronics | QSGFP-1TLA | 4460-4026 | 4460 | 4026 | Lutron Electronics | QSGFP-1TLA.png | 27557646949 | QSG MATTE COVER 1 SHADE LA/TRNSLCNT | GRAFIK Eye QS Faceplate Kit, 1 shade zone, translucent cover in light almond |  | 6.1 | 12.1 |  | QSGFP-1TLA.png | http://grandbrass.xologic.com/vendors/4460/large/QSGFP-1TLA.png | [47 empty] | 0 | 0 | 0 | [6 empty] | 0 | 1 | 1 | EA | 1 | Specialty Items | [27 empty] | Lighting Accessories | [242 empty] | <a href="https://www.lutron.com/TechnicalDocumentLibrary/replacement_kit_install.pdf" target="_blank">Installation Instructions</a> | [23 empty] | 5.000 DW |  |  | 1.3000 IN | [89 empty] | 1.000 EA | 1.000 EA | [35 empty] | No | [42 empty] | https://www.lutron.com/TechnicalDocumentLibrary/QS_Reference_List.pdf | [7 empty] | Shelf Stock | [39 empty] | 39122221 | [13 empty] | <a href="https://www.lutron.com/TechnicalDocumentLibrary/3601201A_Commercial_Limited_Warranty.pdf" target="_blank">Warranty Information</a> |  |  |  |  | 0.550 L | [14 empty] | 0 | 0 | 0 | 0 | Lighting Fixtures | 2016-07-15 13:28 | 2024-07-20 11:16 | 0000-00-00 00:00:00 | 2024-07-20 11:16 | 0000-00-00 00:00:00
1 | Lutron Electronics | QSGFP-1TMN | 4460-4030 | 4460 | 4030 | Lutron Electronics | QSGFP-1TMN.png | 27557646963 | QSG MATTE COVER 1 SHADE MN/TRNSLCNT | GRAFIK Eye QS Faceplate Kit, 1 shade zone, translucent cover in midnight |  | 6.1 | 12.1 |  | QSGFP-1TMN.png | http://grandbrass.xologic.com/vendors/4460/large/QSGFP-1TMN.png | [47 empty] | 0 | 0 | 0 | [6 empty] | 0 | 1 | 1 | EA | 1 | Specialty Items | [27 empty] | Lighting Accessories | [242 empty] | <a href="https://www.lutron.com/TechnicalDocumentLibrary/replacement_kit_install.pdf" target="_blank">Installation Instructions</a> | [23 empty] | 5.000 DW |  |  | 1.3000 IN | [89 empty] | 1.000 EA | 1.000 EA | [35 empty] | No | [42 empty] | https://www.lutron.com/TechnicalDocumentLibrary/QS_Reference_List.pdf | [7 empty] | Shelf Stock | [39 empty] | 39122221 | [13 empty] | <a href="https://www.lutron.com/TechnicalDocumentLibrary/3601201A_Commercial_Limited_Warranty.pdf" target="_blank">Warranty Information</a> |  |  |  |  | 0.550 L | [14 empty] | 0 | 0 | 0 | 0 | Lighting Fixtures | 2016-07-15 13:28 | 2024-07-20 11:09 | 0000-00-00 00:00:00 | 2024-07-20 11:09 | 0000-00-00 00:00:00
1 | Lutron Electronics | QSGFP-2BI | 4460-4038 | 4460 | 4038 | Lutron Electronics | QSGFP-2BI.png | 27557650267 | QSG MATTE COVER 2 SHADE BI | GRAFIK Eye QS Faceplate Kit, 2 shade zones, opaque cover in biscuit |  | 6.2 | 12.2 |  | QSGFP-2BI.png | http://grandbrass.xologic.com/vendors/4460/large/QSGFP-2BI.png | [47 empty] | 0 | 0 | 0 | [6 empty] | 0 | 1 | 1 | EA | 1 | Specialty Items | [7 empty] | Brown | [19 empty] | Lighting Accessories | [242 empty] | <a href="https://www.lutron.com/TechnicalDocumentLibrary/replacement_kit_install.pdf" target="_blank">Installation Instructions</a> | [23 empty] | 5.000 DW |  |  | 1.4000 IN | [89 empty] | 1.000 EA | 1.000 EA | [35 empty] | No | [42 empty] | https://www.lutron.com/TechnicalDocumentLibrary/QS_Reference_List.pdf | [7 empty] | Shelf Stock | [39 empty] | 39122221 | [13 empty] | <a href="https://www.lutron.com/TechnicalDocumentLibrary/3601201A_Commercial_Limited_Warranty.pdf" target="_blank">Warranty Information</a> |  |  |  |  | 0.600 L | [14 empty] | 0 | 0 | 0 | 0 | Lighting Fixtures | 2016-07-15 13:28 | 2024-07-20 11:13 | 0000-00-00 00:00:00 | 2024-07-20 11:13 | 0000-00-00 00:00:00
1 | Lutron Electronics | QSGFP-2BL | 4460-4040 | 4460 | 4040 | Lutron Electronics | QSGFP-2BL.png | 27557650274 | QSG MATTE COVER 2 SHADE BL | GRAFIK Eye QS Faceplate Kit, 2 shade zones, opaque cover in black |  | 6.2 | 12.2 |  | QSGFP-2BL.png | http://grandbrass.xologic.com/vendors/4460/large/QSGFP-2BL.png | [47 empty] | 0 | 0 | 0 | [6 empty] | 0 | 1 | 1 | EA | 1 | Specialty Items | [7 empty] | Black | [19 empty] | Lighting Accessories | [242 empty] | <a href="https://www.lutron.com/TechnicalDocumentLibrary/replacement_kit_install.pdf" target="_blank">Installation Instructions</a> | [23 empty] | 2.000 DW |  |  | 1.4000 IN | [89 empty] | 1.000 EA | 1.000 EA | [35 empty] | No | [42 empty] | https://www.lutron.com/TechnicalDocumentLibrary/QS_Reference_List.pdf | [7 empty] | Shelf Stock | [39 empty] | 39122221 | [13 empty] | <a href="https://www.lutron.com/TechnicalDocumentLibrary/3601201A_Commercial_Limited_Warranty.pdf" target="_blank">Warranty Information</a> |  |  |  |  | 0.600 L | [14 empty] | 0 | 0 | 0 | 0 | Lighting Fixtures | 2016-07-15 13:28 | 2024-07-20 11:08 | 0000-00-00 00:00:00 | 2024-07-20 11:08 | 0000-00-00 00:00:00
1 | Lutron Electronics | QSGFP-2BR | 4460-4042 | 4460 | 4042 | Lutron Electronics | QSGFP-2BR.png | 27557650281 | QSG MATTE COVER 2 SHADE BR | GRAFIK Eye QS Faceplate Kit, 2 shade zones, opaque cover in brown |  | 6.2 | 12.2 |  | QSGFP-2BR.png | http://grandbrass.xologic.com/vendors/4460/large/QSGFP-2BR.png | [47 empty] | 0 | 0 | 0 | [6 empty] | 0 | 1 | 1 | EA | 1 | Specialty Items | [7 empty] | Brown | [19 empty] | Lighting Accessories | [242 empty] | <a href="https://www.lutron.com/TechnicalDocumentLibrary/replacement_kit_install.pdf" target="_blank">Installation Instructions</a> | [23 empty] | 5.000 DW |  |  | 1.4000 IN | [89 empty] | 1.000 EA | 1.000 EA | [35 empty] | No | [42 empty] | https://www.lutron.com/TechnicalDocumentLibrary/QS_Reference_List.pdf | [7 empty] | Shelf Stock | [39 empty] | 39122221 | [13 empty] | <a href="https://www.lutron.com/TechnicalDocumentLibrary/3601201A_Commercial_Limited_Warranty.pdf" target="_blank">Warranty Information</a> |  |  |  |  | 0.600 L | [14 empty] | 0 | 0 | 0 | 0 | Lighting Fixtures | 2016-07-15 13:29 | 2024-07-20 11:13 | 0000-00-00 00:00:00 | 2024-07-20 11:13 | 0000-00-00 00:00:00
1 | Lutron Electronics | QSGFP-2GR | 4460-4050 | 4460 | 4050 | Lutron Electronics | QSGFP-2GR.png | 27557650328 | QSG MATTE COVER 2 SHADE GR | GRAFIK Eye QS Faceplate Kit, 2 shade zones, opaque cover in gray |  | 6.2 | 12.2 |  | QSGFP-2GR.png | http://grandbrass.xologic.com/vendors/4460/large/QSGFP-2GR.png | [47 empty] | 0 | 0 | 0 | [6 empty] | 0 | 1 | 1 | EA | 1 | Specialty Items | [7 empty] | Gray | [19 empty] | Lighting Accessories | [242 empty] | <a href="https://www.lutron.com/TechnicalDocumentLibrary/replacement_kit_install.pdf" target="_blank">Installation Instructions</a> | [23 empty] | 2.000 DW |  |  | 1.4000 IN | [89 empty] | 1.000 EA | 1.000 EA | [35 empty] | No | [42 empty] | https://www.lutron.com/TechnicalDocumentLibrary/QS_Reference_List.pdf | [7 empty] | Shelf Stock | [39 empty] | 39122221 | [13 empty] | <a href="https://www.lutron.com/TechnicalDocumentLibrary/3601201A_Commercial_Limited_Warranty.pdf" target="_blank">Warranty Information</a> |  |  |  |  | 0.600 L | [14 empty] | 0 | 0 | 0 | 0 | Lighting Fixtures | 2016-07-15 13:29 | 2024-07-20 11:10 | 0000-00-00 00:00:00 | 2024-07-20 11:10 | 0000-00-00 00:00:00
1 | Lutron Electronics | QSGFP-2HT | 4460-4054 | 4460 | 4054 | Lutron Electronics | QSGFP-2HT.png | 27557650342 | QSG MATTE COVER 2 SHADE HOT | GRAFIK Eye QS Faceplate Kit, 2 shade zones, opaque cover in hot |  | 6.2 | 12.2 |  | QSGFP-2HT.png | http://grandbrass.xologic.com/vendors/4460/large/QSGFP-2HT.png | [47 empty] | 0 | 0 | 0 | [6 empty] | 0 | 1 | 1 | EA | 1 | Specialty Items | [27 empty] | Lighting Accessories | [242 empty] | <a href="https://www.lutron.com/TechnicalDocumentLibrary/replacement_kit_install.pdf" target="_blank">Installation Instructions</a> | [23 empty] | 5.000 DW |  |  | 1.4000 IN | [89 empty] | 1.000 EA | 1.000 EA | [35 empty] | No | [42 empty] | https://www.lutron.com/TechnicalDocumentLibrary/QS_Reference_List.pdf | [7 empty] | Shelf Stock | [39 empty] | 39122221 | [13 empty] | <a href="https://www.lutron.com/TechnicalDocumentLibrary/3601201A_Commercial_Limited_Warranty.pdf" target="_blank">Warranty Information</a> |  |  |  |  | 0.600 L | [14 empty] | 0 | 0 | 0 | 0 | Lighting Fixtures | 2016-07-15 13:29 | 2024-07-20 11:10 | 0000-00-00 00:00:00 | 2024-07-20 11:10 | 0000-00-00 00:00:00
1 | Lutron Electronics | QSGFP-2IV | 4460-4056 | 4460 | 4056 | Lutron Electronics | QSGFP-2IV.png | 27557650359 | QSG MATTE COVER 2 SHADE IV | GRAFIK Eye QS Faceplate Kit, 2 shade zones, opaque cover in ivory |  | 6.2 | 12.2 |  | QSGFP-2IV.png | http://grandbrass.xologic.com/vendors/4460/large/QSGFP-2IV.png | [47 empty] | 0 | 0 | 0 | [6 empty] | 0 | 1 | 1 | EA | 1 | Specialty Items | [7 empty] | White | [19 empty] | Lighting Accessories | [242 empty] | <a href="https://www.lutron.com/TechnicalDocumentLibrary/replacement_kit_install.pdf" target="_blank">Installation Instructions</a> | [23 empty] | 2.000 DW |  |  | 1.4000 IN | [89 empty] | 1.000 EA | 1.000 EA | [35 empty] | No | [42 empty] | https://www.lutron.com/TechnicalDocumentLibrary/QS_Reference_List.pdf | [7 empty] | Shelf Stock | [39 empty] | 39122221 | [13 empty] | <a href="https://www.lutron.com/TechnicalDocumentLibrary/3601201A_Commercial_Limited_Warranty.pdf" target="_blank">Warranty Information</a> |  |  |  |  | 0.600 L | [14 empty] | 0 | 0 | 0 | 0 | Lighting Fixtures | 2016-07-15 13:29 | 2024-07-20 11:16 | 0000-00-00 00:00:00 | 2024-07-20 11:16 | 0000-00-00 00:00:00
1 | Lutron Electronics | QSGFP-2LA | 4460-4058 | 4460 | 4058 | Lutron Electronics | QSGFP-2LA.png | 27557650366 | QSG MATTE COVER 2 SHADE LA | GRAFIK Eye QS Faceplate Kit, 2 shade zones, opaque cover in light almond |  | 6.2 | 12.2 |  | QSGFP-2LA.png | http://grandbrass.xologic.com/vendors/4460/large/QSGFP-2LA.png | [47 empty] | 0 | 0 | 0 | [6 empty] | 0 | 1 | 1 | EA | 1 | Specialty Items | [27 empty] | Lighting Accessories | [242 empty] | <a href="https://www.lutron.com/TechnicalDocumentLibrary/replacement_kit_install.pdf" target="_blank">Installation Instructions</a> | [23 empty] | 2.000 DW |  |  | 1.4000 IN | [89 empty] | 1.000 EA | 1.000 EA | [35 empty] | No | [42 empty] | https://www.lutron.com/TechnicalDocumentLibrary/QS_Reference_List.pdf | [7 empty] | Shelf Stock | [39 empty] | 39122221 | [13 empty] | <a href="https://www.lutron.com/TechnicalDocumentLibrary/3601201A_Commercial_Limited_Warranty.pdf" target="_blank">Warranty Information</a> |  |  |  |  | 0.600 L | [14 empty] | 0 | 0 | 0 | 0 | Lighting Fixtures | 2016-07-15 13:29 | 2024-07-20 11:42 | 0000-00-00 00:00:00 | 2024-07-20 11:42 | 0000-00-00 00:00:00
1 | Lutron Electronics | QSGFP-2MN | 4460-4062 | 4460 | 4062 | Lutron Electronics | QSGFP-2MN.png | 27557650380 | QSG MATTE COVER 2 SHADE MN | GRAFIK Eye QS Faceplate Kit, 2 shade zones, opaque cover in midnight |  | 6.2 | 12.2 |  | QSGFP-2MN.png | http://grandbrass.xologic.com/vendors/4460/large/QSGFP-2MN.png | [47 empty] | 0 | 0 | 0 | [6 empty] | 0 | 1 | 1 | EA | 1 | Specialty Items | [27 empty] | Lighting Accessories | [242 empty] | <a href="https://www.lutron.com/TechnicalDocumentLibrary/replacement_kit_install.pdf" target="_blank">Installation Instructions</a> | [23 empty] | 10.000 DW |  |  | 1.4000 IN | [89 empty] | 1.000 EA | 1.000 EA | [35 empty] | No | [42 empty] | https://www.lutron.com/TechnicalDocumentLibrary/QS_Reference_List.pdf | [7 empty] | Shelf Stock | [39 empty] | 39122221 | [13 empty] | <a href="https://www.lutron.com/TechnicalDocumentLibrary/3601201A_Commercial_Limited_Warranty.pdf" target="_blank">Warranty Information</a> |  |  |  |  | 0.600 L | [14 empty] | 0 | 0 | 0 | 0 | Lighting Fixtures | 2016-07-15 13:29 | 2024-07-20 11:09 | 0000-00-00 00:00:00 | 2024-07-20 11:09 | 0000-00-00 00:00:00
1 | Lutron Electronics | QSGFP-2PD | 4460-4068 | 4460 | 4068 | Lutron Electronics | QSGFP-2PD.png | 27557650410 | QSG MATTE COVER 2 SHADE PD | GRAFIK Eye QS Faceplate Kit, 2 shade zones, opaque cover in palladium |  | 6.2 | 12.2 |  | QSGFP-2PD.png | http://grandbrass.xologic.com/vendors/4460/large/QSGFP-2PD.png | [47 empty] | 0 | 0 | 0 | [6 empty] | 0 | 1 | 1 | EA | 1 | Specialty Items | [27 empty] | Lighting Accessories | [242 empty] | <a href="https://www.lutron.com/TechnicalDocumentLibrary/replacement_kit_install.pdf" target="_blank">Installation Instructions</a> | [23 empty] | 5.000 DW |  |  | 1.4000 IN | [89 empty] | 1.000 EA | 1.000 EA | [35 empty] | No | [42 empty] | https://www.lutron.com/TechnicalDocumentLibrary/QS_Reference_List.pdf | [7 empty] | Shelf Stock | [39 empty] | 39122221 | [13 empty] | <a href="https://www.lutron.com/TechnicalDocumentLibrary/3601201A_Commercial_Limited_Warranty.pdf" target="_blank">Warranty Information</a> |  |  |  |  | 0.600 L | [14 empty] | 0 | 0 | 0 | 0 | Lighting Fixtures | 2016-07-15 13:29 | 2024-07-20 11:09 | 0000-00-00 00:00:00 | 2024-07-20 11:09 | 0000-00-00 00:00:00
1 | Lutron Electronics | QSGFP-2SC | 4460-4072 | 4460 | 4072 | Lutron Electronics | QSGFP-2SC.png | 27557650564 | QSG METAL1 COVER 2 SHADE SC | GRAFIK Eye QS Faceplate Kit, 2 shade zones, opaque cover in satin chrome |  | 6.2 | 12.2 |  | QSGFP-2SC.png | http://grandbrass.xologic.com/vendors/4460/large/QSGFP-2SC.png | [47 empty] | 0 | 0 | 0 | [6 empty] | 0 | 1 | 1 | EA | 1 | Specialty Items | [7 empty] | Chrome | [19 empty] | Lighting Accessories | [242 empty] | <a href="https://www.lutron.com/TechnicalDocumentLibrary/replacement_kit_install.pdf" target="_blank">Installation Instructions</a> | [23 empty] | 5.000 DW |  |  | 1.4000 IN | [89 empty] | 1.000 EA | 1.000 EA | [35 empty] | No | [42 empty] | https://www.lutron.com/TechnicalDocumentLibrary/QS_Reference_List.pdf | [7 empty] | Shelf Stock | [39 empty] | 39122221 | [13 empty] | <a href="https://www.lutron.com/TechnicalDocumentLibrary/3601201A_Commercial_Limited_Warranty.pdf" target="_blank">Warranty Information</a> |  |  |  |  | 0.600 L | [14 empty] | 0 | 0 | 0 | 0 | Lighting Fixtures | 2016-07-15 13:29 | 2024-07-20 11:12 | 0000-00-00 00:00:00 | 2024-07-20 11:12 | 0000-00-00 00:00:00
1 | Lutron Electronics | QSGFP-2SW | 4460-4078 | 4460 | 4078 | Lutron Electronics | QSGFP-2SW.png | 27557650458 | QSG MATTE COVER 2 SHADE SW | GRAFIK Eye QS Faceplate Kit, 2 shade zones, opaque cover in snow |  | 6.2 | 12.2 |  | QSGFP-2SW.png | http://grandbrass.xologic.com/vendors/4460/large/QSGFP-2SW.png | [47 empty] | 0 | 0 | 0 | [6 empty] | 0 | 1 | 1 | EA | 1 | Specialty Items | [27 empty] | Lighting Accessories | [242 empty] | <a href="https://www.lutron.com/TechnicalDocumentLibrary/replacement_kit_install.pdf" target="_blank">Installation Instructions</a> | [23 empty] | 2.000 DW |  |  | 1.4000 IN | [89 empty] | 1.000 EA | 1.000 EA | [35 empty] | No | [42 empty] | https://www.lutron.com/TechnicalDocumentLibrary/QS_Reference_List.pdf | [7 empty] | Shelf Stock | [39 empty] | 39122221 | [13 empty] | <a href="https://www.lutron.com/TechnicalDocumentLibrary/3601201A_Commercial_Limited_Warranty.pdf" target="_blank">Warranty Information</a> |  |  |  |  | 0.600 L | [14 empty] | 0 | 0 | 0 | 0 | Lighting Fixtures | 2016-07-15 13:30 | 2024-07-20 11:14 | 0000-00-00 00:00:00 | 2024-07-20 11:14 | 0000-00-00 00:00:00
1 | Lutron Electronics | QSGFP-2TAL | 4460-4080 | 4460 | 4080 | Lutron Electronics | QSGFP-2TAL.png | 27557649094 | QSG MATTE COVER 2 SHADE AL/TRNSLCNT | GRAFIK Eye QS Faceplate Kit, 2 shade zones, translucent cover in almond |  | 6.2 | 12.2 |  | QSGFP-2TAL.png | http://grandbrass.xologic.com/vendors/4460/large/QSGFP-2TAL.png | [47 empty] | 0 | 0 | 0 | [6 empty] | 0 | 1 | 1 | EA | 1 | Specialty Items | [27 empty] | Lighting Accessories | [242 empty] | <a href="https://www.lutron.com/TechnicalDocumentLibrary/replacement_kit_install.pdf" target="_blank">Installation Instructions</a> | [23 empty] | 5.000 DW |  |  | 1.4000 IN | [89 empty] | 1.000 EA | 1.000 EA | [35 empty] | No | [42 empty] | https://www.lutron.com/TechnicalDocumentLibrary/QS_Reference_List.pdf | [7 empty] | Shelf Stock | [39 empty] | 39122221 | [13 empty] | <a href="https://www.lutron.com/TechnicalDocumentLibrary/3601201A_Commercial_Limited_Warranty.pdf" target="_blank">Warranty Information</a> |  |  |  |  | 0.600 L | [14 empty] | 0 | 0 | 0 | 0 | Lighting Fixtures | 2016-07-15 13:30 | 2024-07-20 11:11 | 0000-00-00 00:00:00 | 2024-07-20 11:11 | 0000-00-00 00:00:00
1 | Lutron Electronics | QSGFP-2TBE | 4460-4082 | 4460 | 4082 | Lutron Electronics | QSGFP-2TBE.png | 27557649100 | QSG MATTE COVER 2 SHADE BE/TRNSLCNT | GRAFIK Eye QS Faceplate Kit, 2 shade zones, translucent cover in beige |  | 6.2 | 12.2 |  | QSGFP-2TBE.png | http://grandbrass.xologic.com/vendors/4460/large/QSGFP-2TBE.png | [47 empty] | 0 | 0 | 0 | [6 empty] | 0 | 1 | 1 | EA | 1 | Specialty Items | [7 empty] | White | [19 empty] | Lighting Accessories | [242 empty] | <a href="https://www.lutron.com/TechnicalDocumentLibrary/replacement_kit_install.pdf" target="_blank">Installation Instructions</a> | [23 empty] | 5.000 DW |  |  | 1.4000 IN | [89 empty] | 1.000 EA | 1.000 EA | [35 empty] | No | [42 empty] | https://www.lutron.com/TechnicalDocumentLibrary/QS_Reference_List.pdf | [7 empty] | Shelf Stock | [39 empty] | 39122221 | [13 empty] | <a href="https://www.lutron.com/TechnicalDocumentLibrary/3601201A_Commercial_Limited_Warranty.pdf" target="_blank">Warranty Information</a> |  |  |  |  | 0.600 L | [14 empty] | 0 | 0 | 0 | 0 | Lighting Fixtures | 2016-07-15 13:30 | 2024-07-20 11:12 | 0000-00-00 00:00:00 | 2024-07-20 11:12 | 0000-00-00 00:00:00
1 | Lutron Electronics | QSGFP-2TBI | 4460-4086 | 4460 | 4086 | Lutron Electronics | QSGFP-2TBI.png | 27557649124 | QSG MATTE COVER 2 SHADE BI/TRNSLCNT | GRAFIK Eye QS Faceplate Kit, 2 shade zones, translucent cover in biscuit |  | 6.2 | 12.2 |  | QSGFP-2TBI.png | http://grandbrass.xologic.com/vendors/4460/large/QSGFP-2TBI.png | [47 empty] | 0 | 0 | 0 | [6 empty] | 0 | 1 | 1 | EA | 1 | Specialty Items | [7 empty] | Brown | [19 empty] | Lighting Accessories | [242 empty] | <a href="https://www.lutron.com/TechnicalDocumentLibrary/replacement_kit_install.pdf" target="_blank">Installation Instructions</a> | [23 empty] | 5.000 DW |  |  | 1.4000 IN | [89 empty] | 1.000 EA | 1.000 EA | [35 empty] | No | [42 empty] | https://www.lutron.com/TechnicalDocumentLibrary/QS_Reference_List.pdf | [7 empty] | Shelf Stock | [39 empty] | 39122221 | [13 empty] | <a href="https://www.lutron.com/TechnicalDocumentLibrary/3601201A_Commercial_Limited_Warranty.pdf" target="_blank">Warranty Information</a> |  |  |  |  | 0.600 L | [14 empty] | 0 | 0 | 0 | 0 | Lighting Fixtures | 2016-07-15 13:30 | 2024-07-20 11:12 | 0000-00-00 00:00:00 | 2024-07-20 11:12 | 0000-00-00 00:00:00
1 | Lutron Electronics | QSGFP-2TBL | 4460-4088 | 4460 | 4088 | Lutron Electronics | QSGFP-2TBL.png | 27557649131 | QSG MATTE COVER 2 SHADE BL/TRNSLCNT | GRAFIK Eye QS Faceplate Kit, 2 shade zones, translucent cover in black |  | 6.2 | 12.2 |  | QSGFP-2TBL.png | http://grandbrass.xologic.com/vendors/4460/large/QSGFP-2TBL.png | [47 empty] | 0 | 0 | 0 | [6 empty] | 0 | 1 | 1 | EA | 1 | Specialty Items | [7 empty] | Black | [19 empty] | Lighting Accessories | [242 empty] | <a href="https://www.lutron.com/TechnicalDocumentLibrary/replacement_kit_install.pdf" target="_blank">Installation Instructions</a> | [23 empty] | 2.000 DW |  |  | 1.4000 IN | [89 empty] | 1.000 EA | 1.000 EA | [35 empty] | No | [42 empty] | https://www.lutron.com/TechnicalDocumentLibrary/QS_Reference_List.pdf | [7 empty] | Shelf Stock | [39 empty] | 39122221 | [13 empty] | <a href="https://www.lutron.com/TechnicalDocumentLibrary/3601201A_Commercial_Limited_Warranty.pdf" target="_blank">Warranty Information</a> |  |  |  |  | 0.600 L | [14 empty] | 0 | 0 | 0 | 0 | Lighting Fixtures | 2016-07-15 13:30 | 2024-07-20 11:13 | 0000-00-00 00:00:00 | 2024-07-20 11:13 | 0000-00-00 00:00:00
1 | Lutron Electronics | QSGFP-2TBR | 4460-4090 | 4460 | 4090 | Lutron Electronics | QSGFP-2TBR.png | 27557649148 | QSG MATTE COVER 2 SHADE BR/TRNSLCNT | GRAFIK Eye QS Faceplate Kit, 2 shade zones, translucent cover in brown |  | 6.2 | 12.2 |  | QSGFP-2TBR.png | http://grandbrass.xologic.com/vendors/4460/large/QSGFP-2TBR.png | [47 empty] | 0 | 0 | 0 | [6 empty] | 0 | 1 | 1 | EA | 1 | Specialty Items | [7 empty] | Brown | [19 empty] | Lighting Accessories | [242 empty] | <a href="https://www.lutron.com/TechnicalDocumentLibrary/replacement_kit_install.pdf" target="_blank">Installation Instructions</a> | [23 empty] | 5.000 DW |  |  | 1.4000 IN | [89 empty] | 1.000 EA | 1.000 EA | [35 empty] | No | [42 empty] | https://www.lutron.com/TechnicalDocumentLibrary/QS_Reference_List.pdf | [7 empty] | Shelf Stock | [39 empty] | 39122221 | [13 empty] | <a href="https://www.lutron.com/TechnicalDocumentLibrary/3601201A_Commercial_Limited_Warranty.pdf" target="_blank">Warranty Information</a> |  |  |  |  | 0.600 L | [14 empty] | 0 | 0 | 0 | 0 | Lighting Fixtures | 2016-07-15 13:30 | 2024-07-20 11:08 | 0000-00-00 00:00:00 | 2024-07-20 11:08 | 0000-00-00 00:00:00
1 | Lutron Electronics | QSGFP-2TGR | 4460-4100 | 4460 | 4100 | Lutron Electronics | QSGFP-2TGR.png | 27557649186 | QSG MATTE COVER 2 SHADE GR/TRNSLCNT | GRAFIK Eye QS Faceplate Kit, 2 shade zones, translucent cover in gray |  | 6.2 | 12.2 |  | QSGFP-2TGR.png | http://grandbrass.xologic.com/vendors/4460/large/QSGFP-2TGR.png | [47 empty] | 0 | 0 | 0 | [6 empty] | 0 | 1 | 1 | EA | 1 | Specialty Items | [7 empty] | Gray | [19 empty] | Lighting Accessories | [242 empty] | <a href="https://www.lutron.com/TechnicalDocumentLibrary/replacement_kit_install.pdf" target="_blank">Installation Instructions</a> | [23 empty] | 5.000 DW |  |  | 1.4000 IN | [89 empty] | 1.000 EA | 1.000 EA | [35 empty] | No | [42 empty] | https://www.lutron.com/TechnicalDocumentLibrary/QS_Reference_List.pdf | [7 empty] | Shelf Stock | [39 empty] | 39122221 | [13 empty] | <a href="https://www.lutron.com/TechnicalDocumentLibrary/3601201A_Commercial_Limited_Warranty.pdf" target="_blank">Warranty Information</a> |  |  |  |  | 0.600 L | [14 empty] | 0 | 0 | 0 | 0 | Lighting Fixtures | 2016-07-15 13:30 | 2024-07-20 11:08 | 0000-00-00 00:00:00 | 2024-07-20 11:08 | 0000-00-00 00:00:00
1 | Lutron Electronics | QSGFP-2THT | 4460-4104 | 4460 | 4104 | Lutron Electronics | QSGFP-2THT.png | 27557649209 | QSG MATTE COVER 2 SHADE HOT/TRNSLCNT | GRAFIK Eye QS Faceplate Kit, 2 shade zones, translucent cover in hot |  | 6.2 | 12.2 |  | QSGFP-2THT.png | http://grandbrass.xologic.com/vendors/4460/large/QSGFP-2THT.png | [47 empty] | 0 | 0 | 0 | [6 empty] | 0 | 1 | 1 | EA | 1 | Specialty Items | [27 empty] | Lighting Accessories | [242 empty] | <a href="https://www.lutron.com/TechnicalDocumentLibrary/replacement_kit_install.pdf" target="_blank">Installation Instructions</a> | [23 empty] | 5.000 DW |  |  | 1.4000 IN | [89 empty] | 1.000 EA | 1.000 EA | [35 empty] | No | [42 empty] | https://www.lutron.com/TechnicalDocumentLibrary/QS_Reference_List.pdf | [7 empty] | Shelf Stock | [39 empty] | 39122221 | [13 empty] | <a href="https://www.lutron.com/TechnicalDocumentLibrary/3601201A_Commercial_Limited_Warranty.pdf" target="_blank">Warranty Information</a> |  |  |  |  | 0.600 L | [14 empty] | 0 | 0 | 0 | 0 | Lighting Fixtures | 2016-07-15 13:30 | 2024-07-20 11:10 | 0000-00-00 00:00:00 | 2024-07-20 11:10 | 0000-00-00 00:00:00
1 | Lutron Electronics | QSGFP-2TIV | 4460-4106 | 4460 | 4106 | Lutron Electronics | QSGFP-2TIV.png | 27557649216 | QSG MATTE COVER 2 SHADE IV/TRNSLCNT | GRAFIK Eye QS Faceplate Kit, 2 shade zones, translucent cover in ivory |  | 6.2 | 12.2 |  | QSGFP-2TIV.png | http://grandbrass.xologic.com/vendors/4460/large/QSGFP-2TIV.png | [47 empty] | 0 | 0 | 0 | [6 empty] | 0 | 1 | 1 | EA | 1 | Specialty Items | [7 empty] | White | [19 empty] | Lighting Accessories | [242 empty] | <a href="https://www.lutron.com/TechnicalDocumentLibrary/replacement_kit_install.pdf" target="_blank">Installation Instructions</a> | [23 empty] | 2.000 DW |  |  | 1.4000 IN | [89 empty] | 1.000 EA | 1.000 EA | [35 empty] | No | [42 empty] | https://www.lutron.com/TechnicalDocumentLibrary/QS_Reference_List.pdf | [7 empty] | Shelf Stock | [39 empty] | 39122221 | [13 empty] | <a href="https://www.lutron.com/TechnicalDocumentLibrary/3601201A_Commercial_Limited_Warranty.pdf" target="_blank">Warranty Information</a> |  |  |  |  | 0.600 L | [14 empty] | 0 | 0 | 0 | 0 | Lighting Fixtures | 2016-07-15 13:30 | 2024-07-20 11:13 | 0000-00-00 00:00:00 | 2024-07-20 11:13 | 0000-00-00 00:00:00
1 | Lutron Electronics | QSGFP-2TLA | 4460-4108 | 4460 | 4108 | Lutron Electronics | QSGFP-2TLA.png | 27557649223 | QSG MATTE COVER 2 SHADE LA/TRNSLCNT | GRAFIK Eye QS Faceplate Kit, 2 shade zones, translucent cover in light almond |  | 6.2 | 12.2 |  | QSGFP-2TLA.png | http://grandbrass.xologic.com/vendors/4460/large/QSGFP-2TLA.png | [47 empty] | 0 | 0 | 0 | [6 empty] | 0 | 1 | 1 | EA | 1 | Specialty Items | [27 empty] | Lighting Accessories | [242 empty] | <a href="https://www.lutron.com/TechnicalDocumentLibrary/replacement_kit_install.pdf" target="_blank">Installation Instructions</a> | [23 empty] | 5.000 DW |  |  | 1.4000 IN | [89 empty] | 1.000 EA | 1.000 EA | [35 empty] | No | [42 empty] | https://www.lutron.com/TechnicalDocumentLibrary/QS_Reference_List.pdf | [7 empty] | Shelf Stock | [39 empty] | 39122221 | [13 empty] | <a href="https://www.lutron.com/TechnicalDocumentLibrary/3601201A_Commercial_Limited_Warranty.pdf" target="_blank">Warranty Information</a> |  |  |  |  | 0.600 L | [14 empty] | 0 | 0 | 0 | 0 | Lighting Fixtures | 2016-07-15 13:31 | 2024-07-20 11:42 | 0000-00-00 00:00:00 | 2024-07-20 11:42 | 0000-00-00 00:00:00
1 | Lutron Electronics | QSGFP-2TMN | 4460-4112 | 4460 | 4112 | Lutron Electronics | QSGFP-2TMN.png | 27557649247 | QSG MATTE COVER 2 SHADE MN/TRNSLCNT | GRAFIK Eye QS Faceplate Kit, 2 shade zones, translucent cover in midnight |  | 6.2 | 12.2 |  | QSGFP-2TMN.png | http://grandbrass.xologic.com/vendors/4460/large/QSGFP-2TMN.png | [47 empty] | 0 | 0 | 0 | [6 empty] | 0 | 1 | 1 | EA | 1 | Specialty Items | [27 empty] | Lighting Accessories | [242 empty] | <a href="https://www.lutron.com/TechnicalDocumentLibrary/replacement_kit_install.pdf" target="_blank">Installation Instructions</a> | [23 empty] | 5.000 DW |  |  | 1.4000 IN | [89 empty] | 1.000 EA | 1.000 EA | [35 empty] | No | [42 empty] | https://www.lutron.com/TechnicalDocumentLibrary/QS_Reference_List.pdf | [7 empty] | Shelf Stock | [39 empty] | 39122221 | [13 empty] | <a href="https://www.lutron.com/TechnicalDocumentLibrary/3601201A_Commercial_Limited_Warranty.pdf" target="_blank">Warranty Information</a> |  |  |  |  | 0.600 L | [14 empty] | 0 | 0 | 0 | 0 | Lighting Fixtures | 2016-07-15 13:31 | 2024-07-20 11:14 | 0000-00-00 00:00:00 | 2024-07-20 11:14 | 0000-00-00 00:00:00
1 | Lutron Electronics | QSGFP-2TP | 4460-4118 | 4460 | 4118 | Lutron Electronics | QSGFP-2TP.png | 27557650472 | QSG MATTE COVER 2 SHADE TP | GRAFIK Eye QS Faceplate Kit, 2 shade zones, opaque cover in taupe |  | 6.2 | 12.2 |  | QSGFP-2TP.png | http://grandbrass.xologic.com/vendors/4460/large/QSGFP-2TP.png | [47 empty] | 0 | 0 | 0 | [6 empty] | 0 | 1 | 1 | EA | 1 | Specialty Items | [27 empty] | Lighting Accessories | [242 empty] | <a href="https://www.lutron.com/TechnicalDocumentLibrary/replacement_kit_install.pdf" target="_blank">Installation Instructions</a> | [23 empty] | 2.000 DW |  |  | 1.4000 IN | [89 empty] | 1.000 EA | 1.000 EA | [35 empty] | No | [42 empty] | https://www.lutron.com/TechnicalDocumentLibrary/QS_Reference_List.pdf | [7 empty] | Shelf Stock | [39 empty] | 39122221 | [13 empty] | <a href="https://www.lutron.com/TechnicalDocumentLibrary/3601201A_Commercial_Limited_Warranty.pdf" target="_blank">Warranty Information</a> |  |  |  |  | 0.600 L | [14 empty] | 0 | 0 | 0 | 0 | Lighting Fixtures | 2016-07-15 13:31 | 2024-07-20 11:10 | 0000-00-00 00:00:00 | 2024-07-20 11:10 | 0000-00-00 00:00:00
1 | Lutron Electronics | QSGFP-2TPD | 4460-4120 | 4460 | 4120 | Lutron Electronics | QSGFP-2TPD.png | 27557649278 | QSG MATTE COVER 2 SHADE PD/TRNSLCNT | GRAFIK Eye QS Faceplate Kit, 2 shade zones, translucent cover in palladium |  | 6.2 | 12.2 |  | QSGFP-2TPD.png | http://grandbrass.xologic.com/vendors/4460/large/QSGFP-2TPD.png | [47 empty] | 0 | 0 | 0 | [6 empty] | 0 | 1 | 1 | EA | 1 | Specialty Items | [27 empty] | Lighting Accessories | [242 empty] | <a href="https://www.lutron.com/TechnicalDocumentLibrary/replacement_kit_install.pdf" target="_blank">Installation Instructions</a> | [23 empty] | 5.000 DW |  |  | 1.4000 IN | [89 empty] | 1.000 EA | 1.000 EA | [35 empty] | No | [42 empty] | https://www.lutron.com/TechnicalDocumentLibrary/QS_Reference_List.pdf | [7 empty] | Shelf Stock | [39 empty] | 39122221 | [13 empty] | <a href="https://www.lutron.com/TechnicalDocumentLibrary/3601201A_Commercial_Limited_Warranty.pdf" target="_blank">Warranty Information</a> |  |  |  |  | 0.600 L | [14 empty] | 0 | 0 | 0 | 0 | Lighting Fixtures | 2016-07-15 13:31 | 2024-07-20 11:16 | 0000-00-00 00:00:00 | 2024-07-20 11:16 | 0000-00-00 00:00:00
1 | Lutron Electronics | QSGFP-2TSW | 4460-4130 | 4460 | 4130 | Lutron Electronics | QSGFP-2TSW.png | 27557649315 | QSG MATTE COVER 2 SHADE SW/TRNSLCNT | GRAFIK Eye QS Faceplate Kit, 2 shade zones, translucent cover in snow |  | 6.2 | 12.2 |  | QSGFP-2TSW.png | http://grandbrass.xologic.com/vendors/4460/large/QSGFP-2TSW.png | [47 empty] | 0 | 0 | 0 | [6 empty] | 0 | 1 | 1 | EA | 1 | Specialty Items | [27 empty] | Lighting Accessories | [242 empty] | <a href="https://www.lutron.com/TechnicalDocumentLibrary/replacement_kit_install.pdf" target="_blank">Installation Instructions</a> | [23 empty] | 5.000 DW |  |  | 1.4000 IN | [89 empty] | 1.000 EA | 1.000 EA | [35 empty] | No | [42 empty] | https://www.lutron.com/TechnicalDocumentLibrary/QS_Reference_List.pdf | [7 empty] | Shelf Stock | [39 empty] | 39122221 | [13 empty] | <a href="https://www.lutron.com/TechnicalDocumentLibrary/3601201A_Commercial_Limited_Warranty.pdf" target="_blank">Warranty Information</a> |  |  |  |  | 0.600 L | [14 empty] | 0 | 0 | 0 | 0 | Lighting Fixtures | 2016-07-15 13:31 | 2024-07-20 11:14 | 0000-00-00 00:00:00 | 2024-07-20 11:14 | 0000-00-00 00:00:00
1 | Lutron Electronics | QSGFP-2TTP | 4460-4134 | 4460 | 4134 | Lutron Electronics | QSGFP-2TTP.png | 27557649339 | QSG MATTE COVER 2 SHADE TP/TRNSLCNT | GRAFIK Eye QS Faceplate Kit, 2 shade zones, translucent cover in taupe |  | 6.2 | 12.2 |  | QSGFP-2TTP.png | http://grandbrass.xologic.com/vendors/4460/large/QSGFP-2TTP.png | [47 empty] | 0 | 0 | 0 | [6 empty] | 0 | 1 | 1 | EA | 1 | Specialty Items | [27 empty] | Lighting Accessories | [242 empty] | <a href="https://www.lutron.com/TechnicalDocumentLibrary/replacement_kit_install.pdf" target="_blank">Installation Instructions</a> | [23 empty] | 5.000 DW |  |  | 1.4000 IN | [89 empty] | 1.000 EA | 1.000 EA | [35 empty] | No | [42 empty] | https://www.lutron.com/TechnicalDocumentLibrary/QS_Reference_List.pdf | [7 empty] | Shelf Stock | [39 empty] | 39122221 | [13 empty] | <a href="https://www.lutron.com/TechnicalDocumentLibrary/3601201A_Commercial_Limited_Warranty.pdf" target="_blank">Warranty Information</a> |  |  |  |  | 0.600 L | [14 empty] | 0 | 0 | 0 | 0 | Lighting Fixtures | 2016-07-15 13:31 | 2024-07-20 11:09 | 0000-00-00 00:00:00 | 2024-07-20 11:09 | 0000-00-00 00:00:00
1 | Lutron Electronics | QSGFP-2TWH | 4460-4138 | 4460 | 4138 | Lutron Electronics | QSGFP-2TWH.png | 27557649353 | QSG MATTE COVER 2 SHADE WH/TRNSLCNT | GRAFIK Eye QS Faceplate Kit, 2 shade zones, translucent cover in white |  | 6.2 | 12.2 |  | QSGFP-2TWH.png | http://grandbrass.xologic.com/vendors/4460/large/QSGFP-2TWH.png | [47 empty] | 0 | 0 | 0 | [6 empty] | 0 | 1 | 1 | EA | 1 | Specialty Items | [7 empty] | White | [19 empty] | Lighting Accessories | [242 empty] | <a href="https://www.lutron.com/TechnicalDocumentLibrary/replacement_kit_install.pdf" target="_blank">Installation Instructions</a> | [23 empty] | 10.000 DW |  |  | 1.4000 IN | [89 empty] | 1.000 EA | 1.000 EA | [35 empty] | No | [42 empty] | https://www.lutron.com/TechnicalDocumentLibrary/QS_Reference_List.pdf | [7 empty] | Shelf Stock | [39 empty] | 39122221 | [13 empty] | <a href="https://www.lutron.com/TechnicalDocumentLibrary/3601201A_Commercial_Limited_Warranty.pdf" target="_blank">Warranty Information</a> |  |  |  |  | 0.600 L | [14 empty] | 0 | 0 | 0 | 0 | Lighting Fixtures | 2016-07-15 13:31 | 2024-07-20 11:16 | 0000-00-00 00:00:00 | 2024-07-20 11:16 | 0000-00-00 00:00:00
1 | Lutron Electronics | QSGFP-2WH | 4460-4140 | 4460 | 4140 | Lutron Electronics | QSGFP-2WH.png | 27557650496 | QSG MATTE COVER 2 SHADE WH | GRAFIK Eye QS Faceplate Kit, 2 shade zones, opaque cover in white |  | 6.2 | 12.2 |  | QSGFP-2WH.png | http://grandbrass.xologic.com/vendors/4460/large/QSGFP-2WH.png | [47 empty] | 0 | 0 | 0 | [6 empty] | 0 | 1 | 1 | EA | 1 | Specialty Items | [7 empty] | White | [19 empty] | Lighting Accessories | [242 empty] | <a href="https://www.lutron.com/TechnicalDocumentLibrary/replacement_kit_install.pdf" target="_blank">Installation Instructions</a> | [23 empty] | 10.000 DW |  |  | 1.4000 IN | [89 empty] | 1.000 EA | 1.000 EA | [35 empty] | No | [42 empty] | https://www.lutron.com/TechnicalDocumentLibrary/QS_Reference_List.pdf | [7 empty] | Shelf Stock | [39 empty] | 39122221 | [13 empty] | <a href="https://www.lutron.com/TechnicalDocumentLibrary/3601201A_Commercial_Limited_Warranty.pdf" target="_blank">Warranty Information</a> |  |  |  |  | 0.600 L | [14 empty] | 0 | 0 | 0 | 0 | Lighting Fixtures | 2016-07-15 13:32 | 2024-07-20 11:08 | 0000-00-00 00:00:00 | 2024-07-20 11:08 | 0000-00-00 00:00:00
1 | Lutron Electronics | QSGFP-3AL | 4460-4142 | 4460 | 4142 | Lutron Electronics | QSGFP-3AL.png | 27557660570 | QSG MATTE COVER 3 SHADE AL | GRAFIK Eye QS Faceplate Kit, 3 shade zones, opaque cover in almond |  | 6.1 | 12.2 |  | QSGFP-3AL.png | http://grandbrass.xologic.com/vendors/4460/large/QSGFP-3AL.png | [47 empty] | 0 | 0 | 0 | [6 empty] | 0 | 1 | 1 | EA | 1 | Specialty Items | [27 empty] | Lighting Accessories | [242 empty] | <a href="https://www.lutron.com/TechnicalDocumentLibrary/replacement_kit_install.pdf" target="_blank">Installation Instructions</a> | [23 empty] | 5.000 DW |  |  | 1.3000 IN | [89 empty] | 1.000 EA | 1.000 EA | [35 empty] | No | [42 empty] | https://www.lutron.com/TechnicalDocumentLibrary/QS_Reference_List.pdf | [7 empty] | Shelf Stock | [39 empty] | 39122221 | [13 empty] | <a href="https://www.lutron.com/TechnicalDocumentLibrary/3601201A_Commercial_Limited_Warranty.pdf" target="_blank">Warranty Information</a> |  |  |  |  | 0.650 L | [14 empty] | 0 | 0 | 0 | 0 | Lighting Fixtures | 2016-07-15 13:32 | 2024-07-20 11:12 | 0000-00-00 00:00:00 | 2024-07-20 11:12 | 0000-00-00 00:00:00
1 | Lutron Electronics | QSGFP-3BE | 4460-4144 | 4460 | 4144 | Lutron Electronics | QSGFP-3BE.png | 27557660587 | QSG MATTE COVER 3 SHADE BE | GRAFIK Eye QS Faceplate Kit, 3 shade zones, opaque cover in beige |  | 6.1 | 12.2 |  | QSGFP-3BE.png | http://grandbrass.xologic.com/vendors/4460/large/QSGFP-3BE.png | [47 empty] | 0 | 0 | 0 | [6 empty] | 0 | 1 | 1 | EA | 1 | Specialty Items | [7 empty] | White | [19 empty] | Lighting Accessories | [242 empty] | <a href="https://www.lutron.com/TechnicalDocumentLibrary/replacement_kit_install.pdf" target="_blank">Installation Instructions</a> | [23 empty] | 5.000 DW |  |  | 1.3000 IN | [89 empty] | 1.000 EA | 1.000 EA | [35 empty] | No | [42 empty] | https://www.lutron.com/TechnicalDocumentLibrary/QS_Reference_List.pdf | [7 empty] | Shelf Stock | [39 empty] | 39122221 | [13 empty] | <a href="https://www.lutron.com/TechnicalDocumentLibrary/3601201A_Commercial_Limited_Warranty.pdf" target="_blank">Warranty Information</a> |  |  |  |  | 0.650 L | [14 empty] | 0 | 0 | 0 | 0 | Lighting Fixtures | 2016-07-15 13:32 | 2024-07-20 11:10 | 0000-00-00 00:00:00 | 2024-07-20 11:10 | 0000-00-00 00:00:00
1 | Lutron Electronics | QSGFP-3BI | 4460-4148 | 4460 | 4148 | Lutron Electronics | QSGFP-3BI.png | 27557660600 | QSG MATTE COVER 3 SHADE BI | GRAFIK Eye QS Faceplate Kit, 3 shade zones, opaque cover in biscuit |  | 6.1 | 12.2 |  | QSGFP-3BI.png | http://grandbrass.xologic.com/vendors/4460/large/QSGFP-3BI.png | [47 empty] | 0 | 0 | 0 | [6 empty] | 0 | 1 | 1 | EA | 1 | Specialty Items | [7 empty] | Brown | [19 empty] | Lighting Accessories | [242 empty] | <a href="https://www.lutron.com/TechnicalDocumentLibrary/replacement_kit_install.pdf" target="_blank">Installation Instructions</a> | [23 empty] | 2.000 DW |  |  | 1.3000 IN | [89 empty] | 1.000 EA | 1.000 EA | [35 empty] | No | [42 empty] | https://www.lutron.com/TechnicalDocumentLibrary/QS_Reference_List.pdf | [7 empty] | Shelf Stock | [39 empty] | 39122221 | [13 empty] | <a href="https://www.lutron.com/TechnicalDocumentLibrary/3601201A_Commercial_Limited_Warranty.pdf" target="_blank">Warranty Information</a> |  |  |  |  | 0.650 L | [14 empty] | 0 | 0 | 0 | 0 | Lighting Fixtures | 2016-07-15 13:32 | 2024-07-20 11:11 | 0000-00-00 00:00:00 | 2024-07-20 11:11 | 0000-00-00 00:00:00
1 | Lutron Electronics | QSGFP-3BL | 4460-4150 | 4460 | 4150 | Lutron Electronics | QSGFP-3BL.png | 27557660617 | QSG MATTE COVER 3 SHADE BL | GRAFIK Eye QS Faceplate Kit, 3 shade zones, opaque cover in black |  | 6.1 | 12.2 |  | QSGFP-3BL.png | http://grandbrass.xologic.com/vendors/4460/large/QSGFP-3BL.png | [47 empty] | 0 | 0 | 0 | [6 empty] | 0 | 1 | 1 | EA | 1 | Specialty Items | [7 empty] | Black | [19 empty] | Lighting Accessories | [242 empty] | <a href="https://www.lutron.com/TechnicalDocumentLibrary/replacement_kit_install.pdf" target="_blank">Installation Instructions</a> | [23 empty] | 2.000 DW |  |  | 1.3000 IN | [89 empty] | 1.000 EA | 1.000 EA | [35 empty] | No | [42 empty] | https://www.lutron.com/TechnicalDocumentLibrary/QS_Reference_List.pdf | [7 empty] | Shelf Stock | [39 empty] | 39122221 | [13 empty] | <a href="https://www.lutron.com/TechnicalDocumentLibrary/3601201A_Commercial_Limited_Warranty.pdf" target="_blank">Warranty Information</a> |  |  |  |  | 0.650 L | [14 empty] | 0 | 0 | 0 | 0 | Lighting Fixtures | 2016-07-15 13:32 | 2024-07-20 11:42 | 0000-00-00 00:00:00 | 2024-07-20 11:42 | 0000-00-00 00:00:00
1 | Lutron Electronics | QSGFP-3BR | 4460-4152 | 4460 | 4152 | Lutron Electronics | QSGFP-3BR.png | 27557660624 | QSG MATTE COVER 3 SHADE BR | GRAFIK Eye QS Faceplate Kit, 3 shade zones, opaque cover in brown |  | 6.1 | 12.2 |  | QSGFP-3BR.png | http://grandbrass.xologic.com/vendors/4460/large/QSGFP-3BR.png | [47 empty] | 0 | 0 | 0 | [6 empty] | 0 | 1 | 1 | EA | 1 | Specialty Items | [7 empty] | Brown | [19 empty] | Lighting Accessories | [242 empty] | <a href="https://www.lutron.com/TechnicalDocumentLibrary/replacement_kit_install.pdf" target="_blank">Installation Instructions</a> | [23 empty] | 5.000 DW |  |  | 1.3000 IN | [89 empty] | 1.000 EA | 1.000 EA | [35 empty] | No | [42 empty] | https://www.lutron.com/TechnicalDocumentLibrary/QS_Reference_List.pdf | [7 empty] | Shelf Stock | [39 empty] | 39122221 | [13 empty] | <a href="https://www.lutron.com/TechnicalDocumentLibrary/3601201A_Commercial_Limited_Warranty.pdf" target="_blank">Warranty Information</a> |  |  |  |  | 0.650 L | [14 empty] | 0 | 0 | 0 | 0 | Lighting Fixtures | 2016-07-15 13:32 | 2024-07-20 11:13 | 0000-00-00 00:00:00 | 2024-07-20 11:13 | 0000-00-00 00:00:00
1 | Lutron Electronics | QSGFP-3GR | 4460-4160 | 4460 | 4160 | Lutron Electronics | QSGFP-3GR.png | 27557660662 | QSG MATTE COVER 3 SHADE GR | GRAFIK Eye QS Faceplate Kit, 3 shade zones, opaque cover in gray |  | 6.1 | 12.2 |  | QSGFP-3GR.png | http://grandbrass.xologic.com/vendors/4460/large/QSGFP-3GR.png | [47 empty] | 0 | 0 | 0 | [6 empty] | 0 | 1 | 1 | EA | 1 | Specialty Items | [7 empty] | Gray | [19 empty] | Lighting Accessories | [242 empty] | <a href="https://www.lutron.com/TechnicalDocumentLibrary/replacement_kit_install.pdf" target="_blank">Installation Instructions</a> | [23 empty] | 5.000 DW |  |  | 1.3000 IN | [89 empty] | 1.000 EA | 1.000 EA | [35 empty] | No | [42 empty] | https://www.lutron.com/TechnicalDocumentLibrary/QS_Reference_List.pdf | [7 empty] | Shelf Stock | [39 empty] | 39122221 | [13 empty] | <a href="https://www.lutron.com/TechnicalDocumentLibrary/3601201A_Commercial_Limited_Warranty.pdf" target="_blank">Warranty Information</a> |  |  |  |  | 0.650 L | [14 empty] | 0 | 0 | 0 | 0 | Lighting Fixtures | 2016-07-15 13:32 | 2024-07-20 11:17 | 0000-00-00 00:00:00 | 2024-07-20 11:17 | 0000-00-00 00:00:00
1 | Lutron Electronics | QSGFP-3HT | 4460-4164 | 4460 | 4164 | Lutron Electronics | QSGFP-3HT.png | 27557660686 | QSG MATTE COVER 3 SHADE HOT | GRAFIK Eye QS Faceplate Kit, 3 shade zones, opaque cover in hot |  | 6.1 | 12.2 |  | QSGFP-3HT.png | http://grandbrass.xologic.com/vendors/4460/large/QSGFP-3HT.png | [47 empty] | 0 | 0 | 0 | [6 empty] | 0 | 1 | 1 | EA | 1 | Specialty Items | [27 empty] | Lighting Accessories | [242 empty] | <a href="https://www.lutron.com/TechnicalDocumentLibrary/replacement_kit_install.pdf" target="_blank">Installation Instructions</a> | [23 empty] | 5.000 DW |  |  | 1.3000 IN | [89 empty] | 1.000 EA | 1.000 EA | [35 empty] | No | [42 empty] | https://www.lutron.com/TechnicalDocumentLibrary/QS_Reference_List.pdf | [7 empty] | Shelf Stock | [39 empty] | 39122221 | [13 empty] | <a href="https://www.lutron.com/TechnicalDocumentLibrary/3601201A_Commercial_Limited_Warranty.pdf" target="_blank">Warranty Information</a> |  |  |  |  | 0.650 L | [14 empty] | 0 | 0 | 0 | 0 | Lighting Fixtures | 2016-07-15 13:32 | 2024-07-20 11:14 | 0000-00-00 00:00:00 | 2024-07-20 11:14 | 0000-00-00 00:00:00
1 | Lutron Electronics | QSGFP-3IV | 4460-4166 | 4460 | 4166 | Lutron Electronics | QSGFP-3IV.png | 27557660693 | QSG MATTE COVER 3 SHADE IV | GRAFIK Eye QS Faceplate Kit, 3 shade zones, opaque cover in ivory |  | 6.1 | 12.2 |  | QSGFP-3IV.png | http://grandbrass.xologic.com/vendors/4460/large/QSGFP-3IV.png | [47 empty] | 0 | 0 | 0 | [6 empty] | 0 | 1 | 1 | EA | 1 | Specialty Items | [7 empty] | White | [19 empty] | Lighting Accessories | [242 empty] | <a href="https://www.lutron.com/TechnicalDocumentLibrary/replacement_kit_install.pdf" target="_blank">Installation Instructions</a> | [23 empty] | 5.000 DW |  |  | 1.3000 IN | [89 empty] | 1.000 EA | 1.000 EA | [35 empty] | No | [42 empty] | https://www.lutron.com/TechnicalDocumentLibrary/QS_Reference_List.pdf | [7 empty] | Shelf Stock | [39 empty] | 39122221 | [13 empty] | <a href="https://www.lutron.com/TechnicalDocumentLibrary/3601201A_Commercial_Limited_Warranty.pdf" target="_blank">Warranty Information</a> |  |  |  |  | 0.650 L | [14 empty] | 0 | 0 | 0 | 0 | Lighting Fixtures | 2016-07-15 13:32 | 2024-07-20 11:13 | 0000-00-00 00:00:00 | 2024-07-20 11:13 | 0000-00-00 00:00:00
1 | Lutron Electronics | QSGFP-3LA | 4460-4168 | 4460 | 4168 | Lutron Electronics | QSGFP-3LA.png | 27557660709 | QSG MATTE COVER 3 SHADE LA | GRAFIK Eye QS Faceplate Kit, 3 shade zones, opaque cover in light almond |  | 6.1 | 12.2 |  | QSGFP-3LA.png | http://grandbrass.xologic.com/vendors/4460/large/QSGFP-3LA.png | [47 empty] | 0 | 0 | 0 | [6 empty] | 0 | 1 | 1 | EA | 1 | Specialty Items | [27 empty] | Lighting Accessories | [242 empty] | <a href="https://www.lutron.com/TechnicalDocumentLibrary/replacement_kit_install.pdf" target="_blank">Installation Instructions</a> | [23 empty] | 2.000 DW |  |  | 1.3000 IN | [89 empty] | 1.000 EA | 1.000 EA | [35 empty] | No | [42 empty] | https://www.lutron.com/TechnicalDocumentLibrary/QS_Reference_List.pdf | [7 empty] | Shelf Stock | [39 empty] | 39122221 | [13 empty] | <a href="https://www.lutron.com/TechnicalDocumentLibrary/3601201A_Commercial_Limited_Warranty.pdf" target="_blank">Warranty Information</a> |  |  |  |  | 0.650 L | [14 empty] | 0 | 0 | 0 | 0 | Lighting Fixtures | 2016-07-15 13:32 | 2024-07-20 11:08 | 0000-00-00 00:00:00 | 2024-07-20 11:08 | 0000-00-00 00:00:00
1 | Lutron Electronics | QSGFP-3MN | 4460-4172 | 4460 | 4172 | Lutron Electronics | QSGFP-3MN.png | 27557660723 | QSG MATTE COVER 3 SHADE MN | GRAFIK Eye QS Faceplate Kit, 3 shade zones, opaque cover in midnight |  | 6.1 | 12.2 |  | QSGFP-3MN.png | http://grandbrass.xologic.com/vendors/4460/large/QSGFP-3MN.png | [47 empty] | 0 | 0 | 0 | [6 empty] | 0 | 1 | 1 | EA | 1 | Specialty Items | [27 empty] | Lighting Accessories | [242 empty] | <a href="https://www.lutron.com/TechnicalDocumentLibrary/replacement_kit_install.pdf" target="_blank">Installation Instructions</a> | [23 empty] | 2.000 DW |  |  | 1.3000 IN | [89 empty] | 1.000 EA | 1.000 EA | [35 empty] | No | [42 empty] | https://www.lutron.com/TechnicalDocumentLibrary/QS_Reference_List.pdf | [7 empty] | Shelf Stock | [39 empty] | 39122221 | [13 empty] | <a href="https://www.lutron.com/TechnicalDocumentLibrary/3601201A_Commercial_Limited_Warranty.pdf" target="_blank">Warranty Information</a> |  |  |  |  | 0.650 L | [14 empty] | 0 | 0 | 0 | 0 | Lighting Fixtures | 2016-07-15 13:32 | 2024-07-20 11:12 | 0000-00-00 00:00:00 | 2024-07-20 11:12 | 0000-00-00 00:00:00
1 | Lutron Electronics | QSGFP-3PD | 4460-4178 | 4460 | 4178 | Lutron Electronics | QSGFP-3PD.png | 27557660754 | QSG MATTE COVER 3 SHADE PD | GRAFIK Eye QS Faceplate Kit, 3 shade zones, opaque cover in palladium |  | 6.1 | 12.2 |  | QSGFP-3PD.png | http://grandbrass.xologic.com/vendors/4460/large/QSGFP-3PD.png | [47 empty] | 0 | 0 | 0 | [6 empty] | 0 | 1 | 1 | EA | 1 | Specialty Items | [27 empty] | Lighting Accessories | [242 empty] | <a href="https://www.lutron.com/TechnicalDocumentLibrary/replacement_kit_install.pdf" target="_blank">Installation Instructions</a> | [23 empty] | 2.000 DW |  |  | 1.3000 IN | [89 empty] | 1.000 EA | 1.000 EA | [35 empty] | No | [42 empty] | https://www.lutron.com/TechnicalDocumentLibrary/QS_Reference_List.pdf | [7 empty] | Shelf Stock | [39 empty] | 39122221 | [13 empty] | <a href="https://www.lutron.com/TechnicalDocumentLibrary/3601201A_Commercial_Limited_Warranty.pdf" target="_blank">Warranty Information</a> |  |  |  |  | 0.650 L | [14 empty] | 0 | 0 | 0 | 0 | Lighting Fixtures | 2016-07-15 13:33 | 2024-07-20 11:10 | 0000-00-00 00:00:00 | 2024-07-20 11:10 | 0000-00-00 00:00:00
1 | Lutron Electronics | QSGFP-3SW | 4460-4186 | 4460 | 4186 | Lutron Electronics | QSGFP-3SW.png | 27557660792 | QSG MATTE COVER 3 SHADE SW | GRAFIK Eye QS Faceplate Kit, 3 shade zones, opaque cover in snow |  | 6.1 | 12.2 |  | QSGFP-3SW.png | http://grandbrass.xologic.com/vendors/4460/large/QSGFP-3SW.png | [47 empty] | 0 | 0 | 0 | [6 empty] | 0 | 1 | 1 | EA | 1 | Specialty Items | [27 empty] | Lighting Accessories | [242 empty] | <a href="https://www.lutron.com/TechnicalDocumentLibrary/replacement_kit_install.pdf" target="_blank">Installation Instructions</a> | [23 empty] | 2.000 DW |  |  | 1.3000 IN | [89 empty] | 1.000 EA | 1.000 EA | [35 empty] | No | [42 empty] | https://www.lutron.com/TechnicalDocumentLibrary/QS_Reference_List.pdf | [7 empty] | Shelf Stock | [39 empty] | 39122221 | [13 empty] | <a href="https://www.lutron.com/TechnicalDocumentLibrary/3601201A_Commercial_Limited_Warranty.pdf" target="_blank">Warranty Information</a> |  |  |  |  | 0.650 L | [14 empty] | 0 | 0 | 0 | 0 | Lighting Fixtures | 2016-07-15 13:33 | 2024-07-20 11:42 | 0000-00-00 00:00:00 | 2024-07-20 11:42 | 0000-00-00 00:00:00
1 | Lutron Electronics | QSGFP-3TAL | 4460-4188 | 4460 | 4188 | Lutron Electronics | QSGFP-3TAL.png | 27557651370 | QSG MATTE COVER 3 SHADE AL/TRNSLCNT | GRAFIK Eye QS Faceplate Kit, 3 shade zones, translucent cover in almond |  | 6.1 | 12.2 |  | QSGFP-3TAL.png | http://grandbrass.xologic.com/vendors/4460/large/QSGFP-3TAL.png | [47 empty] | 0 | 0 | 0 | [6 empty] | 0 | 1 | 1 | EA | 1 | Specialty Items | [27 empty] | Lighting Accessories | [242 empty] | <a href="https://www.lutron.com/TechnicalDocumentLibrary/replacement_kit_install.pdf" target="_blank">Installation Instructions</a> | [23 empty] | 5.000 DW |  |  | 1.3000 IN | [89 empty] | 1.000 EA | 1.000 EA | [35 empty] | No | [42 empty] | https://www.lutron.com/TechnicalDocumentLibrary/QS_Reference_List.pdf | [7 empty] | Shelf Stock | [39 empty] | 39122221 | [13 empty] | <a href="https://www.lutron.com/TechnicalDocumentLibrary/3601201A_Commercial_Limited_Warranty.pdf" target="_blank">Warranty Information</a> |  |  |  |  | 0.650 L | [14 empty] | 0 | 0 | 0 | 0 | Lighting Fixtures | 2016-07-15 13:33 | 2024-07-20 11:16 | 0000-00-00 00:00:00 | 2024-07-20 11:16 | 0000-00-00 00:00:00
1 | Lutron Electronics | QSGFP-3TBE | 4460-4190 | 4460 | 4190 | Lutron Electronics | QSGFP-3TBE.png | 27557651387 | QSG MATTE COVER 3 SHADE BE/TRNSLCNT | GRAFIK Eye QS Faceplate Kit, 3 shade zones, translucent cover in beige |  | 6.1 | 12.2 |  | QSGFP-3TBE.png | http://grandbrass.xologic.com/vendors/4460/large/QSGFP-3TBE.png | [47 empty] | 0 | 0 | 0 | [6 empty] | 0 | 1 | 1 | EA | 1 | Specialty Items | [7 empty] | White | [19 empty] | Lighting Accessories | [242 empty] | <a href="https://www.lutron.com/TechnicalDocumentLibrary/replacement_kit_install.pdf" target="_blank">Installation Instructions</a> | [23 empty] | 5.000 DW |  |  | 1.3000 IN | [89 empty] | 1.000 EA | 1.000 EA | [35 empty] | No | [42 empty] | https://www.lutron.com/TechnicalDocumentLibrary/QS_Reference_List.pdf | [7 empty] | Shelf Stock | [39 empty] | 39122221 | [13 empty] | <a href="https://www.lutron.com/TechnicalDocumentLibrary/3601201A_Commercial_Limited_Warranty.pdf" target="_blank">Warranty Information</a> |  |  |  |  | 0.650 L | [14 empty] | 0 | 0 | 0 | 0 | Lighting Fixtures | 2016-07-15 13:33 | 2024-07-20 11:10 | 0000-00-00 00:00:00 | 2024-07-20 11:10 | 0000-00-00 00:00:00
1 | Lutron Electronics | QSGFP-3TBI | 4460-4194 | 4460 | 4194 | Lutron Electronics | QSGFP-3TBI.png | 27557651400 | QSG MATTE COVER 3 SHADE BI/TRNSLCNT | GRAFIK Eye QS Faceplate Kit, 3 shade zones, translucent cover in biscuit |  | 6.1 | 12.2 |  | QSGFP-3TBI.png | http://grandbrass.xologic.com/vendors/4460/large/QSGFP-3TBI.png | [47 empty] | 0 | 0 | 0 | [6 empty] | 0 | 1 | 1 | EA | 1 | Specialty Items | [7 empty] | Brown | [19 empty] | Lighting Accessories | [242 empty] | <a href="https://www.lutron.com/TechnicalDocumentLibrary/replacement_kit_install.pdf" target="_blank">Installation Instructions</a> | [23 empty] | 5.000 DW |  |  | 1.3000 IN | [89 empty] | 1.000 EA | 1.000 EA | [35 empty] | No | [42 empty] | https://www.lutron.com/TechnicalDocumentLibrary/QS_Reference_List.pdf | [7 empty] | Shelf Stock | [39 empty] | 39122221 | [13 empty] | <a href="https://www.lutron.com/TechnicalDocumentLibrary/3601201A_Commercial_Limited_Warranty.pdf" target="_blank">Warranty Information</a> |  |  |  |  | 0.650 L | [14 empty] | 0 | 0 | 0 | 0 | Lighting Fixtures | 2016-07-15 13:33 | 2024-07-20 11:08 | 0000-00-00 00:00:00 | 2024-07-20 11:08 | 0000-00-00 00:00:00
1 | Lutron Electronics | QSGFP-3TBL | 4460-4196 | 4460 | 4196 | Lutron Electronics | QSGFP-3TBL.png | 27557651417 | QSG MATTE COVER 3 SHADE BL/TRNSLCNT | GRAFIK Eye QS Faceplate Kit, 3 shade zones, translucent cover in black |  | 6.1 | 12.2 |  | QSGFP-3TBL.png | http://grandbrass.xologic.com/vendors/4460/large/QSGFP-3TBL.png | [47 empty] | 0 | 0 | 0 | [6 empty] | 0 | 1 | 1 | EA | 1 | Specialty Items | [7 empty] | Black | [19 empty] | Lighting Accessories | [242 empty] | <a href="https://www.lutron.com/TechnicalDocumentLibrary/replacement_kit_install.pdf" target="_blank">Installation Instructions</a> | [23 empty] | 2.000 DW |  |  | 1.3000 IN | [89 empty] | 1.000 EA | 1.000 EA | [35 empty] | No | [42 empty] | https://www.lutron.com/TechnicalDocumentLibrary/QS_Reference_List.pdf | [7 empty] | Shelf Stock | [39 empty] | 39122221 | [13 empty] | <a href="https://www.lutron.com/TechnicalDocumentLibrary/3601201A_Commercial_Limited_Warranty.pdf" target="_blank">Warranty Information</a> |  |  |  |  | 0.650 L | [14 empty] | 0 | 0 | 0 | 0 | Lighting Fixtures | 2016-07-15 13:33 | 2024-07-20 11:09 | 0000-00-00 00:00:00 | 2024-07-20 11:09 | 0000-00-00 00:00:00
1 | Lutron Electronics | QSGFP-3TBR | 4460-4198 | 4460 | 4198 | Lutron Electronics | QSGFP-3TBR.png | 27557651424 | QSG MATTE COVER 3 SHADE BR/TRNSLCNT | GRAFIK Eye QS Faceplate Kit, 3 shade zones, translucent cover in brown |  | 6.1 | 12.2 |  | QSGFP-3TBR.png | http://grandbrass.xologic.com/vendors/4460/large/QSGFP-3TBR.png | [47 empty] | 0 | 0 | 0 | [6 empty] | 0 | 1 | 1 | EA | 1 | Specialty Items | [7 empty] | Brown | [19 empty] | Lighting Accessories | [242 empty] | <a href="https://www.lutron.com/TechnicalDocumentLibrary/replacement_kit_install.pdf" target="_blank">Installation Instructions</a> | [23 empty] | 5.000 DW |  |  | 1.3000 IN | [89 empty] | 1.000 EA | 1.000 EA | [35 empty] | No | [42 empty] | https://www.lutron.com/TechnicalDocumentLibrary/QS_Reference_List.pdf | [7 empty] | Shelf Stock | [39 empty] | 39122221 | [13 empty] | <a href="https://www.lutron.com/TechnicalDocumentLibrary/3601201A_Commercial_Limited_Warranty.pdf" target="_blank">Warranty Information</a> |  |  |  |  | 0.650 L | [14 empty] | 0 | 0 | 0 | 0 | Lighting Fixtures | 2016-07-15 13:33 | 2024-07-20 11:09 | 0000-00-00 00:00:00 | 2024-07-20 11:09 | 0000-00-00 00:00:00
1 | Lutron Electronics | QSGFP-3TGR | 4460-4206 | 4460 | 4206 | Lutron Electronics | QSGFP-3TGR.png | 27557651462 | QSG MATTE COVER 3 SHADE GR/TRNSLCNT | GRAFIK Eye QS Faceplate Kit, 3 shade zones, translucent cover in gray |  | 6.1 | 12.2 |  | QSGFP-3TGR.png | http://grandbrass.xologic.com/vendors/4460/large/QSGFP-3TGR.png | [47 empty] | 0 | 0 | 0 | [6 empty] | 0 | 1 | 1 | EA | 1 | Specialty Items | [7 empty] | Gray | [19 empty] | Lighting Accessories | [242 empty] | <a href="https://www.lutron.com/TechnicalDocumentLibrary/replacement_kit_install.pdf" target="_blank">Installation Instructions</a> | [23 empty] | 5.000 DW |  |  | 1.3000 IN | [89 empty] | 1.000 EA | 1.000 EA | [35 empty] | No | [42 empty] | https://www.lutron.com/TechnicalDocumentLibrary/QS_Reference_List.pdf | [7 empty] | Shelf Stock | [39 empty] | 39122221 | [13 empty] | <a href="https://www.lutron.com/TechnicalDocumentLibrary/3601201A_Commercial_Limited_Warranty.pdf" target="_blank">Warranty Information</a> |  |  |  |  | 0.650 L | [14 empty] | 0 | 0 | 0 | 0 | Lighting Fixtures | 2016-07-15 13:34 | 2024-07-20 11:16 | 0000-00-00 00:00:00 | 2024-07-20 11:16 | 0000-00-00 00:00:00
1 | Lutron Electronics | QSGFP-3THT | 4460-4210 | 4460 | 4210 | Lutron Electronics | QSGFP-3THT.png | 27557651486 | QSG MATTE COVER 3 SHADE HOT/TRNSLCNT | GRAFIK Eye QS Faceplate Kit, 3 shade zones, translucent cover in hot |  | 6.1 | 12.2 |  | QSGFP-3THT.png | http://grandbrass.xologic.com/vendors/4460/large/QSGFP-3THT.png | [47 empty] | 0 | 0 | 0 | [6 empty] | 0 | 1 | 1 | EA | 1 | Specialty Items | [27 empty] | Lighting Accessories | [242 empty] | <a href="https://www.lutron.com/TechnicalDocumentLibrary/replacement_kit_install.pdf" target="_blank">Installation Instructions</a> | [23 empty] | 5.000 DW |  |  | 1.3000 IN | [89 empty] | 1.000 EA | 1.000 EA | [35 empty] | No | [42 empty] | https://www.lutron.com/TechnicalDocumentLibrary/QS_Reference_List.pdf | [7 empty] | Shelf Stock | [39 empty] | 39122221 | [13 empty] | <a href="https://www.lutron.com/TechnicalDocumentLibrary/3601201A_Commercial_Limited_Warranty.pdf" target="_blank">Warranty Information</a> |  |  |  |  | 0.650 L | [14 empty] | 0 | 0 | 0 | 0 | Lighting Fixtures | 2016-07-15 13:34 | 2024-07-20 11:12 | 0000-00-00 00:00:00 | 2024-07-20 11:12 | 0000-00-00 00:00:00
1 | Lutron Electronics | QSGFP-3TIV | 4460-4212 | 4460 | 4212 | Lutron Electronics | QSGFP-3TIV.png | 27557651493 | QSG MATTE COVER 3 SHADE IV/TRNSLCNT | GRAFIK Eye QS Faceplate Kit, 3 shade zones, translucent cover in ivory |  | 6.1 | 12.2 |  | QSGFP-3TIV.png | http://grandbrass.xologic.com/vendors/4460/large/QSGFP-3TIV.png | [47 empty] | 0 | 0 | 0 | [6 empty] | 0 | 1 | 1 | EA | 1 | Specialty Items | [7 empty] | White | [19 empty] | Lighting Accessories | [242 empty] | <a href="https://www.lutron.com/TechnicalDocumentLibrary/replacement_kit_install.pdf" target="_blank">Installation Instructions</a> | [23 empty] | 2.000 DW |  |  | 1.3000 IN | [89 empty] | 1.000 EA | 1.000 EA | [35 empty] | No | [42 empty] | https://www.lutron.com/TechnicalDocumentLibrary/QS_Reference_List.pdf | [7 empty] | Shelf Stock | [39 empty] | 39122221 | [13 empty] | <a href="https://www.lutron.com/TechnicalDocumentLibrary/3601201A_Commercial_Limited_Warranty.pdf" target="_blank">Warranty Information</a> |  |  |  |  | 0.650 L | [14 empty] | 0 | 0 | 0 | 0 | Lighting Fixtures | 2016-07-15 13:34 | 2024-07-20 11:11 | 0000-00-00 00:00:00 | 2024-07-20 11:11 | 0000-00-00 00:00:00
1 | Lutron Electronics | QSGFP-3TLA | 4460-4214 | 4460 | 4214 | Lutron Electronics | QSGFP-3TLA.png | 27557651509 | QSG MATTE COVER 3 SHADE LA/TRNSLCNT | GRAFIK Eye QS Faceplate Kit, 3 shade zones, translucent cover in light almond |  | 6.1 | 12.2 |  | QSGFP-3TLA.png | http://grandbrass.xologic.com/vendors/4460/large/QSGFP-3TLA.png | [47 empty] | 0 | 0 | 0 | [6 empty] | 0 | 1 | 1 | EA | 1 | Specialty Items | [27 empty] | Lighting Accessories | [242 empty] | <a href="https://www.lutron.com/TechnicalDocumentLibrary/replacement_kit_install.pdf" target="_blank">Installation Instructions</a> | [23 empty] | 5.000 DW |  |  | 1.3000 IN | [89 empty] | 1.000 EA | 1.000 EA | [35 empty] | No | [42 empty] | https://www.lutron.com/TechnicalDocumentLibrary/QS_Reference_List.pdf | [7 empty] | Shelf Stock | [39 empty] | 39122221 | [13 empty] | <a href="https://www.lutron.com/TechnicalDocumentLibrary/3601201A_Commercial_Limited_Warranty.pdf" target="_blank">Warranty Information</a> |  |  |  |  | 0.650 L | [14 empty] | 0 | 0 | 0 | 0 | Lighting Fixtures | 2016-07-15 13:34 | 2024-07-20 11:14 | 0000-00-00 00:00:00 | 2024-07-20 11:14 | 0000-00-00 00:00:00
1 | Lutron Electronics | QSGFP-3TMN | 4460-4218 | 4460 | 4218 | Lutron Electronics | QSGFP-3TMN.png | 27557651523 | QSG MATTE COVER 3 SHADE MN/TRNSLCNT | GRAFIK Eye QS Faceplate Kit, 3 shade zones, translucent cover in midnight |  | 6.1 | 12.2 |  | QSGFP-3TMN.png | http://grandbrass.xologic.com/vendors/4460/large/QSGFP-3TMN.png | [47 empty] | 0 | 0 | 0 | [6 empty] | 0 | 1 | 1 | EA | 1 | Specialty Items | [27 empty] | Lighting Accessories | [242 empty] | <a href="https://www.lutron.com/TechnicalDocumentLibrary/replacement_kit_install.pdf" target="_blank">Installation Instructions</a> | [23 empty] | 5.000 DW |  |  | 1.3000 IN | [89 empty] | 1.000 EA | 1.000 EA | [35 empty] | No | [42 empty] | https://www.lutron.com/TechnicalDocumentLibrary/QS_Reference_List.pdf | [7 empty] | Shelf Stock | [39 empty] | 39122221 | [13 empty] | <a href="https://www.lutron.com/TechnicalDocumentLibrary/3601201A_Commercial_Limited_Warranty.pdf" target="_blank">Warranty Information</a> |  |  |  |  | 0.650 L | [14 empty] | 0 | 0 | 0 | 0 | Lighting Fixtures | 2016-07-15 13:34 | 2024-07-20 11:08 | 0000-00-00 00:00:00 | 2024-07-20 11:08 | 0000-00-00 00:00:00
1 | Lutron Electronics | QSGFP-3TP | 4460-4224 | 4460 | 4224 | Lutron Electronics | QSGFP-3TP.png | 27557660815 | QSG MATTE COVER 3 SHADE TP | GRAFIK Eye QS Faceplate Kit, 3 shade zones, opaque cover in taupe |  | 6.1 | 12.2 |  | QSGFP-3TP.png | http://grandbrass.xologic.com/vendors/4460/large/QSGFP-3TP.png | [47 empty] | 0 | 0 | 0 | [6 empty] | 0 | 1 | 1 | EA | 1 | Specialty Items | [27 empty] | Lighting Accessories | [242 empty] | <a href="https://www.lutron.com/TechnicalDocumentLibrary/replacement_kit_install.pdf" target="_blank">Installation Instructions</a> | [23 empty] | 10.000 DW |  |  | 1.3000 IN | [89 empty] | 1.000 EA | 1.000 EA | [35 empty] | No | [42 empty] | https://www.lutron.com/TechnicalDocumentLibrary/QS_Reference_List.pdf | [7 empty] | Shelf Stock | [39 empty] | 39122221 | [13 empty] | <a href="https://www.lutron.com/TechnicalDocumentLibrary/3601201A_Commercial_Limited_Warranty.pdf" target="_blank">Warranty Information</a> |  |  |  |  | 0.650 L | [14 empty] | 0 | 0 | 0 | 0 | Lighting Fixtures | 2016-07-15 13:34 | 2024-07-20 11:13 | 0000-00-00 00:00:00 | 2024-07-20 11:13 | 0000-00-00 00:00:00
1 | Lutron Electronics | QSGFP-3TPD | 4460-4226 | 4460 | 4226 | Lutron Electronics | QSGFP-3TPD.png | 27557651554 | QSG MATTE COVER 3 SHADE PD/TRNSLCNT | GRAFIK Eye QS Faceplate Kit, 3 shade zones, translucent cover in palladium |  | 6.1 | 12.2 |  | QSGFP-3TPD.png | http://grandbrass.xologic.com/vendors/4460/large/QSGFP-3TPD.png | [47 empty] | 0 | 0 | 0 | [6 empty] | 0 | 1 | 1 | EA | 1 | Specialty Items | [27 empty] | Lighting Accessories | [242 empty] | <a href="https://www.lutron.com/TechnicalDocumentLibrary/replacement_kit_install.pdf" target="_blank">Installation Instructions</a> | [23 empty] | 5.000 DW |  |  | 1.3000 IN | [89 empty] | 1.000 EA | 1.000 EA | [35 empty] | No | [42 empty] | https://www.lutron.com/TechnicalDocumentLibrary/QS_Reference_List.pdf | [7 empty] | Shelf Stock | [39 empty] | 39122221 | [13 empty] | <a href="https://www.lutron.com/TechnicalDocumentLibrary/3601201A_Commercial_Limited_Warranty.pdf" target="_blank">Warranty Information</a> |  |  |  |  | 0.650 L | [14 empty] | 0 | 0 | 0 | 0 | Lighting Fixtures | 2016-07-15 13:34 | 2024-07-20 11:17 | 0000-00-00 00:00:00 | 2024-07-20 11:17 | 0000-00-00 00:00:00
1 | Lutron Electronics | QSGFP-3TSW | 4460-4236 | 4460 | 4236 | Lutron Electronics | QSGFP-3TSW.png | 27557651592 | QSG MATTE COVER 3 SHADE SW/TRNSLCNT | GRAFIK Eye QS Faceplate Kit, 3 shade zones, translucent cover in snow |  | 6.1 | 12.2 |  | QSGFP-3TSW.png | http://grandbrass.xologic.com/vendors/4460/large/QSGFP-3TSW.png | [47 empty] | 0 | 0 | 0 | [6 empty] | 0 | 1 | 1 | EA | 1 | Specialty Items | [27 empty] | Lighting Accessories | [242 empty] | <a href="https://www.lutron.com/TechnicalDocumentLibrary/replacement_kit_install.pdf" target="_blank">Installation Instructions</a> | [23 empty] | 2.000 DW |  |  | 1.3000 IN | [89 empty] | 1.000 EA | 1.000 EA | [35 empty] | No | [42 empty] | https://www.lutron.com/TechnicalDocumentLibrary/QS_Reference_List.pdf | [7 empty] | Shelf Stock | [39 empty] | 39122221 | [13 empty] | <a href="https://www.lutron.com/TechnicalDocumentLibrary/3601201A_Commercial_Limited_Warranty.pdf" target="_blank">Warranty Information</a> |  |  |  |  | 0.650 L | [14 empty] | 0 | 0 | 0 | 0 | Lighting Fixtures | 2016-07-15 13:35 | 2024-07-20 11:42 | 0000-00-00 00:00:00 | 2024-07-20 11:42 | 0000-00-00 00:00:00
1 | Lutron Electronics | QSGFP-3TTP | 4460-4240 | 4460 | 4240 | Lutron Electronics | QSGFP-3TTP.png | 27557651615 | QSG MATTE COVER 3 SHADE TP/TRNSLCNT | GRAFIK Eye QS Faceplate Kit, 3 shade zones, translucent cover in taupe |  | 6.1 | 12.2 |  | QSGFP-3TTP.png | http://grandbrass.xologic.com/vendors/4460/large/QSGFP-3TTP.png | [47 empty] | 0 | 0 | 0 | [6 empty] | 0 | 1 | 1 | EA | 1 | Specialty Items | [27 empty] | Lighting Accessories | [242 empty] | <a href="https://www.lutron.com/TechnicalDocumentLibrary/replacement_kit_install.pdf" target="_blank">Installation Instructions</a> | [23 empty] | 5.000 DW |  |  | 1.3000 IN | [89 empty] | 1.000 EA | 1.000 EA | [35 empty] | No | [42 empty] | https://www.lutron.com/TechnicalDocumentLibrary/QS_Reference_List.pdf | [7 empty] | Shelf Stock | [39 empty] | 39122221 | [13 empty] | <a href="https://www.lutron.com/TechnicalDocumentLibrary/3601201A_Commercial_Limited_Warranty.pdf" target="_blank">Warranty Information</a> |  |  |  |  | 0.650 L | [14 empty] | 0 | 0 | 0 | 0 | Lighting Fixtures | 2016-07-15 13:35 | 2024-07-20 11:10 | 0000-00-00 00:00:00 | 2024-07-20 11:10 | 0000-00-00 00:00:00
1 | Lutron Electronics | QSGFP-3TWH | 4460-4244 | 4460 | 4244 | Lutron Electronics | QSGFP-3TWH.png | 27557651639 | QSG MATTE COVER 3 SHADE WH/TRNSLCNT | GRAFIK Eye QS Faceplate Kit, 3 shade zones, translucent cover in white |  | 6.1 | 12.2 |  | QSGFP-3TWH.png | http://grandbrass.xologic.com/vendors/4460/large/QSGFP-3TWH.png | [47 empty] | 0 | 0 | 0 | [6 empty] | 0 | 1 | 1 | EA | 1 | Specialty Items | [7 empty] | White | [19 empty] | Lighting Accessories | [242 empty] | <a href="https://www.lutron.com/TechnicalDocumentLibrary/replacement_kit_install.pdf" target="_blank">Installation Instructions</a> | [23 empty] | 14.000 DW |  |  | 1.3000 IN | [89 empty] | 1.000 EA | 1.000 EA | [35 empty] | No | [42 empty] | https://www.lutron.com/TechnicalDocumentLibrary/QS_Reference_List.pdf | [7 empty] | Shelf Stock | [39 empty] | 39122221 | [13 empty] | <a href="https://www.lutron.com/TechnicalDocumentLibrary/3601201A_Commercial_Limited_Warranty.pdf" target="_blank">Warranty Information</a> |  |  |  |  | 0.650 L | [14 empty] | 0 | 0 | 0 | 0 | Lighting Fixtures | 2016-07-15 13:35 | 2024-07-20 11:12 | 0000-00-00 00:00:00 | 2024-07-20 11:12 | 0000-00-00 00:00:00
1 | Lutron Electronics | QSGFP-3WH | 4460-4246 | 4460 | 4246 | Lutron Electronics | QSGFP-3WH.png | 27557660839 | QSG MATTE COVER 3 SHADE WH | GRAFIK Eye QS Faceplate Kit, 3 shade zones, opaque cover in white |  | 6.1 | 12.2 |  | QSGFP-3WH.png | http://grandbrass.xologic.com/vendors/4460/large/QSGFP-3WH.png | [47 empty] | 0 | 0 | 0 | [6 empty] | 0 | 1 | 1 | EA | 1 | Specialty Items | [7 empty] | White | [19 empty] | Lighting Accessories | [242 empty] | <a href="https://www.lutron.com/TechnicalDocumentLibrary/replacement_kit_install.pdf" target="_blank">Installation Instructions</a> | [23 empty] | 10.000 DW |  |  | 1.3000 IN | [89 empty] | 1.000 EA | 1.000 EA | [35 empty] | No | [42 empty] | https://www.lutron.com/TechnicalDocumentLibrary/QS_Reference_List.pdf | [7 empty] | Shelf Stock | [39 empty] | 39122221 | [13 empty] | <a href="https://www.lutron.com/TechnicalDocumentLibrary/3601201A_Commercial_Limited_Warranty.pdf" target="_blank">Warranty Information</a> |  |  |  |  | 0.650 L | [14 empty] | 0 | 0 | 0 | 0 | Lighting Fixtures | 2016-07-15 13:35 | 2024-07-20 11:11 | 0000-00-00 00:00:00 | 2024-07-20 11:11 | 0000-00-00 00:00:00
1 | Lutron Electronics | SK-LA | 4460-4249 | 4460 | 4249 | Lutron Electronics | SK-WH-LG.jpg | 27557596060 | SKYLARK REPLACEMENT KNOB LT. ALMOND | Skylark Replacement Knob, Single-pole replacement knobs, light almond |  | 0.01 | 5.25 |  | SK-WH-LG.jpg | http://grandbrass.xologic.com/vendors/4460/large/SK-WH-LG.jpg | [47 empty] | 0 | 0 | 0 | [6 empty] | 0 | 1 | 1 | EA | 1 | Specialty Items | [7 empty] | White | [16 empty] | Traditional |  |  | Lighting Accessories | [242 empty] | <a href="https://www.lutron.com/TechnicalDocumentLibrary/0301689.pdf" target="_blank">Installation Instructions</a> | [23 empty] | 10.000 DW |  |  | 3.5000 IN | [89 empty] | 1.000 EA | 1.000 EA | [35 empty] | No | [42 empty] | https://www.lutron.com/technicaldocumentlibrary/spec%20guide%20volume%201%20with%20addendums.pdf#page=20 | [7 empty] | Shelf Stock | [39 empty] | 39122221 | [13 empty] | <a href="https://www.lutron.com/TechnicalDocumentLibrary/369-119_Wallbox_Warranty.pdf" target="_blank">Warranty Information</a> |  |  |  |  | 0.010 L | [14 empty] | 0 | 0 | 0 | 0 | Lighting Fixtures | 2016-07-15 13:35 | 2024-07-20 11:11 | 0000-00-00 00:00:00 | 2024-07-20 11:11 | 0000-00-00 00:00:00
4 | Lutron Electronics | NTR-15-TR-AL | 4460-4277 | 4460 | 4277 | Lutron Electronics | NTR-15-TR-AL.jpg | 27557618526 | NT 15A TAMPER RESIST RECP ALMOND | Duplex 15 A receptacle, tamper resistant, 125V/15A in almond |  | 5.3 | 5.4 |  | NTR-15-TR-AL.jpg | http://grandbrass.xologic.com/vendors/4460/large/NTR-15-TR-AL.jpg | [47 empty] | 0 | 0 | 0 | [6 empty] | 0 | 1 | 1 | EA | 1 | Lighting Controls |  |  | Electrical Distribution Equipment |  | Receptacles |  | Electrical Receptacles | Nickel | [19 empty] | Other Lighting Controls | [242 empty] | <a href="https://www.lutron.com/TechnicalDocumentLibrary/0301636.pdf" target="_blank">Installation Instructions</a> | [23 empty] | 10.000 DW |  |  | 4.0000 IN | [7 empty] | <a href="https://www.lutron.com/TechnicalDocumentLibrary/NovaT_Accessories.pdf" target="_blank">Line Drawing</a> | [81 empty] | 1.000 EA | 1.000 EA | [35 empty] | No | [42 empty] | https://assets.lutron.com/a/documents/spec%20guide%20volume%201%20with%20addendums.pdf#page=78 | [7 empty] | Shelf Stock | [13 empty] | <a href="https://www.lutron.com/TechnicalDocumentLibrary/368-4493_Page_20.pdf" target="_blank">Tech Drawing</a> | [25 empty] | 39121406 | [13 empty] | <a href="https://www.lutron.com/TechnicalDocumentLibrary/369-119_Wallbox_Warranty.pdf" target="_blank">Warranty Information</a> |  |  |  |  | 0.550 L | [14 empty] | 0 | 0 | 0 | 0 | Electrical | 2016-07-15 13:36 | 2024-07-20 11:16 | 0000-00-00 00:00:00 | 2025-11-29 02:00 | 0000-00-00 00:00:00 | [6 empty] | Almond
4 | Lutron Electronics | NTR-15-TR-BE | 4460-4278 | 4460 | 4278 | Lutron Electronics | NTR-15-TR-BE.jpg | 27557618533 | NT 15A TAMPER RESIST RECP BEIGE | Duplex 15 A receptacle, tamper resistant, 125V/15A in beige |  | 5.3 | 5.4 |  | NTR-15-TR-BE.jpg | http://grandbrass.xologic.com/vendors/4460/large/NTR-15-TR-BE.jpg | [47 empty] | 0 | 0 | 0 | [6 empty] | 0 | 1 | 1 | EA | 1 | Lighting Controls |  |  | Electrical Distribution Equipment |  | Receptacles |  | Electrical Receptacles | White | [19 empty] | Other Lighting Controls | [242 empty] | <a href="https://www.lutron.com/TechnicalDocumentLibrary/0301636.pdf" target="_blank">Installation Instructions</a> | [23 empty] | 10.000 DW |  |  | 4.0000 IN | [7 empty] | <a href="https://www.lutron.com/TechnicalDocumentLibrary/NovaT_Accessories.pdf" target="_blank">Line Drawing</a> | [81 empty] | 1.000 EA | 1.000 EA | [35 empty] | No | [42 empty] | https://assets.lutron.com/a/documents/spec%20guide%20volume%201%20with%20addendums.pdf#page=78 | [7 empty] | Shelf Stock | [13 empty] | <a href="https://www.lutron.com/TechnicalDocumentLibrary/368-4493_Page_20.pdf" target="_blank">Tech Drawing</a> | [25 empty] | 39121406 | [13 empty] | <a href="https://www.lutron.com/TechnicalDocumentLibrary/369-119_Wallbox_Warranty.pdf" target="_blank">Warranty Information</a> |  |  |  |  | 0.550 L | [14 empty] | 0 | 0 | 0 | 0 | Electrical | 2016-07-15 13:36 | 2024-07-20 11:08 | 0000-00-00 00:00:00 | 2025-11-29 02:00 | 0000-00-00 00:00:00 | [6 empty] | Beige
4 | Lutron Electronics | NTR-15-TR-BL | 4460-4279 | 4460 | 4279 | Lutron Electronics | NTR-15-TR-BL.jpg | 27557618540 | NT 15A TAMPER RESIST RECP BLACK | Duplex 15 A receptacle, tamper resistant, 125V/15A in black |  | 5.3 | 5.4 |  | NTR-15-TR-BL.jpg | http://grandbrass.xologic.com/vendors/4460/large/NTR-15-TR-BL.jpg | [47 empty] | 0 | 0 | 0 | [6 empty] | 0 | 1 | 1 | EA | 1 | Lighting Controls |  |  | Electrical Distribution Equipment |  | Receptacles |  | Electrical Receptacles | Black | [19 empty] | Other Lighting Controls | [242 empty] | <a href="https://www.lutron.com/TechnicalDocumentLibrary/0301636.pdf" target="_blank">Installation Instructions</a> | [23 empty] | 10.000 DW |  |  | 4.0000 IN | [7 empty] | <a href="https://www.lutron.com/TechnicalDocumentLibrary/NovaT_Accessories.pdf" target="_blank">Line Drawing</a> | [81 empty] | 1.000 EA | 1.000 EA | [35 empty] | No | [42 empty] | https://assets.lutron.com/a/documents/spec%20guide%20volume%201%20with%20addendums.pdf#page=78 | [7 empty] | Shelf Stock | [13 empty] | <a href="https://www.lutron.com/TechnicalDocumentLibrary/368-4493_Page_20.pdf" target="_blank">Tech Drawing</a> | [25 empty] | 39121406 | [13 empty] | <a href="https://www.lutron.com/TechnicalDocumentLibrary/369-119_Wallbox_Warranty.pdf" target="_blank">Warranty Information</a> |  |  |  |  | 0.550 L | [14 empty] | 0 | 0 | 0 | 0 | Electrical | 2016-07-15 13:36 | 2024-07-20 11:10 | 0000-00-00 00:00:00 | 2025-11-29 02:00 | 0000-00-00 00:00:00 | [6 empty] | Black
4 | Lutron Electronics | NTR-15-TR-BR | 4460-4280 | 4460 | 4280 | Lutron Electronics | NTR-15-TR-BR.jpg | 27557618557 | NT 15A TAMPER RESIST RECP BROWN | Duplex 15 A receptacle, tamper resistant, 125V/15A in brown |  | 5.3 | 5.4 |  | NTR-15-TR-BR.jpg | http://grandbrass.xologic.com/vendors/4460/large/NTR-15-TR-BR.jpg | [47 empty] | 0 | 0 | 0 | [6 empty] | 0 | 1 | 1 | EA | 1 | Lighting Controls |  |  | Electrical Distribution Equipment |  | Receptacles |  | Electrical Receptacles | Brown | [19 empty] | Other Lighting Controls | [242 empty] | <a href="https://www.lutron.com/TechnicalDocumentLibrary/0301636.pdf" target="_blank">Installation Instructions</a> | [23 empty] | 10.000 DW |  |  | 4.0000 IN | [7 empty] | <a href="https://www.lutron.com/TechnicalDocumentLibrary/NovaT_Accessories.pdf" target="_blank">Line Drawing</a> | [81 empty] | 1.000 EA | 1.000 EA | [35 empty] | No | [42 empty] | https://assets.lutron.com/a/documents/spec%20guide%20volume%201%20with%20addendums.pdf#page=78 | [7 empty] | Shelf Stock | [13 empty] | <a href="https://www.lutron.com/TechnicalDocumentLibrary/368-4493_Page_20.pdf" target="_blank">Tech Drawing</a> | [25 empty] | 39121406 | [13 empty] | <a href="https://www.lutron.com/TechnicalDocumentLibrary/369-119_Wallbox_Warranty.pdf" target="_blank">Warranty Information</a> |  |  |  |  | 0.550 L | [14 empty] | 0 | 0 | 0 | 0 | Electrical | 2016-07-15 13:36 | 2024-07-20 11:08 | 0000-00-00 00:00:00 | 2025-11-29 02:00 | 0000-00-00 00:00:00 | [6 empty] | Brown
4 | Lutron Electronics | NTR-15-TR-GR | 4460-4281 | 4460 | 4281 | Lutron Electronics | NTR-15-TR-GR.jpg | 27557618564 | NT 15A TAMPER RESIST RECP GRAY | Duplex 15 A receptacle, tamper resistant, 125V/15A in gray |  | 5.3 | 5.4 |  | NTR-15-TR-GR.jpg | http://grandbrass.xologic.com/vendors/4460/large/NTR-15-TR-GR.jpg | [47 empty] | 0 | 0 | 0 | [6 empty] | 0 | 1 | 1 | EA | 1 | Lighting Controls |  |  | Electrical Distribution Equipment |  | Receptacles |  | Electrical Receptacles | Gray | [19 empty] | Other Lighting Controls | [242 empty] | <a href="https://www.lutron.com/TechnicalDocumentLibrary/0301636.pdf" target="_blank">Installation Instructions</a> | [23 empty] | 10.000 DW |  |  | 4.0000 IN | [7 empty] | <a href="https://www.lutron.com/TechnicalDocumentLibrary/NovaT_Accessories.pdf" target="_blank">Line Drawing</a> | [81 empty] | 1.000 EA | 1.000 EA | [35 empty] | No | [42 empty] | https://assets.lutron.com/a/documents/spec%20guide%20volume%201%20with%20addendums.pdf#page=78 | [7 empty] | Shelf Stock | [13 empty] | <a href="https://www.lutron.com/TechnicalDocumentLibrary/368-4493_Page_20.pdf" target="_blank">Tech Drawing</a> | [25 empty] | 39121406 | [13 empty] | <a href="https://www.lutron.com/TechnicalDocumentLibrary/369-119_Wallbox_Warranty.pdf" target="_blank">Warranty Information</a> |  |  |  |  | 0.550 L | [14 empty] | 0 | 0 | 0 | 0 | Electrical | 2016-07-15 13:36 | 2024-07-20 11:12 | 0000-00-00 00:00:00 | 2025-11-29 02:00 | 0000-00-00 00:00:00 | [6 empty] | Gray
4 | Lutron Electronics | NTR-15-TR-IV | 4460-4282 | 4460 | 4282 | Lutron Electronics | NTR-15-TR-IV.jpg | 27557618571 | NT 15A TAMPER RESIST RECP IVORY | Duplex 15 A receptacle, tamper resistant, 125V/15A in ivory |  | 5.3 | 5.4 |  | NTR-15-TR-IV.jpg | http://grandbrass.xologic.com/vendors/4460/large/NTR-15-TR-IV.jpg | [47 empty] | 0 | 0 | 0 | [6 empty] | 0 | 1 | 1 | EA | 1 | Lighting Controls |  |  | Electrical Distribution Equipment |  | Receptacles |  | Electrical Receptacles | White | [19 empty] | Other Lighting Controls | [242 empty] | <a href="https://www.lutron.com/TechnicalDocumentLibrary/0301636.pdf" target="_blank">Installation Instructions</a> | [23 empty] | 10.000 DW |  |  | 4.0000 IN | [7 empty] | <a href="https://www.lutron.com/TechnicalDocumentLibrary/NovaT_Accessories.pdf" target="_blank">Line Drawing</a> | [81 empty] | 1.000 EA | 1.000 EA | [35 empty] | No | [42 empty] | https://assets.lutron.com/a/documents/spec%20guide%20volume%201%20with%20addendums.pdf#page=78 | [7 empty] | Shelf Stock | [13 empty] | <a href="https://www.lutron.com/TechnicalDocumentLibrary/368-4493_Page_20.pdf" target="_blank">Tech Drawing</a> | [25 empty] | 39121406 | [13 empty] | <a href="https://www.lutron.com/TechnicalDocumentLibrary/369-119_Wallbox_Warranty.pdf" target="_blank">Warranty Information</a> |  |  |  |  | 0.550 L | [14 empty] | 0 | 0 | 0 | 0 | Electrical | 2016-07-15 13:36 | 2024-07-20 11:17 | 0000-00-00 00:00:00 | 2025-11-29 02:00 | 0000-00-00 00:00:00 | [6 empty] | Ivory
4 | Lutron Electronics | NTR-15-TR-LA | 4460-4283 | 4460 | 4283 | Lutron Electronics | NTR-15-TR-LA.jpg | 27557618588 | NT 15A TAMPER RESIST RECP LT. ALMOND | Duplex 15 A receptacle, tamper resistant, 125V/15A in light almond |  | 5.3 | 5.4 |  | NTR-15-TR-LA.jpg | http://grandbrass.xologic.com/vendors/4460/large/NTR-15-TR-LA.jpg | [47 empty] | 0 | 0 | 0 | [6 empty] | 0 | 1 | 1 | EA | 1 | Lighting Controls |  |  | Electrical Distribution Equipment |  | Receptacles |  | Electrical Receptacles | [20 empty] | Other Lighting Controls | [242 empty] | <a href="https://www.lutron.com/TechnicalDocumentLibrary/0301636.pdf" target="_blank">Installation Instructions</a> | [23 empty] | 10.000 DW |  |  | 4.0000 IN | [7 empty] | <a href="https://www.lutron.com/TechnicalDocumentLibrary/NovaT_Accessories.pdf" target="_blank">Line Drawing</a> | [81 empty] | 1.000 EA | 1.000 EA | [35 empty] | No | [42 empty] | https://assets.lutron.com/a/documents/spec%20guide%20volume%201%20with%20addendums.pdf#page=78 | [7 empty] | Shelf Stock | [13 empty] | <a href="https://www.lutron.com/TechnicalDocumentLibrary/368-4493_Page_20.pdf" target="_blank">Tech Drawing</a> | [25 empty] | 39121406 | [13 empty] | <a href="https://www.lutron.com/TechnicalDocumentLibrary/369-119_Wallbox_Warranty.pdf" target="_blank">Warranty Information</a> |  |  |  |  | 0.550 L | [14 empty] | 0 | 0 | 0 | 0 | Electrical | 2016-07-15 13:36 | 2024-07-20 11:11 | 0000-00-00 00:00:00 | 2025-11-29 02:00 | 0000-00-00 00:00:00
4 | Lutron Electronics | NTR-15-TR-SI | 4460-4284 | 4460 | 4284 | Lutron Electronics | NTR-15-TR-SI.jpg | 27557618595 | NT 15A TAMPER RESIST RECP SIENNA | Duplex 15 A receptacle, tamper resistant, 125V/15A in sienna |  | 5.3 | 5.4 |  | NTR-15-TR-SI.jpg | http://grandbrass.xologic.com/vendors/4460/large/NTR-15-TR-SI.jpg | [47 empty] | 0 | 0 | 0 | [6 empty] | 0 | 1 | 1 | EA | 1 | Lighting Controls |  |  | Electrical Distribution Equipment |  | Receptacles |  | Electrical Receptacles | [20 empty] | Other Lighting Controls | [242 empty] | <a href="https://www.lutron.com/TechnicalDocumentLibrary/0301636.pdf" target="_blank">Installation Instructions</a> | [23 empty] | 10.000 DW |  |  | 4.0000 IN | [7 empty] | <a href="https://www.lutron.com/TechnicalDocumentLibrary/NovaT_Accessories.pdf" target="_blank">Line Drawing</a> | [81 empty] | 1.000 EA | 1.000 EA | [35 empty] | No | [42 empty] | https://assets.lutron.com/a/documents/spec%20guide%20volume%201%20with%20addendums.pdf#page=78 | [7 empty] | Shelf Stock | [13 empty] | <a href="https://www.lutron.com/TechnicalDocumentLibrary/368-4493_Page_20.pdf" target="_blank">Tech Drawing</a> | [25 empty] | 39121406 | [13 empty] | <a href="https://www.lutron.com/TechnicalDocumentLibrary/369-119_Wallbox_Warranty.pdf" target="_blank">Warranty Information</a> |  |  |  |  | 0.550 L | [14 empty] | 0 | 0 | 0 | 0 | Electrical | 2016-07-15 13:36 | 2024-07-20 11:13 | 0000-00-00 00:00:00 | 2025-11-29 02:00 | 0000-00-00 00:00:00 | [6 empty] | Sienna
4 | Lutron Electronics | NTR-15-TR-TP | 4460-4285 | 4460 | 4285 | Lutron Electronics | NTR-15-TR-TP.jpg | 27557618601 | NT 15A TAMPER RESIST RECP TAUPE | Duplex 15 A receptacle, tamper resistant, 125V/15A in taupe |  | 5.3 | 5.4 |  | NTR-15-TR-TP.jpg | http://grandbrass.xologic.com/vendors/4460/large/NTR-15-TR-TP.jpg | [47 empty] | 0 | 0 | 0 | [6 empty] | 0 | 1 | 1 | EA | 1 | Lighting Controls |  |  | Electrical Distribution Equipment |  | Receptacles |  | Electrical Receptacles | [20 empty] | Other Lighting Controls | [242 empty] | <a href="https://www.lutron.com/TechnicalDocumentLibrary/0301636.pdf" target="_blank">Installation Instructions</a> | [23 empty] | 10.000 DW |  |  | 4.0000 IN | [7 empty] | <a href="https://www.lutron.com/TechnicalDocumentLibrary/NovaT_Accessories.pdf" target="_blank">Line Drawing</a> | [81 empty] | 1.000 EA | 1.000 EA | [35 empty] | No | [42 empty] | https://assets.lutron.com/a/documents/spec%20guide%20volume%201%20with%20addendums.pdf#page=78 | [7 empty] | Shelf Stock | [13 empty] | <a href="https://www.lutron.com/TechnicalDocumentLibrary/368-4493_Page_20.pdf" target="_blank">Tech Drawing</a> | [25 empty] | 39121406 | [13 empty] | <a href="https://www.lutron.com/TechnicalDocumentLibrary/369-119_Wallbox_Warranty.pdf" target="_blank">Warranty Information</a> |  |  |  |  | 0.550 L | [14 empty] | 0 | 0 | 0 | 0 | Electrical | 2016-07-15 13:36 | 2024-07-20 11:14 | 0000-00-00 00:00:00 | 2025-11-29 02:00 | 0000-00-00 00:00:00 | [6 empty] | Taupe
4 | Lutron Electronics | NTR-15-TR-WH | 4460-4286 | 4460 | 4286 | Lutron Electronics | NTR-15-TR-WH.jpg | 27557618311 | NT 15A TAMPER RESIST RECP WHITE | Duplex 15 A receptacle, tamper resistant, 125V/15A in white |  | 5.3 | 3 |  | NTR-15-TR-WH.jpg | http://grandbrass.xologic.com/vendors/4460/large/NTR-15-TR-WH.jpg | [47 empty] | 0 | 0 | 0 | [6 empty] | 0 | 1 | 1 | EA | 1 | Lighting Controls |  |  | Electrical Distribution Equipment |  | Receptacles |  | Electrical Receptacles | White | [19 empty] | Other Lighting Controls | [242 empty] | <a href="https://www.lutron.com/TechnicalDocumentLibrary/0301636.pdf" target="_blank">Installation Instructions</a> | [23 empty] | 10.000 DW |  |  | 4.0000 IN | [7 empty] | <a href="https://www.lutron.com/TechnicalDocumentLibrary/NovaT_Accessories.pdf" target="_blank">Line Drawing</a> | [81 empty] | 1.000 EA | 1.000 EA | [35 empty] | No | [42 empty] | https://assets.lutron.com/a/documents/spec%20guide%20volume%201%20with%20addendums.pdf#page=78 | [7 empty] | Shelf Stock | [13 empty] | <a href="https://www.lutron.com/TechnicalDocumentLibrary/368-4493_Page_20.pdf" target="_blank">Tech Drawing</a> | [25 empty] | 39121406 | [13 empty] | <a href="https://www.lutron.com/TechnicalDocumentLibrary/369-119_Wallbox_Warranty.pdf" target="_blank">Warranty Information</a> |  |  |  |  | 0.550 L | [14 empty] | 0 | 0 | 0 | 0 | Electrical | 2016-07-15 13:36 | 2024-07-20 11:13 | 0000-00-00 00:00:00 | 2025-11-29 02:00 | 0000-00-00 00:00:00 | [6 empty] | White
4 | Lutron Electronics | NTR-20-TR-AL | 4460-4287 | 4460 | 4287 | Lutron Electronics | NTR-20-TR-AL.jpg | 27557619080 | NT 20A TAMPER RESIST RECP ALMOND | Nova duplex 20 A receptacle, tamper resistant, 125V/20A in almond |  | 5.3 | 3.9 |  | NTR-20-TR-AL.jpg | http://grandbrass.xologic.com/vendors/4460/large/NTR-20-TR-AL.jpg | [47 empty] | 0 | 0 | 0 | [6 empty] | 0 | 1 | 1 | EA | 1 | Lighting Controls |  |  | Electrical Distribution Equipment |  | Receptacles |  | Electrical Receptacles | Nickel | [19 empty] | Other Lighting Controls | [242 empty] | <a href="https://www.lutron.com/TechnicalDocumentLibrary/0301636.pdf" target="_blank">Installation Instructions</a> | [23 empty] | 15.000 DW |  |  | 5.3000 IN | [7 empty] | <a href="https://www.lutron.com/TechnicalDocumentLibrary/NovaT_Accessories.pdf" target="_blank">Line Drawing</a> | [81 empty] | 1.000 EA | 1.000 EA | [35 empty] | No | [42 empty] | https://assets.lutron.com/a/documents/spec%20guide%20volume%201%20with%20addendums.pdf#page=78 | [7 empty] | Shelf Stock | [13 empty] | <a href="https://www.lutron.com/TechnicalDocumentLibrary/368-4493_Page_20.pdf" target="_blank">Tech Drawing</a> | [25 empty] | 39121406 | [6 empty] | <a href="https://www.lutron.com/Service-Support/Technical/InstallationInstructions/Pages/Videos.aspx?syst=Dimmers+%26+Switches&prodn=Nova%c2%ae+dimmer+%26+switch+" target="_blank">Product Video Clip</a> | [6 empty] | <a href="https://www.lutron.com/TechnicalDocumentLibrary/369-119_Wallbox_Warranty.pdf" target="_blank">Warranty Information</a> |  |  |  |  | 0.480 L | [14 empty] | 0 | 0 | 0 | 0 | Electrical | 2016-07-15 13:36 | 2024-07-20 11:13 | 0000-00-00 00:00:00 | 2025-11-29 02:00 | 0000-00-00 00:00:00 | [6 empty] | Almond
4 | Lutron Electronics | NTR-20-TR-BL | 4460-4288 | 4460 | 4288 | Lutron Electronics | NTR-20-TR-BL.jpg | 27557619103 | NT 20A TAMPER RESIST RECP BLACK | Duplex 20 A receptacle, tamper resistant, 125V/20A in black |  | 4.2 | 3 |  | NTR-20-TR-BL.jpg | http://grandbrass.xologic.com/vendors/4460/large/NTR-20-TR-BL.jpg | [47 empty] | 0 | 0 | 0 | [6 empty] | 0 | 1 | 1 | EA | 1 | Lighting Controls |  |  | Electrical Distribution Equipment |  | Receptacles |  | Electrical Receptacles | Black | [19 empty] | Other Lighting Controls | [242 empty] | <a href="https://www.lutron.com/TechnicalDocumentLibrary/0301636.pdf" target="_blank">Installation Instructions</a> | [23 empty] | 15.000 DW |  |  | 5.3000 IN | [7 empty] | <a href="https://www.lutron.com/TechnicalDocumentLibrary/NovaT_Accessories.pdf" target="_blank">Line Drawing</a> | [81 empty] | 1.000 EA | 1.000 EA | [35 empty] | No | [42 empty] | https://assets.lutron.com/a/documents/spec%20guide%20volume%201%20with%20addendums.pdf#page=78 | [7 empty] | Shelf Stock | [13 empty] | <a href="https://www.lutron.com/TechnicalDocumentLibrary/368-4493_Page_20.pdf" target="_blank">Tech Drawing</a> | [25 empty] | 39121406 | [13 empty] | <a href="https://www.lutron.com/TechnicalDocumentLibrary/369-119_Wallbox_Warranty.pdf" target="_blank">Warranty Information</a> |  |  |  |  | 0.390 L | [14 empty] | 0 | 0 | 0 | 0 | Electrical | 2016-07-15 13:36 | 2024-07-20 11:14 | 0000-00-00 00:00:00 | 2025-11-29 02:00 | 0000-00-00 00:00:00 | [6 empty] | Black
4 | Lutron Electronics | NTR-20-TR-BR | 4460-4289 | 4460 | 4289 | Lutron Electronics | NTR-20-TR-BR.jpg | 27557619110 | NT 20A TAMPER RESIST RECP BROWN | Duplex 20 A receptacle, tamper resistant, 125V/20A in brown |  | 5.3 | 3.9 |  | NTR-20-TR-BR.jpg | http://grandbrass.xologic.com/vendors/4460/large/NTR-20-TR-BR.jpg | [47 empty] | 0 | 0 | 0 | [6 empty] | 0 | 1 | 1 | EA | 1 | Lighting Controls |  |  | Electrical Distribution Equipment |  | Receptacles |  | Electrical Receptacles | Brown | [19 empty] | Other Lighting Controls | [242 empty] | <a href="https://www.lutron.com/TechnicalDocumentLibrary/0301636.pdf" target="_blank">Installation Instructions</a> | [23 empty] | 15.000 DW |  |  | 5.3000 IN | [7 empty] | <a href="https://www.lutron.com/TechnicalDocumentLibrary/NovaT_Accessories.pdf" target="_blank">Line Drawing</a> | [81 empty] | 1.000 EA | 1.000 EA | [35 empty] | No | [42 empty] | https://assets.lutron.com/a/documents/spec%20guide%20volume%201%20with%20addendums.pdf#page=78 | [7 empty] | Shelf Stock | [13 empty] | <a href="https://www.lutron.com/TechnicalDocumentLibrary/368-4493_Page_20.pdf" target="_blank">Tech Drawing</a> | [25 empty] | 39121406 | [13 empty] | <a href="https://www.lutron.com/TechnicalDocumentLibrary/369-119_Wallbox_Warranty.pdf" target="_blank">Warranty Information</a> |  |  |  |  | 0.480 L | [14 empty] | 0 | 0 | 0 | 0 | Electrical | 2016-07-15 13:36 | 2024-07-20 11:12 | 0000-00-00 00:00:00 | 2025-11-29 02:00 | 0000-00-00 00:00:00 | [6 empty] | Brown
4 | Lutron Electronics | NTR-20-TR-GR | 4460-4290 | 4460 | 4290 | Lutron Electronics | NTR-20-TR-GR.jpg | 27557619127 | NT 20A TAMPER RESIST RECP GRAY | Duplex 20 A receptacle, tamper resistant, 125V/20A in gray |  | 5.3 | 3.9 |  | NTR-20-TR-GR.jpg | http://grandbrass.xologic.com/vendors/4460/large/NTR-20-TR-GR.jpg | [47 empty] | 0 | 0 | 0 | [6 empty] | 0 | 1 | 1 | EA | 1 | Lighting Controls |  |  | Electrical Distribution Equipment |  | Receptacles |  | Electrical Receptacles | Gray | [19 empty] | Other Lighting Controls | [242 empty] | <a href="https://www.lutron.com/TechnicalDocumentLibrary/0301636.pdf" target="_blank">Installation Instructions</a> | [23 empty] | 10.000 DW |  |  | 5.3000 IN | [7 empty] | <a href="https://www.lutron.com/TechnicalDocumentLibrary/NovaT_Accessories.pdf" target="_blank">Line Drawing</a> | [81 empty] | 1.000 EA | 1.000 EA | [35 empty] | No | [42 empty] | https://assets.lutron.com/a/documents/spec%20guide%20volume%201%20with%20addendums.pdf#page=78 | [7 empty] | Shelf Stock | [13 empty] | <a href="https://www.lutron.com/TechnicalDocumentLibrary/368-4493_Page_20.pdf" target="_blank">Tech Drawing</a> | [25 empty] | 39121406 | [13 empty] | <a href="https://www.lutron.com/TechnicalDocumentLibrary/369-119_Wallbox_Warranty.pdf" target="_blank">Warranty Information</a> |  |  |  |  | 0.480 L | [14 empty] | 0 | 0 | 0 | 0 | Electrical | 2016-07-15 13:36 | 2024-07-20 11:14 | 0000-00-00 00:00:00 | 2025-11-29 02:00 | 0000-00-00 00:00:00 | [6 empty] | Gray
4 | Lutron Electronics | NTR-20-TR-IV | 4460-4291 | 4460 | 4291 | Lutron Electronics | NTR-20-TR-IV.jpg | 27557619134 | NT 20A TAMPER RESIST RECP IVORY | Duplex 20 A receptacle, tamper resistant, 125V/20A in ivory |  | 5.3 | 3.9 |  | NTR-20-TR-IV.jpg | http://grandbrass.xologic.com/vendors/4460/large/NTR-20-TR-IV.jpg | [47 empty] | 0 | 0 | 0 | [6 empty] | 0 | 1 | 1 | EA | 1 | Lighting Controls |  |  | Electrical Distribution Equipment |  | Receptacles |  | Electrical Receptacles | White | [19 empty] | Other Lighting Controls | [242 empty] | <a href="https://www.lutron.com/TechnicalDocumentLibrary/0301636.pdf" target="_blank">Installation Instructions</a> | [23 empty] | 15.000 DW |  |  | 5.3000 IN | [7 empty] | <a href="https://www.lutron.com/TechnicalDocumentLibrary/NovaT_Accessories.pdf" target="_blank">Line Drawing</a> | [81 empty] | 1.000 EA | 1.000 EA | [35 empty] | No | [42 empty] | https://assets.lutron.com/a/documents/spec%20guide%20volume%201%20with%20addendums.pdf#page=78 | [7 empty] | Shelf Stock | [13 empty] | <a href="https://www.lutron.com/TechnicalDocumentLibrary/368-4493_Page_20.pdf" target="_blank">Tech Drawing</a> | [25 empty] | 39121406 | [13 empty] | <a href="https://www.lutron.com/TechnicalDocumentLibrary/369-119_Wallbox_Warranty.pdf" target="_blank">Warranty Information</a> |  |  |  |  | 0.480 L | [14 empty] | 0 | 0 | 0 | 0 | Electrical | 2016-07-15 13:36 | 2024-07-20 11:13 | 0000-00-00 00:00:00 | 2025-11-29 02:00 | 0000-00-00 00:00:00 | [6 empty] | Ivory
4 | Lutron Electronics | NTR-20-TR-LA | 4460-4292 | 4460 | 4292 | Lutron Electronics | NTR-20-TR-LA.jpg | 27557619141 | NT 20A TAMPER RESIST RECP LT. ALMOND | Duplex 20 A receptacle, tamper resistant, 125V/20A in light almond |  | 5.3 | 3.9 |  | NTR-20-TR-LA.jpg | http://grandbrass.xologic.com/vendors/4460/large/NTR-20-TR-LA.jpg | [47 empty] | 0 | 0 | 0 | [6 empty] | 0 | 1 | 1 | EA | 1 | Lighting Controls |  |  | Electrical Distribution Equipment |  | Receptacles |  | Electrical Receptacles | [20 empty] | Other Lighting Controls | [242 empty] | <a href="https://www.lutron.com/TechnicalDocumentLibrary/0301636.pdf" target="_blank">Installation Instructions</a> | [23 empty] | 10.000 DW |  |  | 5.3000 IN | [7 empty] | <a href="https://www.lutron.com/TechnicalDocumentLibrary/NovaT_Accessories.pdf" target="_blank">Line Drawing</a> | [81 empty] | 1.000 EA | 1.000 EA | [35 empty] | No | [42 empty] | https://assets.lutron.com/a/documents/spec%20guide%20volume%201%20with%20addendums.pdf#page=78 | [7 empty] | Shelf Stock | [13 empty] | <a href="https://www.lutron.com/TechnicalDocumentLibrary/368-4493_Page_20.pdf" target="_blank">Tech Drawing</a> | [25 empty] | 39121406 | [13 empty] | <a href="https://www.lutron.com/TechnicalDocumentLibrary/369-119_Wallbox_Warranty.pdf" target="_blank">Warranty Information</a> |  |  |  |  | 0.480 L | [14 empty] | 0 | 0 | 0 | 0 | Electrical | 2016-07-15 13:36 | 2024-07-20 11:10 | 0000-00-00 00:00:00 | 2025-11-29 02:00 | 0000-00-00 00:00:00
4 | Lutron Electronics | NTR-20-TR-SI | 4460-4293 | 4460 | 4293 | Lutron Electronics | NTR-20-TR-SI.jpg | 27557619158 | NT 20A TAMPER RESIST RECP SIENNA | Duplex 20 A receptacle, tamper resistant, 125V/20A in sienna |  | 5.3 | 3.9 |  | NTR-20-TR-SI.jpg | http://grandbrass.xologic.com/vendors/4460/large/NTR-20-TR-SI.jpg | [47 empty] | 0 | 0 | 0 | [6 empty] | 0 | 1 | 1 | EA | 1 | Lighting Controls |  |  | Electrical Distribution Equipment |  | Receptacles |  | Electrical Receptacles | [20 empty] | Other Lighting Controls | [242 empty] | <a href="https://www.lutron.com/TechnicalDocumentLibrary/0301636.pdf" target="_blank">Installation Instructions</a> | [23 empty] | 15.000 DW |  |  | 5.3000 IN | [7 empty] | <a href="https://www.lutron.com/TechnicalDocumentLibrary/NovaT_Accessories.pdf" target="_blank">Line Drawing</a> | [81 empty] | 1.000 EA | 1.000 EA | [35 empty] | No | [42 empty] | https://assets.lutron.com/a/documents/spec%20guide%20volume%201%20with%20addendums.pdf#page=78 | [7 empty] | Shelf Stock | [13 empty] | <a href="https://www.lutron.com/TechnicalDocumentLibrary/368-4493_Page_20.pdf" target="_blank">Tech Drawing</a> | [25 empty] | 39121406 | [13 empty] | <a href="https://www.lutron.com/TechnicalDocumentLibrary/369-119_Wallbox_Warranty.pdf" target="_blank">Warranty Information</a> |  |  |  |  | 0.480 L | [14 empty] | 0 | 0 | 0 | 0 | Electrical | 2016-07-15 13:36 | 2024-07-20 11:17 | 0000-00-00 00:00:00 | 2025-11-29 02:00 | 0000-00-00 00:00:00 | [6 empty] | Sienna
4 | Lutron Electronics | NTR-20-TR-TP | 4460-4294 | 4460 | 4294 | Lutron Electronics | NTR-20-TR-TP.jpg | 27557619165 | NT 20A TAMPER RESIST RECP TAUPE | Duplex 20 A receptacle, tamper resistant, 125V/20A in taupe |  | 5.3 | 3.9 |  | NTR-20-TR-TP.jpg | http://grandbrass.xologic.com/vendors/4460/large/NTR-20-TR-TP.jpg | [47 empty] | 0 | 0 | 0 | [6 empty] | 0 | 1 | 1 | EA | 1 | Lighting Controls |  |  | Electrical Distribution Equipment |  | Receptacles |  | Electrical Receptacles | [20 empty] | Other Lighting Controls | [242 empty] | <a href="https://www.lutron.com/TechnicalDocumentLibrary/0301636.pdf" target="_blank">Installation Instructions</a> | [23 empty] | 10.000 DW |  |  | 5.3000 IN | [7 empty] | <a href="https://www.lutron.com/TechnicalDocumentLibrary/NovaT_Accessories.pdf" target="_blank">Line Drawing</a> | [81 empty] | 1.000 EA | 1.000 EA | [35 empty] | No | [42 empty] | https://assets.lutron.com/a/documents/spec%20guide%20volume%201%20with%20addendums.pdf#page=78 | [7 empty] | Shelf Stock | [13 empty] | <a href="https://www.lutron.com/TechnicalDocumentLibrary/368-4493_Page_20.pdf" target="_blank">Tech Drawing</a> | [25 empty] | 39121406 | [13 empty] | <a href="https://www.lutron.com/TechnicalDocumentLibrary/369-119_Wallbox_Warranty.pdf" target="_blank">Warranty Information</a> |  |  |  |  | 0.480 L | [14 empty] | 0 | 0 | 0 | 0 | Electrical | 2016-07-15 13:36 | 2024-07-20 11:12 | 0000-00-00 00:00:00 | 2025-11-29 02:00 | 0000-00-00 00:00:00 | [6 empty] | Taupe
4 | Lutron Electronics | NTR-20-TR-WH | 4460-4295 | 4460 | 4295 | Lutron Electronics | NTR-20-TR-WH.jpg | 27557618878 | NT 20A TAMPER RESIST RECP WHITE | Duplex 20 A receptacle, tamper resistant, 125V/20A in white |  | 5.3 | 3.9 |  | NTR-20-TR-WH.jpg | http://grandbrass.xologic.com/vendors/4460/large/NTR-20-TR-WH.jpg | [47 empty] | 0 | 0 | 0 | [6 empty] | 0 | 1 | 1 | EA | 1 | Lighting Controls |  |  | Electrical Distribution Equipment |  | Receptacles |  | Electrical Receptacles | White | [19 empty] | Other Lighting Controls | [242 empty] | <a href="https://www.lutron.com/TechnicalDocumentLibrary/0301636.pdf" target="_blank">Installation Instructions</a> | [23 empty] | 10.000 DW |  |  | 5.3000 IN | [7 empty] | <a href="https://www.lutron.com/TechnicalDocumentLibrary/NovaT_Accessories.pdf" target="_blank">Line Drawing</a> | [81 empty] | 1.000 EA | 1.000 EA | [35 empty] | No | [42 empty] | https://assets.lutron.com/a/documents/spec%20guide%20volume%201%20with%20addendums.pdf#page=78 | [7 empty] | Shelf Stock | [13 empty] | <a href="https://www.lutron.com/TechnicalDocumentLibrary/368-4493_Page_20.pdf" target="_blank">Tech Drawing</a> | [25 empty] | 39121406 | [13 empty] | <a href="https://www.lutron.com/TechnicalDocumentLibrary/369-119_Wallbox_Warranty.pdf" target="_blank">Warranty Information</a> |  |  |  |  | 0.480 L | [14 empty] | 0 | 0 | 0 | 0 | Electrical | 2016-07-15 13:36 | 2024-07-20 11:08 | 0000-00-00 00:00:00 | 2025-11-29 02:00 | 0000-00-00 00:00:00 | [6 empty] | White
1 | Lutron Electronics | QSGFP-1TAL | 4460-4296 | 4460 | 4296 | Lutron Electronics | QSGFP-1TAL.png | 27557646819 | QSG MATTE COVER 1 SHADE AL/TRNSLCNT | GRAFIK Eye QS Faceplate Kit, 1 shade zone, translucent cover in almond |  | 6.1 | 12.1 |  | QSGFP-1TAL.png | http://grandbrass.xologic.com/vendors/4460/large/QSGFP-1TAL.png | [47 empty] | 0 | 0 | 0 | [6 empty] | 0 | 1 | 1 | EA | 1 | Specialty Items | [27 empty] | Lighting Accessories | [242 empty] | <a href="https://www.lutron.com/TechnicalDocumentLibrary/replacement_kit_install.pdf" target="_blank">Installation Instructions</a> | [23 empty] | 5.000 DW |  |  | 1.3000 IN | [89 empty] | 1.000 EA | 1.000 EA | [35 empty] | No | [42 empty] | https://www.lutron.com/TechnicalDocumentLibrary/QS_Reference_List.pdf | [7 empty] | Shelf Stock | [39 empty] | 39122221 | [13 empty] | <a href="https://www.lutron.com/TechnicalDocumentLibrary/3601201A_Commercial_Limited_Warranty.pdf" target="_blank">Warranty Information</a> |  |  |  |  | 0.550 L | [14 empty] | 0 | 0 | 0 | 0 | Lighting Fixtures | 2016-07-15 13:36 | 2024-07-20 11:08 | 0000-00-00 00:00:00 | 2024-07-20 11:08 | 0000-00-00 00:00:00
1 | Lutron Electronics | QSGFP-TGR | 4460-4305 | 4460 | 4305 | Lutron Electronics | QSGFP-TGR.png | 27557641845 | QSG MATTE COVER 0 SHADES GR/TRNSLCNT | GRAFIK Eye QS Faceplate Kit, 0 shade zones, translucent cover in gray |  | 6.1 | 12.2 |  | QSGFP-TGR.png | http://grandbrass.xologic.com/vendors/4460/large/QSGFP-TGR.png | [47 empty] | 0 | 0 | 0 | [6 empty] | 0 | 1 | 1 | EA | 1 | Specialty Items | [7 empty] | Gray | [19 empty] | Lighting Accessories | [242 empty] | <a href="https://www.lutron.com/TechnicalDocumentLibrary/replacement_kit_install.pdf" target="_blank">Installation Instructions</a> | [23 empty] | 2.000 DW |  |  | 1.4000 IN | [89 empty] | 1.000 EA | 1.000 EA | [35 empty] | No | [42 empty] | https://www.lutron.com/TechnicalDocumentLibrary/QS_Reference_List.pdf | [7 empty] | Shelf Stock | [39 empty] | 39122221 | [13 empty] | <a href="https://www.lutron.com/TechnicalDocumentLibrary/3601201A_Commercial_Limited_Warranty.pdf" target="_blank">Warranty Information</a> |  |  |  |  | 0.550 L | [14 empty] | 0 | 0 | 0 | 0 | Lighting Fixtures | 2016-07-15 13:37 | 2024-07-20 11:10 | 0000-00-00 00:00:00 | 2024-07-20 11:10 | 0000-00-00 00:00:00
1 | Lutron Electronics | QSGFP-THT | 4460-4309 | 4460 | 4309 | Lutron Electronics | QSGFP-THT.png | 27557641869 | QSG MATTE COVER 0 SHADES HOT/TRNSLCNT | GRAFIK Eye QS Faceplate Kit, 0 shade zones, translucent cover in hot |  | 6.1 | 12.2 |  | QSGFP-THT.png | http://grandbrass.xologic.com/vendors/4460/large/QSGFP-THT.png | [47 empty] | 0 | 0 | 0 | [6 empty] | 0 | 1 | 1 | EA | 1 | Specialty Items | [27 empty] | Lighting Accessories | [242 empty] | <a href="https://www.lutron.com/TechnicalDocumentLibrary/replacement_kit_install.pdf" target="_blank">Installation Instructions</a> | [23 empty] | 2.000 DW |  |  | 1.4000 IN | [89 empty] | 1.000 EA | 1.000 EA | [35 empty] | No | [42 empty] | https://www.lutron.com/TechnicalDocumentLibrary/QS_Reference_List.pdf | [7 empty] | Shelf Stock | [39 empty] | 39122221 | [13 empty] | <a href="https://www.lutron.com/TechnicalDocumentLibrary/3601201A_Commercial_Limited_Warranty.pdf" target="_blank">Warranty Information</a> |  |  |  |  | 0.550 L | [14 empty] | 0 | 0 | 0 | 0 | Lighting Fixtures | 2016-07-15 13:37 | 2024-07-20 11:42 | 0000-00-00 00:00:00 | 2024-07-20 11:42 | 0000-00-00 00:00:00
1 | Lutron Electronics | QSGFP-TIV | 4460-4311 | 4460 | 4311 | Lutron Electronics | QSGFP-TIV.png | 27557641876 | QSG MATTE COVER 0 SHADES IV/TRNSLCNT | GRAFIK Eye QS Faceplate Kit, 0 shade zones, translucent cover in ivory |  | 6.1 | 12.2 |  | QSGFP-TIV.png | http://grandbrass.xologic.com/vendors/4460/large/QSGFP-TIV.png | [47 empty] | 0 | 0 | 0 | [6 empty] | 0 | 1 | 1 | EA | 1 | Specialty Items | [7 empty] | White | [19 empty] | Lighting Accessories | [242 empty] | <a href="https://www.lutron.com/TechnicalDocumentLibrary/replacement_kit_install.pdf" target="_blank">Installation Instructions</a> | [23 empty] | 2.000 DW |  |  | 1.4000 IN | [89 empty] | 1.000 EA | 1.000 EA | [35 empty] | No | [42 empty] | https://www.lutron.com/TechnicalDocumentLibrary/QS_Reference_List.pdf | [7 empty] | Shelf Stock | [39 empty] | 39122221 | [13 empty] | <a href="https://www.lutron.com/TechnicalDocumentLibrary/3601201A_Commercial_Limited_Warranty.pdf" target="_blank">Warranty Information</a> |  |  |  |  | 0.550 L | [14 empty] | 0 | 0 | 0 | 0 | Lighting Fixtures | 2016-07-15 13:37 | 2024-07-20 11:14 | 0000-00-00 00:00:00 | 2024-07-20 11:14 | 0000-00-00 00:00:00
1 | Lutron Electronics | QSGFP-TLA | 4460-4313 | 4460 | 4313 | Lutron Electronics | QSGFP-TLA.png | 27557641883 | QSG MATTE COVER 0 SHADES LA/TRNSLCNT | GRAFIK Eye QS Faceplate Kit, 0 shade zones, translucent cover in light almond |  | 6.1 | 12.2 |  | QSGFP-TLA.png | http://grandbrass.xologic.com/vendors/4460/large/QSGFP-TLA.png | [47 empty] | 0 | 0 | 0 | [6 empty] | 0 | 1 | 1 | EA | 1 | Specialty Items | [27 empty] | Lighting Accessories | [242 empty] | <a href="https://www.lutron.com/TechnicalDocumentLibrary/replacement_kit_install.pdf" target="_blank">Installation Instructions</a> | [23 empty] | 2.000 DW |  |  | 1.4000 IN | [89 empty] | 1.000 EA | 1.000 EA | [35 empty] | No | [42 empty] | https://www.lutron.com/TechnicalDocumentLibrary/QS_Reference_List.pdf | [7 empty] | Shelf Stock | [39 empty] | 39122221 | [13 empty] | <a href="https://www.lutron.com/TechnicalDocumentLibrary/3601201A_Commercial_Limited_Warranty.pdf" target="_blank">Warranty Information</a> |  |  |  |  | 0.550 L | [14 empty] | 0 | 0 | 0 | 0 | Lighting Fixtures | 2016-07-15 13:37 | 2024-07-20 11:11 | 0000-00-00 00:00:00 | 2024-07-20 11:11 | 0000-00-00 00:00:00
1 | Lutron Electronics | QSGFP-TMN | 4460-4317 | 4460 | 4317 | Lutron Electronics | QSGFP-TMN.png | 27557641906 | QSG MATTE COVER 0 SHADES MN/TRNSLCNT | GRAFIK Eye QS Faceplate Kit, 0 shade zones, translucent cover in midnight |  | 6.1 | 12.2 |  | QSGFP-TMN.png | http://grandbrass.xologic.com/vendors/4460/large/QSGFP-TMN.png | [47 empty] | 0 | 0 | 0 | [6 empty] | 0 | 1 | 1 | EA | 1 | Specialty Items | [27 empty] | Lighting Accessories | [242 empty] | <a href="https://www.lutron.com/TechnicalDocumentLibrary/replacement_kit_install.pdf" target="_blank">Installation Instructions</a> | [23 empty] | 2.000 DW |  |  | 1.4000 IN | [89 empty] | 1.000 EA | 1.000 EA | [35 empty] | No | [42 empty] | https://www.lutron.com/TechnicalDocumentLibrary/QS_Reference_List.pdf | [7 empty] | Shelf Stock | [39 empty] | 39122221 | [13 empty] | <a href="https://www.lutron.com/TechnicalDocumentLibrary/3601201A_Commercial_Limited_Warranty.pdf" target="_blank">Warranty Information</a> |  |  |  |  | 0.550 L | [14 empty] | 0 | 0 | 0 | 0 | Lighting Fixtures | 2016-07-15 13:37 | 2024-07-20 11:10 | 0000-00-00 00:00:00 | 2024-07-20 11:10 | 0000-00-00 00:00:00
1 | Lutron Electronics | QSGFP-TP | 4460-4323 | 4460 | 4323 | Lutron Electronics | QSGFP-TP.png | 27557643139 | QSG MATTE COVER 0 SHADES TP | GRAFIK Eye QS Faceplate Kit, 0 shade zones, opaque cover in taupe |  | 6.1 | 12.2 |  | QSGFP-TP.png | http://grandbrass.xologic.com/vendors/4460/large/QSGFP-TP.png | [47 empty] | 0 | 0 | 0 | [6 empty] | 0 | 1 | 1 | EA | 1 | Specialty Items | [27 empty] | Lighting Accessories | [242 empty] | <a href="https://www.lutron.com/TechnicalDocumentLibrary/replacement_kit_install.pdf" target="_blank">Installation Instructions</a> | [23 empty] | 10.000 DW |  |  | 1.4000 IN | [89 empty] | 1.000 EA | 1.000 EA | [35 empty] | No | [42 empty] | https://www.lutron.com/TechnicalDocumentLibrary/QS_Reference_List.pdf | [7 empty] | Shelf Stock | [39 empty] | 39122221 | [13 empty] | <a href="https://www.lutron.com/TechnicalDocumentLibrary/3601201A_Commercial_Limited_Warranty.pdf" target="_blank">Warranty Information</a> |  |  |  |  | 0.550 L | [14 empty] | 0 | 0 | 0 | 0 | Lighting Fixtures | 2016-07-15 13:37 | 2024-07-20 11:42 | 0000-00-00 00:00:00 | 2024-07-20 11:42 | 0000-00-00 00:00:00 | [6 empty] | Taupe
1 | Lutron Electronics | QSGFP-TPD | 4460-4325 | 4460 | 4325 | Lutron Electronics | QSGFP-TPD.png | 27557641937 | QSG MATTE COVER 0 SHADES PD/TRNSLCNT | GRAFIK Eye QS Faceplate Kit, 0 shade zones, translucent cover in palladium |  | 6.1 | 12.2 |  | QSGFP-TPD.png | http://grandbrass.xologic.com/vendors/4460/large/QSGFP-TPD.png | [47 empty] | 0 | 0 | 0 | [6 empty] | 0 | 1 | 1 | EA | 1 | Specialty Items | [27 empty] | Lighting Accessories | [242 empty] | <a href="https://www.lutron.com/TechnicalDocumentLibrary/replacement_kit_install.pdf" target="_blank">Installation Instructions</a> | [23 empty] | 5.000 DW |  |  | 1.4000 IN | [89 empty] | 1.000 EA | 1.000 EA | [35 empty] | No | [42 empty] | https://www.lutron.com/TechnicalDocumentLibrary/QS_Reference_List.pdf | [7 empty] | Shelf Stock | [39 empty] | 39122221 | [13 empty] | <a href="https://www.lutron.com/TechnicalDocumentLibrary/3601201A_Commercial_Limited_Warranty.pdf" target="_blank">Warranty Information</a> |  |  |  |  | 0.550 L | [14 empty] | 0 | 0 | 0 | 0 | Lighting Fixtures | 2016-07-15 13:37 | 2024-07-20 11:13 | 0000-00-00 00:00:00 | 2024-07-20 11:13 | 0000-00-00 00:00:00
1 | Lutron Electronics | QSGFP-TSW | 4460-4335 | 4460 | 4335 | Lutron Electronics | QSGFP-TSW.png | 27557641982 | QSG MATTE COVER 0 SHADES SW/TRNSLCNT | GRAFIK Eye QS Faceplate Kit, 0 shade zones, translucent cover in snow |  | 6.1 | 12.2 |  | QSGFP-TSW.png | http://grandbrass.xologic.com/vendors/4460/large/QSGFP-TSW.png | [47 empty] | 0 | 0 | 0 | [6 empty] | 0 | 1 | 1 | EA | 1 | Specialty Items | [27 empty] | Lighting Accessories | [242 empty] | <a href="https://www.lutron.com/TechnicalDocumentLibrary/replacement_kit_install.pdf" target="_blank">Installation Instructions</a> | [23 empty] | 2.000 DW |  |  | 1.4000 IN | [89 empty] | 1.000 EA | 1.000 EA | [35 empty] | No | [42 empty] | https://www.lutron.com/TechnicalDocumentLibrary/QS_Reference_List.pdf | [7 empty] | Shelf Stock | [39 empty] | 39122221 | [13 empty] | <a href="https://www.lutron.com/TechnicalDocumentLibrary/3601201A_Commercial_Limited_Warranty.pdf" target="_blank">Warranty Information</a> |  |  |  |  | 0.550 L | [14 empty] | 0 | 0 | 0 | 0 | Lighting Fixtures | 2016-07-15 13:38 | 2024-07-20 11:14 | 0000-00-00 00:00:00 | 2024-07-20 11:14 | 0000-00-00 00:00:00
1 | Lutron Electronics | QSGFP-TTP | 4460-4339 | 4460 | 4339 | Lutron Electronics | QSGFP-TTP.png | 27557642002 | QSG MATTE COVER 0 SHADES TP/TRNSLCNT | GRAFIK Eye QS Faceplate Kit, 0 shade zones, translucent cover in taupe |  | 6.1 | 12.2 |  | QSGFP-TTP.png | http://grandbrass.xologic.com/vendors/4460/large/QSGFP-TTP.png | [47 empty] | 0 | 0 | 0 | [6 empty] | 0 | 1 | 1 | EA | 1 | Specialty Items | [27 empty] | Lighting Accessories | [242 empty] | <a href="https://www.lutron.com/TechnicalDocumentLibrary/replacement_kit_install.pdf" target="_blank">Installation Instructions</a> | [23 empty] | 10.000 DW |  |  | 1.4000 IN | [89 empty] | 1.000 EA | 1.000 EA | [35 empty] | No | [42 empty] | https://www.lutron.com/TechnicalDocumentLibrary/QS_Reference_List.pdf | [7 empty] | Shelf Stock | [39 empty] | 39122221 | [13 empty] | <a href="https://www.lutron.com/TechnicalDocumentLibrary/3601201A_Commercial_Limited_Warranty.pdf" target="_blank">Warranty Information</a> |  |  |  |  | 0.550 L | [14 empty] | 0 | 0 | 0 | 0 | Lighting Fixtures | 2016-07-15 13:38 | 2024-07-20 11:08 | 0000-00-00 00:00:00 | 2024-07-20 11:08 | 0000-00-00 00:00:00
1 | Lutron Electronics | QSGFP-TWH | 4460-4343 | 4460 | 4343 | Lutron Electronics | QSGFP-TWH.png | 27557642026 | QSG MATTE COVER 0 SHADES WH/TRNSLCNT | GRAFIK Eye QS Faceplate Kit, 0 shade zones, translucent cover in white |  | 6.1 | 12.2 |  | QSGFP-TWH.png | http://grandbrass.xologic.com/vendors/4460/large/QSGFP-TWH.png | [47 empty] | 0 | 0 | 0 | [6 empty] | 0 | 1 | 1 | EA | 1 | Specialty Items | [7 empty] | White | [19 empty] | Lighting Accessories | [242 empty] | <a href="https://www.lutron.com/TechnicalDocumentLibrary/replacement_kit_install.pdf" target="_blank">Installation Instructions</a> | [23 empty] | 10.000 DW |  |  | 1.4000 IN | [89 empty] | 1.000 EA | 1.000 EA | [35 empty] | No | [42 empty] | https://www.lutron.com/TechnicalDocumentLibrary/QS_Reference_List.pdf | [7 empty] | Shelf Stock | [39 empty] | 39122221 | [13 empty] | <a href="https://www.lutron.com/TechnicalDocumentLibrary/3601201A_Commercial_Limited_Warranty.pdf" target="_blank">Warranty Information</a> |  |  |  |  | 0.550 L | [14 empty] | 0 | 0 | 0 | 0 | Lighting Fixtures | 2016-07-15 13:38 | 2024-07-20 11:12 | 0000-00-00 00:00:00 | 2024-07-20 11:12 | 0000-00-00 00:00:00
1 | Lutron Electronics | QSGFP-WH | 4460-4345 | 4460 | 4345 | Lutron Electronics | QSGFP-WH.png | 27557643153 | QSG MATTE COVER 0 SHADES WH | GRAFIK Eye QS Faceplate Kit, 0 shade zones, opaque cover in white |  | 6.1 | 12.2 |  | QSGFP-WH.png | http://grandbrass.xologic.com/vendors/4460/large/QSGFP-WH.png | [47 empty] | 0 | 0 | 0 | [6 empty] | 0 | 1 | 1 | EA | 1 | Specialty Items | [7 empty] | White | [19 empty] | Lighting Accessories | [242 empty] | <a href="https://www.lutron.com/TechnicalDocumentLibrary/replacement_kit_install.pdf" target="_blank">Installation Instructions</a> | [23 empty] | 10.000 DW |  |  | 1.4000 IN | [89 empty] | 1.000 EA | 1.000 EA | [35 empty] | No | [42 empty] | https://www.lutron.com/TechnicalDocumentLibrary/QS_Reference_List.pdf | [7 empty] | Shelf Stock | [39 empty] | 39122221 | [13 empty] | <a href="https://www.lutron.com/TechnicalDocumentLibrary/3601201A_Commercial_Limited_Warranty.pdf" target="_blank">Warranty Information</a> |  |  |  |  | 0.550 L | [14 empty] | 0 | 0 | 0 | 0 | Lighting Fixtures | 2016-07-15 13:38 | 2024-07-20 11:17 | 0000-00-00 00:00:00 | 2024-07-20 11:17 | 0000-00-00 00:00:00 | [6 empty] | White
1 | Lutron Electronics | QSGFP-1TP | 4460-4348 | 4460 | 4348 | Lutron Electronics | QSGFP-1TP.png | 27557648196 | QSG MATTE COVER 1 SHADE TP | GRAFIK Eye QS Faceplate Kit, 1 shade zone, opaque cover in taupe |  | 6.1 | 12.1 |  | QSGFP-1TP.png | http://grandbrass.xologic.com/vendors/4460/large/QSGFP-1TP.png | [47 empty] | 0 | 0 | 0 | [6 empty] | 0 | 1 | 1 | EA | 1 | Specialty Items | [27 empty] | Lighting Accessories | [242 empty] | <a href="https://www.lutron.com/TechnicalDocumentLibrary/replacement_kit_install.pdf" target="_blank">Installation Instructions</a> | [23 empty] | 2.000 DW |  |  | 1.3000 IN | [89 empty] | 1.000 EA | 1.000 EA | [35 empty] | No | [42 empty] | https://www.lutron.com/TechnicalDocumentLibrary/QS_Reference_List.pdf | [7 empty] | Shelf Stock | [39 empty] | 39122221 | [13 empty] | <a href="https://www.lutron.com/TechnicalDocumentLibrary/3601201A_Commercial_Limited_Warranty.pdf" target="_blank">Warranty Information</a> |  |  |  |  | 0.550 L | [14 empty] | 0 | 0 | 0 | 0 | Lighting Fixtures | 2016-07-15 13:38 | 2024-07-20 11:17 | 0000-00-00 00:00:00 | 2024-07-20 11:17 | 0000-00-00 00:00:00
1 | Lutron Electronics | QSGFP-1TPD | 4460-4350 | 4460 | 4350 | Lutron Electronics | QSGFP-1TPD.png | 27557646994 | QSG MATTE COVER 1 SHADE PD/TRNSLCNT | GRAFIK Eye QS Faceplate Kit, 1 shade zone, translucent cover in palladium |  | 6.1 | 12.1 |  | QSGFP-1TPD.png | http://grandbrass.xologic.com/vendors/4460/large/QSGFP-1TPD.png | [47 empty] | 0 | 0 | 0 | [6 empty] | 0 | 1 | 1 | EA | 1 | Specialty Items | [27 empty] | Lighting Accessories | [242 empty] | <a href="https://www.lutron.com/TechnicalDocumentLibrary/replacement_kit_install.pdf" target="_blank">Installation Instructions</a> | [23 empty] | 5.000 DW |  |  | 1.3000 IN | [89 empty] | 1.000 EA | 1.000 EA | [35 empty] | No | [42 empty] | https://www.lutron.com/TechnicalDocumentLibrary/QS_Reference_List.pdf | [7 empty] | Shelf Stock | [39 empty] | 39122221 | [13 empty] | <a href="https://www.lutron.com/TechnicalDocumentLibrary/3601201A_Commercial_Limited_Warranty.pdf" target="_blank">Warranty Information</a> |  |  |  |  | 0.550 L | [14 empty] | 0 | 0 | 0 | 0 | Lighting Fixtures | 2016-07-15 13:38 | 2024-07-20 11:10 | 0000-00-00 00:00:00 | 2024-07-20 11:10 | 0000-00-00 00:00:00
1 | Lutron Electronics | QSGFP-1TSW | 4460-4360 | 4460 | 4360 | Lutron Electronics | QSGFP-1TSW.png | 27557647038 | QSG MATTE COVER 1 SHADE SW/TRNSLCNT | GRAFIK Eye QS Faceplate Kit, 1 shade zone, translucent cover in snow |  | 6.1 | 12.1 |  | QSGFP-1TSW.png | http://grandbrass.xologic.com/vendors/4460/large/QSGFP-1TSW.png | [47 empty] | 0 | 0 | 0 | [6 empty] | 0 | 1 | 1 | EA | 1 | Specialty Items | [27 empty] | Lighting Accessories | [242 empty] | <a href="https://www.lutron.com/TechnicalDocumentLibrary/replacement_kit_install.pdf" target="_blank">Installation Instructions</a> | [23 empty] | 5.000 DW |  |  | 1.3000 IN | [89 empty] | 1.000 EA | 1.000 EA | [35 empty] | No | [42 empty] | https://www.lutron.com/TechnicalDocumentLibrary/QS_Reference_List.pdf | [7 empty] | Shelf Stock | [39 empty] | 39122221 | [13 empty] | <a href="https://www.lutron.com/TechnicalDocumentLibrary/3601201A_Commercial_Limited_Warranty.pdf" target="_blank">Warranty Information</a> |  |  |  |  | 0.550 L | [14 empty] | 0 | 0 | 0 | 0 | Lighting Fixtures | 2016-07-15 13:38 | 2024-07-20 11:11 | 0000-00-00 00:00:00 | 2024-07-20 11:11 | 0000-00-00 00:00:00
1 | Lutron Electronics | QSGFP-1TTP | 4460-4364 | 4460 | 4364 | Lutron Electronics | QSGFP-1TTP.png | 27557647052 | QSG MATTE COVER 1 SHADE TP/TRNSLCNT | GRAFIK Eye QS Faceplate Kit, 1 shade zone, translucent cover in taupe |  | 6.1 | 12.1 |  | QSGFP-1TTP.png | http://grandbrass.xologic.com/vendors/4460/large/QSGFP-1TTP.png | [47 empty] | 0 | 0 | 0 | [6 empty] | 0 | 1 | 1 | EA | 1 | Specialty Items | [27 empty] | Lighting Accessories | [242 empty] | <a href="https://www.lutron.com/TechnicalDocumentLibrary/replacement_kit_install.pdf" target="_blank">Installation Instructions</a> | [23 empty] | 5.000 DW |  |  | 1.3000 IN | [89 empty] | 1.000 EA | 1.000 EA | [35 empty] | No | [42 empty] | https://www.lutron.com/TechnicalDocumentLibrary/QS_Reference_List.pdf | [7 empty] | Shelf Stock | [39 empty] | 39122221 | [13 empty] | <a href="https://www.lutron.com/TechnicalDocumentLibrary/3601201A_Commercial_Limited_Warranty.pdf" target="_blank">Warranty Information</a> |  |  |  |  | 0.550 L | [14 empty] | 0 | 0 | 0 | 0 | Lighting Fixtures | 2016-07-15 13:38 | 2024-07-20 11:10 | 0000-00-00 00:00:00 | 2024-07-20 11:10 | 0000-00-00 00:00:00
1 | Lutron Electronics | QSGFP-1TWH | 4460-4368 | 4460 | 4368 | Lutron Electronics | QSGFP-1TWH.png | 27557647076 | QSG MATTE COVER 1 SHADE WH/TRNSLCNT | GRAFIK Eye QS Faceplate Kit, 1 shade zone, translucent cover in white |  | 6.1 | 12.1 |  | QSGFP-1TWH.png | http://grandbrass.xologic.com/vendors/4460/large/QSGFP-1TWH.png | [47 empty] | 0 | 0 | 0 | [6 empty] | 0 | 1 | 1 | EA | 1 | Specialty Items | [7 empty] | White | [19 empty] | Lighting Accessories | [242 empty] | <a href="https://www.lutron.com/TechnicalDocumentLibrary/replacement_kit_install.pdf" target="_blank">Installation Instructions</a> | [23 empty] | 10.000 DW |  |  | 1.3000 IN | [89 empty] | 1.000 EA | 1.000 EA | [35 empty] | No | [42 empty] | https://www.lutron.com/TechnicalDocumentLibrary/QS_Reference_List.pdf | [7 empty] | Shelf Stock | [39 empty] | 39122221 | [13 empty] | <a href="https://www.lutron.com/TechnicalDocumentLibrary/3601201A_Commercial_Limited_Warranty.pdf" target="_blank">Warranty Information</a> |  |  |  |  | 0.550 L | [14 empty] | 0 | 0 | 0 | 0 | Lighting Fixtures | 2016-07-15 13:39 | 2024-07-20 11:12 | 0000-00-00 00:00:00 | 2024-07-20 11:12 | 0000-00-00 00:00:00
1 | Lutron Electronics | QSGFP-BL | 4460-4369 | 4460 | 4369 | Lutron Electronics | QSGFP-BL.png | 27557642934 | QSG MATTE COVER 0 SHADES BLACK | GRAFIK Eye QS Faceplate Kit, 0 shade zones, opaque cover in black |  | 6.1 | 12.2 |  | QSGFP-BL.png | http://grandbrass.xologic.com/vendors/4460/large/QSGFP-BL.png | [47 empty] | 0 | 0 | 0 | [6 empty] | 0 | 1 | 1 | EA | 1 | Specialty Items | [7 empty] | Black | [19 empty] | Lighting Accessories | [242 empty] | <a href="https://www.lutron.com/TechnicalDocumentLibrary/replacement_kit_install.pdf" target="_blank">Installation Instructions</a> | [23 empty] | 10.000 DW |  |  | 1.4000 IN | [89 empty] | 1.000 EA | 1.000 EA | [35 empty] | No | [42 empty] | https://www.lutron.com/TechnicalDocumentLibrary/QS_Reference_List.pdf | [7 empty] | Shelf Stock | [39 empty] | 39122221 | [13 empty] | <a href="https://www.lutron.com/TechnicalDocumentLibrary/3601201A_Commercial_Limited_Warranty.pdf" target="_blank">Warranty Information</a> |  |  |  |  | 0.550 L | [14 empty] | 0 | 0 | 0 | 0 | Lighting Fixtures | 2016-07-15 13:39 | 2024-07-20 11:16 | 0000-00-00 00:00:00 | 2024-07-20 11:16 | 0000-00-00 00:00:00 | [6 empty] | Black
1 | Lutron Electronics | L-PED1-BL | 4460-4372 | 4460 | 4372 | Lutron Electronics | L-PED1-BL.jpg | 27557765930 | SINGLE MOUNT PEDESTAL BL | Pico Wireless Controls Pedestal Base, Single pedestal, White finish, in black |  | 2.3 | 4.5 |  | L-PED1-BL.jpg | http://grandbrass.xologic.com/vendors/4460/large/L-PED1-BL.jpg | [47 empty] | 0 | 0 | 0 | [6 empty] | 0 | 1 | 1 | EA | 1 | Specialty Items | [7 empty] | Black | [16 empty] | Traditional |  |  | Lighting Accessories | [49 empty] | <a href="https://www.lutron.com/TechnicalDocumentLibrary/Caseta_Consumer_Brochure.pdf" target="_blank">Manufacturer Brochure</a> | [192 empty] | <a href="https://www.lutron.com/TechnicalDocumentLibrary/0301281A.pdf" target="_blank">Installation Instructions</a> | [23 empty] | 10.000 DW |  |  | 2.3000 IN | [89 empty] | 1.000 EA | 1.000 EA | [35 empty] | No | [42 empty] | https://www.lutron.com/TechnicalDocumentLibrary/369847.pdf | [7 empty] | Shelf Stock | [39 empty] | 39122221 | [13 empty] | <a href="https://www.lutron.com/TechnicalDocumentLibrary/043492.pdf" target="_blank">Warranty Information</a> |  |  |  |  | 0.200 L | [14 empty] | 0 | 0 | 0 | 0 | Lighting Fixtures | 2016-07-15 13:39 | 2024-07-20 11:14 | 0000-00-00 00:00:00 | 2024-07-20 11:14 | 0000-00-00 00:00:00 | [6 empty] | Black
1 | Lutron Electronics | L-PED1-WH | 4460-4373 | 4460 | 4373 | Lutron Electronics | L-PED1-WH.jpg | 27557765916 | SINGLE MOUNT PEDESTAL WH | Pico Wireless Controls Pedestal Base, Single pedestal, White finish, in white |  | 2.3 | 4.5 |  | L-PED1-WH.jpg | http://grandbrass.xologic.com/vendors/4460/large/L-PED1-WH.jpg | [47 empty] | 0 | 0 | 0 | [6 empty] | 0 | 1 | 1 | EA | 1 | Specialty Items | [7 empty] | White | [16 empty] | Traditional |  |  | Lighting Accessories | [49 empty] | <a href="https://www.lutron.com/TechnicalDocumentLibrary/3672499_Caseta_Brochure.pdf" target="_blank">Manufacturer Brochure</a> | [192 empty] | <a href="https://www.lutron.com/TechnicalDocumentLibrary/0301281A.pdf" target="_blank">Installation Instructions</a> | [23 empty] | 10.000 DW |  |  | 2.3000 IN | [89 empty] | 1.000 EA | 1.000 EA | [35 empty] | No | [42 empty] | https://www.lutron.com/TechnicalDocumentLibrary/369847.pdf | [7 empty] | Shelf Stock | [39 empty] | 39122221 | [13 empty] | <a href="https://www.lutron.com/TechnicalDocumentLibrary/043492.pdf" target="_blank">Warranty Information</a> |  |  |  |  | 0.200 L | [14 empty] | 0 | 0 | 0 | 0 | Lighting Fixtures | 2016-07-15 13:39 | 2024-07-20 11:16 | 0000-00-00 00:00:00 | 2024-07-20 11:16 | 0000-00-00 00:00:00 | [6 empty] | White
1 | Lutron Electronics | L-PED2-BL | 4460-4374 | 4460 | 4374 | Lutron Electronics | L-PED2-BL.jpg | 27557765947 | DUAL MOUNT PEDESTAL BL | Pico Wireless Controls Pedestal Base, Double pedestal, White finish, in black |  | 3.4 | 4.6 |  | L-PED2-BL.jpg | http://grandbrass.xologic.com/vendors/4460/large/L-PED2-BL.jpg | [47 empty] | 0 | 0 | 0 | [6 empty] | 0 | 1 | 1 | EA | 1 | Specialty Items | [7 empty] | Black | [16 empty] | Traditional |  |  | Lighting Accessories | [49 empty] | <a href="https://www.lutron.com/TechnicalDocumentLibrary/Caseta_Consumer_Brochure.pdf" target="_blank">Manufacturer Brochure</a> | [192 empty] | <a href="https://www.lutron.com/TechnicalDocumentLibrary/0301281A.pdf" target="_blank">Installation Instructions</a> | [23 empty] | 20.000 DW |  |  | 2.3000 IN | [89 empty] | 1.000 EA | 1.000 EA | [35 empty] | No | [42 empty] | https://www.lutron.com/TechnicalDocumentLibrary/369847.pdf | [7 empty] | Shelf Stock | [39 empty] | 39122221 | [13 empty] | <a href="https://www.lutron.com/TechnicalDocumentLibrary/043492.pdf" target="_blank">Warranty Information</a> |  |  |  |  | 0.450 L | [14 empty] | 0 | 0 | 0 | 0 | Lighting Fixtures | 2016-07-15 13:39 | 2024-07-20 11:17 | 0000-00-00 00:00:00 | 2024-07-20 11:17 | 0000-00-00 00:00:00 | [6 empty] | Black
1 | Lutron Electronics | L-PED2-WH | 4460-4375 | 4460 | 4375 | Lutron Electronics | L-PED2-WH.jpg | 27557765923 | DUAL MOUNT PEDESTAL WH | Pico Wireless Controls Pedestal Base, Double pedestal, White finish, in white |  | 3.4 | 4.6 |  | L-PED2-WH.jpg | http://grandbrass.xologic.com/vendors/4460/large/L-PED2-WH.jpg | [47 empty] | 0 | 0 | 0 | [6 empty] | 0 | 1 | 1 | EA | 1 | Specialty Items | [7 empty] | White | [16 empty] | Traditional |  |  | Lighting Accessories | [49 empty] | <a href="https://www.lutron.com/TechnicalDocumentLibrary/Caseta_Consumer_Brochure.pdf" target="_blank">Manufacturer Brochure</a> | [192 empty] | <a href="https://www.lutron.com/TechnicalDocumentLibrary/0301281A.pdf" target="_blank">Installation Instructions</a> | [23 empty] | 10.000 DW |  |  | 2.3000 IN | [89 empty] | 1.000 EA | 1.000 EA | [35 empty] | No | [42 empty] | https://www.lutron.com/TechnicalDocumentLibrary/369847.pdf | [7 empty] | Shelf Stock | [39 empty] | 39122221 | [13 empty] | <a href="https://www.lutron.com/TechnicalDocumentLibrary/043492.pdf" target="_blank">Warranty Information</a> |  |  |  |  | 0.450 L | [14 empty] | 0 | 0 | 0 | 0 | Lighting Fixtures | 2016-07-15 13:39 | 2024-07-20 11:10 | 0000-00-00 00:00:00 | 2024-07-20 11:10 | 0000-00-00 00:00:00 | [6 empty] | White
1 | Lutron Electronics | DVSCTV-BI | 4460-4377 | 4460 | 4377 | Lutron Electronics | DVSCTV-BI.jpg | 27557663595 | DIVA 0-10V CLASS 2 BISCUIT | Diva Dimmer - Satin Finish, Fluorescent or LED Dimming with 0-10V Ballasts and Drivers, Single-pole, 120V/30mA/16A in biscuit |  | 2.3 | 4.5 |  | DVSCTV-BI.jpg | http://grandbrass.xologic.com/vendors/4460/large/DVSCTV-BI.jpg | [47 empty] | 0 | 0 | 0 | [6 empty] | 0 | 1 | 1 | EA | 1 | Lighting Controls | [7 empty] | White | [16 empty] | Traditional |  |  | Dimmers | [242 empty] | <a href="https://www.lutron.com/TechnicalDocumentLibrary/0301972.pdf" target="_blank">Installation Instructions</a> | [23 empty] | 15.000 DW |  |  | 2.3000 IN | [89 empty] | 1.000 EA | 1.000 EA | [35 empty] | No | [42 empty] | https://www.lutron.com/TechnicalDocumentLibrary/369147_SPA.pdf | [7 empty] | Shelf Stock | [13 empty] | <a href="https://www.lutron.com/TechnicalDocumentLibrary/368-4493_Page_58.pdf" target="_blank">Tech Drawing</a> | [25 empty] | 39122206 | [6 empty] | <a href="https://www.lutron.com/Education-Training/Tools/Pages/InstallDimmer.aspx?syst=Dimmers+%26+Switches&prodn=Diva%c2%ae+dimmer+%26+switch" target="_blank">Product Video Clip</a> | [6 empty] | <a href="https://www.lutron.com/TechnicalDocumentLibrary/369-119_Wallbox_Warranty.pdf" target="_blank">Warranty Information</a> |  |  |  |  | 0.200 L | [14 empty] | 0 | 0 | 0 | 0 | Lighting Fixtures | 2016-07-15 13:39 | 2024-07-20 11:14 | 0000-00-00 00:00:00 | 2024-07-20 11:14 | 0000-00-00 00:00:00 | [6 empty] | Biscuit
1 | Lutron Electronics | DVSCTV-MN | 4460-4384 | 4460 | 4384 | Lutron Electronics | DVSCTV-MN.jpg | 27557663625 | DIVA 0-10V CLASS 2 MIDNIGHT | Diva Dimmer - Satin Finish, Fluorescent or LED Dimming with 0-10V Ballasts and Drivers, Single-pole, 120V/30mA/16A in midnight |  | 2.3 | 4.5 |  | DVSCTV-MN.jpg | http://grandbrass.xologic.com/vendors/4460/large/DVSCTV-MN.jpg | [47 empty] | 0 | 0 | 0 | [6 empty] | 0 | 1 | 1 | EA | 1 | Lighting Controls | [7 empty] | Black | [16 empty] | Traditional |  |  | Dimmers | [242 empty] | <a href="https://www.lutron.com/TechnicalDocumentLibrary/0301972.pdf" target="_blank">Installation Instructions</a> | [23 empty] | 10.000 DW |  |  | 2.3000 IN | [89 empty] | 1.000 EA | 1.000 EA | [35 empty] | No | [42 empty] | https://www.lutron.com/TechnicalDocumentLibrary/369147_SPA.pdf | [7 empty] | Shelf Stock | [13 empty] | <a href="https://www.lutron.com/TechnicalDocumentLibrary/368-4493_Page_58.pdf" target="_blank">Tech Drawing</a> | [25 empty] | 39122206 | [6 empty] | <a href="https://www.lutron.com/Education-Training/Tools/Pages/InstallDimmer.aspx?syst=Dimmers+%26+Switches&prodn=Diva%c2%ae+dimmer+%26+switch" target="_blank">Product Video Clip</a> | [6 empty] | <a href="https://www.lutron.com/TechnicalDocumentLibrary/369-119_Wallbox_Warranty.pdf" target="_blank">Warranty Information</a> |  |  |  |  | 0.200 L | [14 empty] | 0 | 0 | 0 | 0 | Lighting Fixtures | 2016-07-15 13:39 | 2024-07-20 11:11 | 0000-00-00 00:00:00 | 2024-07-20 11:11 | 0000-00-00 00:00:00 | [6 empty] | Midnight
1 | Lutron Electronics | DVSCTV-SW | 4460-4392 | 4460 | 4392 | Lutron Electronics | DVSCTV-SW.jpg | 27557663601 | DIVA 0-10V CLASS 2 SNOW | Diva Dimmer - Satin Finish, Fluorescent or LED Dimming with 0-10V Ballasts and Drivers, Single-pole, 120V/30mA/16A in snow |  | 2.3 | 4.5 |  | DVSCTV-SW.jpg | http://grandbrass.xologic.com/vendors/4460/large/DVSCTV-SW.jpg | [47 empty] | 0 | 0 | 0 | [6 empty] | 0 | 1 | 1 | EA | 1 | Lighting Controls | [7 empty] | White | [16 empty] | Traditional |  |  | Dimmers | [242 empty] | <a href="https://www.lutron.com/TechnicalDocumentLibrary/0301972.pdf" target="_blank">Installation Instructions</a> | [23 empty] | 10.000 DW |  |  | 2.3000 IN | [89 empty] | 1.000 EA | 1.000 EA | [35 empty] | No | [42 empty] | https://www.lutron.com/TechnicalDocumentLibrary/369147_SPA.pdf | [7 empty] | Shelf Stock | [13 empty] | <a href="https://www.lutron.com/TechnicalDocumentLibrary/368-4493_Page_58.pdf" target="_blank">Tech Drawing</a> | [25 empty] | 39122206 | [6 empty] | <a href="https://www.lutron.com/Education-Training/Tools/Pages/InstallDimmer.aspx?syst=Dimmers+%26+Switches&prodn=Diva%c2%ae+dimmer+%26+switch" target="_blank">Product Video Clip</a> | [6 empty] | <a href="https://www.lutron.com/TechnicalDocumentLibrary/369-119_Wallbox_Warranty.pdf" target="_blank">Warranty Information</a> |  |  |  |  | 0.200 L | [14 empty] | 0 | 0 | 0 | 0 | Lighting Fixtures | 2016-07-15 13:39 | 2024-07-20 11:17 | 0000-00-00 00:00:00 | 2024-07-20 11:17 | 0000-00-00 00:00:00 | [6 empty] | Snow
1 | Lutron Electronics | DVSCTV-TP | 4460-4394 | 4460 | 4394 | Lutron Electronics | DVSCTV-TP.jpg | 27557663571 | DIVA 0-10V CLASS 2 TAUPE | Diva Dimmer - Satin Finish, Fluorescent or LED Dimming with 0-10V Ballasts and Drivers, Single-pole, 120V/30mA/16A in taupe |  | 2.3 | 4.5 |  | DVSCTV-TP.jpg | http://grandbrass.xologic.com/vendors/4460/large/DVSCTV-TP.jpg | [47 empty] | 0 | 0 | 0 | [6 empty] | 0 | 1 | 1 | EA | 1 | Lighting Controls | [7 empty] | White | [16 empty] | Traditional |  |  | Dimmers | [242 empty] | <a href="https://www.lutron.com/TechnicalDocumentLibrary/0301972.pdf" target="_blank">Installation Instructions</a> | [23 empty] | 10.000 DW |  |  | 2.3000 IN | [89 empty] | 1.000 EA | 1.000 EA | [35 empty] | No | [42 empty] | https://www.lutron.com/TechnicalDocumentLibrary/369147_SPA.pdf | [7 empty] | Shelf Stock | [13 empty] | <a href="https://www.lutron.com/TechnicalDocumentLibrary/368-4493_Page_58.pdf" target="_blank">Tech Drawing</a> | [25 empty] | 39122206 | [6 empty] | <a href="https://www.lutron.com/Education-Training/Tools/Pages/InstallDimmer.aspx?syst=Dimmers+%26+Switches&prodn=Diva%c2%ae+dimmer+%26+switch" target="_blank">Product Video Clip</a> | [6 empty] | <a href="https://www.lutron.com/TechnicalDocumentLibrary/369-119_Wallbox_Warranty.pdf" target="_blank">Warranty Information</a> |  |  |  |  | 0.200 L | [14 empty] | 0 | 0 | 0 | 0 | Lighting Fixtures | 2016-07-15 13:39 | 2024-07-20 11:17 | 0000-00-00 00:00:00 | 2024-07-20 11:17 | 0000-00-00 00:00:00 | [6 empty] | Taupe
1 | Lutron Electronics | DVTV-AL | 4460-4396 | 4460 | 4396 | Lutron Electronics | DVTV-AL.jpg | 27557663472 | DIVA 0-10V CLASS 2 ALMOND | Diva Dimmer - Gloss Finish, Fluorescent or LED Dimming with 0-10V Ballasts and Drivers, Single-pole, 120V/30mA/16A in almond |  | 2.3 | 4.5 |  | DVTV-AL.jpg | http://grandbrass.xologic.com/vendors/4460/large/DVTV-AL.jpg | [47 empty] | 0 | 0 | 0 | [6 empty] | 0 | 1 | 1 | EA | 1 | Lighting Controls | [7 empty] | Nickel | [16 empty] | Traditional |  |  | Dimmers | [242 empty] | <a href="https://www.lutron.com/TechnicalDocumentLibrary/0301972.pdf" target="_blank">Installation Instructions</a> | [23 empty] | 10.000 DW |  |  | 2.3000 IN | [89 empty] | 1.000 EA | 1.000 EA | [35 empty] | No | [42 empty] | https://www.lutron.com/TechnicalDocumentLibrary/369147_SPA.pdf | [7 empty] | Shelf Stock | [13 empty] | <a href="https://www.lutron.com/TechnicalDocumentLibrary/368-4493_Page_58.pdf" target="_blank">Tech Drawing</a> | [25 empty] | 39122206 | [6 empty] | <a href="https://www.lutron.com/Education-Training/Tools/Pages/InstallDimmer.aspx?syst=Dimmers+%26+Switches&prodn=Diva%c2%ae+dimmer+%26+switch" target="_blank">Product Video Clip</a> | [6 empty] | <a href="https://www.lutron.com/TechnicalDocumentLibrary/369-119_Wallbox_Warranty.pdf" target="_blank">Warranty Information</a> |  |  |  |  | 0.300 L | [14 empty] | 0 | 0 | 0 | 0 | Lighting Fixtures | 2016-07-15 13:39 | 2024-07-20 11:12 | 0000-00-00 00:00:00 | 2024-07-20 11:12 | 0000-00-00 00:00:00 | [6 empty] | Almond
1 | Lutron Electronics | DVTV-BL | 4460-4397 | 4460 | 4397 | Lutron Electronics | DVTV-BL.jpg | 27557663519 | DIVA 0-10V CLASS 2 BLACK | Diva Dimmer - Gloss Finish, Fluorescent or LED Dimming with 0-10V Ballasts and Drivers, Single-pole, 120V/30mA/16A in black |  | 2.3 | 4.5 |  | DVTV-BL.jpg | http://grandbrass.xologic.com/vendors/4460/large/DVTV-BL.jpg | [47 empty] | 0 | 0 | 0 | [6 empty] | 0 | 1 | 1 | EA | 1 | Lighting Controls | [7 empty] | Black | [16 empty] | Traditional |  |  | Dimmers | [242 empty] | <a href="https://www.lutron.com/TechnicalDocumentLibrary/0301972.pdf" target="_blank">Installation Instructions</a> | [23 empty] | 15.000 DW |  |  | 2.3000 IN | [89 empty] | 1.000 EA | 1.000 EA | [35 empty] | No | [42 empty] | https://www.lutron.com/TechnicalDocumentLibrary/369147_SPA.pdf | [7 empty] | Shelf Stock | [13 empty] | <a href="https://www.lutron.com/TechnicalDocumentLibrary/368-4493_Page_58.pdf" target="_blank">Tech Drawing</a> | [25 empty] | 39122206 | [6 empty] | <a href="https://www.lutron.com/Education-Training/Tools/Pages/InstallDimmer.aspx?syst=Dimmers+%26+Switches&prodn=Diva%c2%ae+dimmer+%26+switch" target="_blank">Product Video Clip</a> | [6 empty] | <a href="https://www.lutron.com/TechnicalDocumentLibrary/369-119_Wallbox_Warranty.pdf" target="_blank">Warranty Information</a> |  |  |  |  | 0.300 L | [14 empty] | 0 | 0 | 0 | 0 | Lighting Fixtures | 2016-07-15 13:39 | 2024-07-20 11:12 | 0000-00-00 00:00:00 | 2024-07-20 11:12 | 0000-00-00 00:00:00 | [6 empty] | Black
1 | Lutron Electronics | DVTV-BR | 4460-4398 | 4460 | 4398 | Lutron Electronics | DVTV-BR.jpg | 27557663502 | DIVA 0-10V CLASS 2 BROWN | Diva Dimmer - Gloss Finish, Fluorescent or LED Dimming with 0-10V Ballasts and Drivers, Single-pole, 120V/30mA/16A in brown |  | 2.3 | 4.5 |  | DVTV-BR.jpg | http://grandbrass.xologic.com/vendors/4460/large/DVTV-BR.jpg | [47 empty] | 0 | 0 | 0 | [6 empty] | 0 | 1 | 1 | EA | 1 | Lighting Controls | [7 empty] | Brown | [16 empty] | Traditional |  |  | Dimmers | [242 empty] | <a href="https://www.lutron.com/TechnicalDocumentLibrary/0301972.pdf" target="_blank">Installation Instructions</a> | [23 empty] | 2.000 DW |  |  | 2.3000 IN | [89 empty] | 1.000 EA | 1.000 EA | [35 empty] | No | [42 empty] | https://www.lutron.com/TechnicalDocumentLibrary/369147_SPA.pdf | [7 empty] | Shelf Stock | [13 empty] | <a href="https://www.lutron.com/TechnicalDocumentLibrary/368-4493_Page_58.pdf" target="_blank">Tech Drawing</a> | [25 empty] | 39122206 | [6 empty] | <a href="https://www.lutron.com/Education-Training/Tools/Pages/InstallDimmer.aspx?syst=Dimmers+%26+Switches&prodn=Diva%c2%ae+dimmer+%26+switch" target="_blank">Product Video Clip</a> | [6 empty] | <a href="https://www.lutron.com/TechnicalDocumentLibrary/369-119_Wallbox_Warranty.pdf" target="_blank">Warranty Information</a> |  |  |  |  | 0.300 L | [14 empty] | 0 | 0 | 0 | 0 | Lighting Fixtures | 2016-07-15 13:39 | 2024-07-20 11:12 | 0000-00-00 00:00:00 | 2024-07-20 11:12 | 0000-00-00 00:00:00 | [6 empty] | Brown
1 | Lutron Electronics | DVTV-GR | 4460-4399 | 4460 | 4399 | Lutron Electronics | DVTV-GR.jpg | 27557663496 | DIVA 0-10V CLASS 2 GRAY | Diva Dimmer - Gloss Finish, Fluorescent or LED Dimming with 0-10V Ballasts and Drivers, Single-pole, 120V/30mA/16A in gray |  | 2.3 | 4.5 |  | DVTV-GR.jpg | http://grandbrass.xologic.com/vendors/4460/large/DVTV-GR.jpg | [47 empty] | 0 | 0 | 0 | [6 empty] | 0 | 1 | 1 | EA | 1 | Lighting Controls | [7 empty] | Gray | [16 empty] | Traditional |  |  | Dimmers | [242 empty] | <a href="https://www.lutron.com/TechnicalDocumentLibrary/0301972.pdf" target="_blank">Installation Instructions</a> | [23 empty] | 10.000 DW |  |  | 2.3000 IN | [89 empty] | 1.000 EA | 1.000 EA | [35 empty] | No | [42 empty] | https://www.lutron.com/TechnicalDocumentLibrary/369147_SPA.pdf | [7 empty] | Shelf Stock | [13 empty] | <a href="https://www.lutron.com/TechnicalDocumentLibrary/368-4493_Page_58.pdf" target="_blank">Tech Drawing</a> | [25 empty] | 39122206 | [6 empty] | <a href="https://www.lutron.com/Education-Training/Tools/Pages/InstallDimmer.aspx?syst=Dimmers+%26+Switches&prodn=Diva%c2%ae+dimmer+%26+switch" target="_blank">Product Video Clip</a> | [6 empty] | <a href="https://www.lutron.com/TechnicalDocumentLibrary/369-119_Wallbox_Warranty.pdf" target="_blank">Warranty Information</a> |  |  |  |  | 0.300 L | [14 empty] | 0 | 0 | 0 | 0 | Lighting Fixtures | 2016-07-15 13:39 | 2024-07-20 11:08 | 0000-00-00 00:00:00 | 2024-07-20 11:08 | 0000-00-00 00:00:00 | [6 empty] | Gray
1 | Lutron Electronics | DVTV-IV | 4460-4400 | 4460 | 4400 | Lutron Electronics | DVTV-IV.jpg | 27557663465 | DIVA 0-10V CLASS 2 IVORY | Diva Dimmer - Gloss Finish, Fluorescent or LED Dimming with 0-10V Ballasts and Drivers, Single-pole, 120V/30mA/16A in ivory |  | 2.3 | 4.5 |  | DVTV-IV.jpg | http://grandbrass.xologic.com/vendors/4460/large/DVTV-IV.jpg | [47 empty] | 0 | 0 | 0 | [6 empty] | 0 | 1 | 1 | EA | 1 | Lighting Controls | [7 empty] | White | [16 empty] | Traditional |  |  | Dimmers | [242 empty] | <a href="https://www.lutron.com/TechnicalDocumentLibrary/0301972.pdf" target="_blank">Installation Instructions</a> | [23 empty] | 2.000 DW |  |  | 2.3000 IN | [89 empty] | 1.000 EA | 1.000 EA | [35 empty] | No | [42 empty] | https://www.lutron.com/TechnicalDocumentLibrary/369147_SPA.pdf | [7 empty] | Shelf Stock | [13 empty] | <a href="https://www.lutron.com/TechnicalDocumentLibrary/368-4493_Page_58.pdf" target="_blank">Tech Drawing</a> | [25 empty] | 39122206 | [6 empty] | <a href="https://www.lutron.com/Education-Training/Tools/Pages/InstallDimmer.aspx?syst=Dimmers+%26+Switches&prodn=Diva%c2%ae+dimmer+%26+switch" target="_blank">Product Video Clip</a> | [6 empty] | <a href="https://www.lutron.com/TechnicalDocumentLibrary/369-119_Wallbox_Warranty.pdf" target="_blank">Warranty Information</a> |  |  |  |  | 0.300 L | [14 empty] | 0 | 0 | 0 | 0 | Lighting Fixtures | 2016-07-15 13:39 | 2024-07-20 11:08 | 0000-00-00 00:00:00 | 2024-07-20 11:08 | 0000-00-00 00:00:00 | [6 empty] | Ivory
1 | Lutron Electronics | DVTV-LA | 4460-4401 | 4460 | 4401 | Lutron Electronics | DVTV-LA.jpg | 27557663489 | DIVA 0-10V CLASS 2 LIGHT ALMOND | Diva Dimmer - Gloss Finish, Fluorescent or LED Dimming with 0-10V Ballasts and Drivers, Single-pole, 120V/30mA/16A in light almond |  | 2.3 | 4.5 |  | DVTV-LA.jpg | http://grandbrass.xologic.com/vendors/4460/large/DVTV-LA.jpg | [47 empty] | 0 | 0 | 0 | [6 empty] | 0 | 1 | 1 | EA | 1 | Lighting Controls | [7 empty] | White | [16 empty] | Traditional |  |  | Dimmers | [242 empty] | <a href="https://www.lutron.com/TechnicalDocumentLibrary/0301972.pdf" target="_blank">Installation Instructions</a> | [23 empty] | 2.000 DW |  |  | 2.3000 IN | [89 empty] | 1.000 EA | 1.000 EA | [35 empty] | No | [42 empty] | https://www.lutron.com/TechnicalDocumentLibrary/369147_SPA.pdf | [7 empty] | Shelf Stock | [13 empty] | <a href="https://www.lutron.com/TechnicalDocumentLibrary/368-4493_Page_58.pdf" target="_blank">Tech Drawing</a> | [25 empty] | 39122206 | [6 empty] | <a href="https://www.lutron.com/Education-Training/Tools/Pages/InstallDimmer.aspx?syst=Dimmers+%26+Switches&prodn=Diva%c2%ae+dimmer+%26+switch" target="_blank">Product Video Clip</a> | [6 empty] | <a href="https://www.lutron.com/TechnicalDocumentLibrary/369-119_Wallbox_Warranty.pdf" target="_blank">Warranty Information</a> |  |  |  |  | 0.300 L | [14 empty] | 0 | 0 | 0 | 0 | Lighting Fixtures | 2016-07-15 13:40 | 2024-07-20 11:16 | 0000-00-00 00:00:00 | 2024-07-20 11:16 | 0000-00-00 00:00:00
1 | Lutron Electronics | DVTV-WH | 4460-4402 | 4460 | 4402 | Lutron Electronics | DVTV-WH.jpg | 27557663458 | DIVA 0-10V CLASS 2 WHITE | Diva Dimmer - Gloss Finish, Fluorescent or LED Dimming with 0-10V Ballasts and Drivers, Single-pole, 120V/30mA/16A in white |  | 2.3 | 4.5 |  | DVTV-WH.jpg | http://grandbrass.xologic.com/vendors/4460/large/DVTV-WH.jpg | [47 empty] | 0 | 0 | 0 | [6 empty] | 0 | 1 | 1 | EA | 1 | Lighting Controls | [7 empty] | White | [16 empty] | Traditional |  |  | Dimmers | [242 empty] | <a href="https://www.lutron.com/TechnicalDocumentLibrary/0301972.pdf" target="_blank">Installation Instructions</a> | [23 empty] | 10.000 DW |  |  | 2.3000 IN | [89 empty] | 1.000 EA | 1.000 EA | [35 empty] | No | [42 empty] | https://www.lutron.com/TechnicalDocumentLibrary/369147_SPA.pdf | [7 empty] | Shelf Stock | [13 empty] | <a href="https://www.lutron.com/TechnicalDocumentLibrary/368-4493_Page_58.pdf" target="_blank">Tech Drawing</a> | [25 empty] | 39122206 | [6 empty] | <a href="https://www.lutron.com/Education-Training/Tools/Pages/InstallDimmer.aspx?syst=Dimmers+%26+Switches&prodn=Diva%c2%ae+dimmer+%26+switch" target="_blank">Product Video Clip</a> | [6 empty] | <a href="https://www.lutron.com/TechnicalDocumentLibrary/369-119_Wallbox_Warranty.pdf" target="_blank">Warranty Information</a> |  |  |  |  | 0.300 L | [14 empty] | 0 | 0 | 0 | 0 | Lighting Fixtures | 2016-07-15 13:40 | 2024-07-20 11:14 | 0000-00-00 00:00:00 | 2024-07-20 11:14 | 0000-00-00 00:00:00 | [6 empty] | White
1 | Lutron Electronics | QSGFP-BB | 4460-4403 | 4460 | 4403 | Lutron Electronics | QSGFP-BB.png | 27557643160 | QSG METAL1 COVER 0 SHADES BB | GRAFIK Eye QS Faceplate Kit, 0 shade zones, opaque cover in bright brass |  | 6.1 | 12.2 |  | QSGFP-BB.png | http://grandbrass.xologic.com/vendors/4460/large/QSGFP-BB.png | [47 empty] | 0 | 0 | 0 | [6 empty] | 0 | 1 | 1 | EA | 1 | Specialty Items | [7 empty] | Brass | [19 empty] | Lighting Accessories | [242 empty] | <a href="https://www.lutron.com/TechnicalDocumentLibrary/replacement_kit_install.pdf" target="_blank">Installation Instructions</a> | [23 empty] | 5.000 DW |  |  | 1.4000 IN | [89 empty] | 1.000 EA | 1.000 EA | [35 empty] | No | [42 empty] | https://www.lutron.com/TechnicalDocumentLibrary/QS_Reference_List.pdf | [7 empty] | Shelf Stock | [39 empty] | 39122221 | [13 empty] | <a href="https://www.lutron.com/TechnicalDocumentLibrary/3601201A_Commercial_Limited_Warranty.pdf" target="_blank">Warranty Information</a> |  |  |  |  | 0.550 L | [14 empty] | 0 | 0 | 0 | 0 | Lighting Fixtures | 2016-07-15 13:40 | 2024-07-20 11:11 | 0000-00-00 00:00:00 | 2024-07-20 11:11 | 0000-00-00 00:00:00
1 | Lutron Electronics | QSGFP-BC | 4460-4405 | 4460 | 4405 | Lutron Electronics | QSGFP-BC.png | 27557643177 | QSG METAL1 COVER 0 SHADES BC | GRAFIK Eye QS Faceplate Kit, 0 shade zones, opaque cover in bright chrome |  | 6.1 | 12.2 |  | QSGFP-BC.png | http://grandbrass.xologic.com/vendors/4460/large/QSGFP-BC.png | [47 empty] | 0 | 0 | 0 | [6 empty] | 0 | 1 | 1 | EA | 1 | Specialty Items | [7 empty] | Chrome | [19 empty] | Lighting Accessories | [242 empty] | <a href="https://www.lutron.com/TechnicalDocumentLibrary/replacement_kit_install.pdf" target="_blank">Installation Instructions</a> | [23 empty] | 5.000 DW |  |  | 1.4000 IN | [89 empty] | 1.000 EA | 1.000 EA | [35 empty] | No | [42 empty] | https://www.lutron.com/TechnicalDocumentLibrary/QS_Reference_List.pdf | [7 empty] | Shelf Stock | [39 empty] | 39122221 | [13 empty] | <a href="https://www.lutron.com/TechnicalDocumentLibrary/3601201A_Commercial_Limited_Warranty.pdf" target="_blank">Warranty Information</a> |  |  |  |  | 0.550 L | [14 empty] | 0 | 0 | 0 | 0 | Lighting Fixtures | 2016-07-15 13:40 | 2024-07-20 11:14 | 0000-00-00 00:00:00 | 2024-07-20 11:14 | 0000-00-00 00:00:00
1 | Lutron Electronics | QSGFP-BLA | 4460-4407 | 4460 | 4407 | Lutron Electronics | QSGFP-BLA.png | 27557643184 | QSG METAL1 COVER 0 SHADES BLA | GRAFIK Eye QS Faceplate Kit, 0 shade zones, opaque cover in black anodized aluminum |  | 6.1 | 12.2 |  | QSGFP-BLA.png | http://grandbrass.xologic.com/vendors/4460/large/QSGFP-BLA.png | [47 empty] | 0 | 0 | 0 | [6 empty] | 0 | 1 | 1 | EA | 1 | Specialty Items | [7 empty] | Black | [19 empty] | Lighting Accessories | [242 empty] | <a href="https://www.lutron.com/TechnicalDocumentLibrary/replacement_kit_install.pdf" target="_blank">Installation Instructions</a> | [23 empty] | 5.000 DW |  |  | 1.4000 IN | [89 empty] | 1.000 EA | 1.000 EA | [35 empty] | No | [42 empty] | https://www.lutron.com/TechnicalDocumentLibrary/QS_Reference_List.pdf | [7 empty] | Shelf Stock | [39 empty] | 39122221 | [13 empty] | <a href="https://www.lutron.com/TechnicalDocumentLibrary/3601201A_Commercial_Limited_Warranty.pdf" target="_blank">Warranty Information</a> |  |  |  |  | 0.550 L | [14 empty] | 0 | 0 | 0 | 0 | Lighting Fixtures | 2016-07-15 13:40 | 2024-07-20 11:10 | 0000-00-00 00:00:00 | 2024-07-20 11:10 | 0000-00-00 00:00:00
1 | Lutron Electronics | QSGFP-BN | 4460-4409 | 4460 | 4409 | Lutron Electronics | QSGFP-BN.png | 27557643252 | QSG METAL2 COVER 0 SHADES BN | GRAFIK Eye QS Faceplate Kit, 0 shade zones, opaque cover in bright nickel |  | 6.1 | 12.2 |  | QSGFP-BN.png | http://grandbrass.xologic.com/vendors/4460/large/QSGFP-BN.png | [47 empty] | 0 | 0 | 0 | [6 empty] | 0 | 1 | 1 | EA | 1 | Specialty Items | [7 empty] | Nickel | [19 empty] | Lighting Accessories | [242 empty] | <a href="https://www.lutron.com/TechnicalDocumentLibrary/replacement_kit_install.pdf" target="_blank">Installation Instructions</a> | [23 empty] | 5.000 DW |  |  | 1.4000 IN | [89 empty] | 1.000 EA | 1.000 EA | [35 empty] | No | [42 empty] | https://www.lutron.com/TechnicalDocumentLibrary/QS_Reference_List.pdf | [7 empty] | Shelf Stock | [39 empty] | 39122221 | [13 empty] | <a href="https://www.lutron.com/TechnicalDocumentLibrary/3601201A_Commercial_Limited_Warranty.pdf" target="_blank">Warranty Information</a> |  |  |  |  | 0.550 L | [14 empty] | 0 | 0 | 0 | 0 | Lighting Fixtures | 2016-07-15 13:40 | 2024-07-20 11:12 | 0000-00-00 00:00:00 | 2024-07-20 11:12 | 0000-00-00 00:00:00
1 | Lutron Electronics | QSGFP-BRA | 4460-4411 | 4460 | 4411 | Lutron Electronics | QSGFP-BRA.png | 27557643191 | QSG METAL1 COVER 0 SHADES BRA | GRAFIK Eye QS Faceplate Kit, 0 shade zones, opaque cover in brass anodized aluminum |  | 6.1 | 12.2 |  | QSGFP-BRA.png | http://grandbrass.xologic.com/vendors/4460/large/QSGFP-BRA.png | [47 empty] | 0 | 0 | 0 | [6 empty] | 0 | 1 | 1 | EA | 1 | Specialty Items | [7 empty] | Brass | [19 empty] | Lighting Accessories | [242 empty] | <a href="https://www.lutron.com/TechnicalDocumentLibrary/replacement_kit_install.pdf" target="_blank">Installation Instructions</a> | [23 empty] | 5.000 DW |  |  | 1.4000 IN | [89 empty] | 1.000 EA | 1.000 EA | [35 empty] | No | [42 empty] | https://www.lutron.com/TechnicalDocumentLibrary/QS_Reference_List.pdf | [7 empty] | Shelf Stock | [39 empty] | 39122221 | [13 empty] | <a href="https://www.lutron.com/TechnicalDocumentLibrary/3601201A_Commercial_Limited_Warranty.pdf" target="_blank">Warranty Information</a> |  |  |  |  | 0.550 L | [14 empty] | 0 | 0 | 0 | 0 | Lighting Fixtures | 2016-07-15 13:40 | 2024-07-20 11:17 | 0000-00-00 00:00:00 | 2024-07-20 11:17 | 0000-00-00 00:00:00
1 | Lutron Electronics | QSGFP-CLA | 4460-4413 | 4460 | 4413 | Lutron Electronics | QSGFP-CLA.png | 27557643207 | QSG METAL1 COVER 0 SHADES CLA | GRAFIK Eye QS Faceplate Kit, 0 shade zones, opaque cover in clear anodized aluminum |  | 6.1 | 12.2 |  | QSGFP-CLA.png | http://grandbrass.xologic.com/vendors/4460/large/QSGFP-CLA.png | [47 empty] | 0 | 0 | 0 | [6 empty] | 0 | 1 | 1 | EA | 1 | Specialty Items | [7 empty] | Aluminum | [19 empty] | Lighting Accessories | [242 empty] | <a href="https://www.lutron.com/TechnicalDocumentLibrary/replacement_kit_install.pdf" target="_blank">Installation Instructions</a> | [23 empty] | 5.000 DW |  |  | 1.4000 IN | [89 empty] | 1.000 EA | 1.000 EA | [35 empty] | No | [42 empty] | https://www.lutron.com/TechnicalDocumentLibrary/QS_Reference_List.pdf | [7 empty] | Shelf Stock | [39 empty] | 39122221 | [13 empty] | <a href="https://www.lutron.com/TechnicalDocumentLibrary/3601201A_Commercial_Limited_Warranty.pdf" target="_blank">Warranty Information</a> |  |  |  |  | 0.550 L | [14 empty] | 0 | 0 | 0 | 0 | Lighting Fixtures | 2016-07-15 13:40 | 2024-07-20 11:10 | 0000-00-00 00:00:00 | 2024-07-20 11:10 | 0000-00-00 00:00:00
1 | Lutron Electronics | QSGFP-QB | 4460-4415 | 4460 | 4415 | Lutron Electronics | QSGFP-QB.png | 27557643238 | QSG METAL2 COVER 0 SHADES QB | GRAFIK Eye QS Faceplate Kit, 0 shade zones, opaque cover in antique brass |  | 6.1 | 12.2 |  | QSGFP-QB.png | http://grandbrass.xologic.com/vendors/4460/large/QSGFP-QB.png | [47 empty] | 0 | 0 | 0 | [6 empty] | 0 | 1 | 1 | EA | 1 | Specialty Items | [7 empty] | Brass | [19 empty] | Lighting Accessories | [242 empty] | <a href="https://www.lutron.com/TechnicalDocumentLibrary/replacement_kit_install.pdf" target="_blank">Installation Instructions</a> | [23 empty] | 5.000 DW |  |  | 1.4000 IN | [89 empty] | 1.000 EA | 1.000 EA | [35 empty] | No | [42 empty] | https://www.lutron.com/TechnicalDocumentLibrary/QS_Reference_List.pdf | [7 empty] | Shelf Stock | [39 empty] | 39122221 | [13 empty] | <a href="https://www.lutron.com/TechnicalDocumentLibrary/3601201A_Commercial_Limited_Warranty.pdf" target="_blank">Warranty Information</a> |  |  |  |  | 0.550 L | [14 empty] | 0 | 0 | 0 | 0 | Lighting Fixtures | 2016-07-15 13:40 | 2024-07-20 11:17 | 0000-00-00 00:00:00 | 2024-07-20 11:17 | 0000-00-00 00:00:00
1 | Lutron Electronics | QSGFP-QZ | 4460-4417 | 4460 | 4417 | Lutron Electronics | QSGFP-QZ.png | 27557643245 | QSG METAL2 COVER 0 SHADES QZ | GRAFIK Eye QS Faceplate Kit, 0 shade zones, opaque cover in antique bronze |  | 6.1 | 12.2 |  | QSGFP-QZ.png | http://grandbrass.xologic.com/vendors/4460/large/QSGFP-QZ.png | [47 empty] | 0 | 0 | 0 | [6 empty] | 0 | 1 | 1 | EA | 1 | Specialty Items | [7 empty] | Bronze | [19 empty] | Lighting Accessories | [242 empty] | <a href="https://www.lutron.com/TechnicalDocumentLibrary/replacement_kit_install.pdf" target="_blank">Installation Instructions</a> | [23 empty] | 10.000 DW |  |  | 1.4000 IN | [89 empty] | 1.000 EA | 1.000 EA | [35 empty] | No | [42 empty] | https://www.lutron.com/TechnicalDocumentLibrary/QS_Reference_List.pdf | [7 empty] | Shelf Stock | [39 empty] | 39122221 | [13 empty] | <a href="https://www.lutron.com/TechnicalDocumentLibrary/3601201A_Commercial_Limited_Warranty.pdf" target="_blank">Warranty Information</a> |  |  |  |  | 0.550 L | [14 empty] | 0 | 0 | 0 | 0 | Lighting Fixtures | 2016-07-15 13:40 | 2024-07-20 11:42 | 0000-00-00 00:00:00 | 2024-07-20 11:42 | 0000-00-00 00:00:00
1 | Lutron Electronics | QSGFP-SB | 4460-4419 | 4460 | 4419 | Lutron Electronics | QSGFP-SB.png | 27557643214 | QSG METAL1 COVER 0 SHADES SB | GRAFIK Eye QS Faceplate Kit, 0 shade zones, opaque cover in satin brass anodized aluminum |  | 6.1 | 12.2 |  | QSGFP-SB.png | http://grandbrass.xologic.com/vendors/4460/large/QSGFP-SB.png | [47 empty] | 0 | 0 | 0 | [6 empty] | 0 | 1 | 1 | EA | 1 | Specialty Items | [7 empty] | Brass | [19 empty] | Lighting Accessories | [242 empty] | <a href="https://www.lutron.com/TechnicalDocumentLibrary/replacement_kit_install.pdf" target="_blank">Installation Instructions</a> | [23 empty] | 20.000 DW |  |  | 1.4000 IN | [89 empty] | 1.000 EA | 1.000 EA | [35 empty] | No | [42 empty] | https://www.lutron.com/TechnicalDocumentLibrary/QS_Reference_List.pdf | [7 empty] | Shelf Stock | [39 empty] | 39122221 | [13 empty] | <a href="https://www.lutron.com/TechnicalDocumentLibrary/3601201A_Commercial_Limited_Warranty.pdf" target="_blank">Warranty Information</a> |  |  |  |  | 0.550 L | [14 empty] | 0 | 0 | 0 | 0 | Lighting Fixtures | 2016-07-15 13:40 | 2024-07-20 11:13 | 0000-00-00 00:00:00 | 2024-07-20 11:13 | 0000-00-00 00:00:00
1 | Lutron Electronics | QSGFP-SC | 4460-4421 | 4460 | 4421 | Lutron Electronics | QSGFP-SC.png | 27557643221 | QSG METAL1 COVER 0 SHADES SC | GRAFIK Eye QS Faceplate Kit, 0 shade zones, opaque cover in satin chrome |  | 6.1 | 12.2 |  | QSGFP-SC.png | http://grandbrass.xologic.com/vendors/4460/large/QSGFP-SC.png | [47 empty] | 0 | 0 | 0 | [6 empty] | 0 | 1 | 1 | EA | 1 | Specialty Items | [7 empty] | Chrome | [19 empty] | Lighting Accessories | [242 empty] | <a href="https://www.lutron.com/TechnicalDocumentLibrary/replacement_kit_install.pdf" target="_blank">Installation Instructions</a> | [23 empty] | 5.000 DW |  |  | 1.4000 IN | [89 empty] | 1.000 EA | 1.000 EA | [35 empty] | No | [42 empty] | https://www.lutron.com/TechnicalDocumentLibrary/QS_Reference_List.pdf | [7 empty] | Shelf Stock | [39 empty] | 39122221 | [13 empty] | <a href="https://www.lutron.com/TechnicalDocumentLibrary/3601201A_Commercial_Limited_Warranty.pdf" target="_blank">Warranty Information</a> |  |  |  |  | 0.550 L | [14 empty] | 0 | 0 | 0 | 0 | Lighting Fixtures | 2016-07-15 13:40 | 2024-07-20 11:09 | 0000-00-00 00:00:00 | 2024-07-20 11:09 | 0000-00-00 00:00:00
1 | Lutron Electronics | QSGFP-SN | 4460-4423 | 4460 | 4423 | Lutron Electronics | QSGFP-SN.png | 27557643269 | QSG METAL2 COVER 0 SHADES SN | GRAFIK Eye QS Faceplate Kit, 0 shade zones, opaque cover in satin nickel |  | 6.1 | 12.2 |  | QSGFP-SN.png | http://grandbrass.xologic.com/vendors/4460/large/QSGFP-SN.png | [47 empty] | 0 | 0 | 0 | [6 empty] | 0 | 1 | 1 | EA | 1 | Specialty Items | [7 empty] | Nickel | [19 empty] | Lighting Accessories | [242 empty] | <a href="https://www.lutron.com/TechnicalDocumentLibrary/replacement_kit_install.pdf" target="_blank">Installation Instructions</a> | [23 empty] | 5.000 DW |  |  | 1.4000 IN | [89 empty] | 1.000 EA | 1.000 EA | [35 empty] | No | [42 empty] | https://www.lutron.com/TechnicalDocumentLibrary/QS_Reference_List.pdf | [7 empty] | Shelf Stock | [39 empty] | 39122221 | [13 empty] | <a href="https://www.lutron.com/TechnicalDocumentLibrary/3601201A_Commercial_Limited_Warranty.pdf" target="_blank">Warranty Information</a> |  |  |  |  | 0.550 L | [14 empty] | 0 | 0 | 0 | 0 | Lighting Fixtures | 2016-07-15 13:40 | 2024-07-20 11:14 | 0000-00-00 00:00:00 | 2024-07-20 11:14 | 0000-00-00 00:00:00
1 | Lutron Electronics | QSGFP-TBB | 4460-4425 | 4460 | 4425 | Lutron Electronics | QSGFP-TBB.png | 27557642033 | QSG METAL1 COVER 0 SHADES BB/TRNSLCNT | GRAFIK Eye QS Faceplate Kit, 0 shade zones, translucent cover in bright brass |  | 6.1 | 12.2 |  | QSGFP-TBB.png | http://grandbrass.xologic.com/vendors/4460/large/QSGFP-TBB.png | [47 empty] | 0 | 0 | 0 | [6 empty] | 0 | 1 | 1 | EA | 1 | Specialty Items | [7 empty] | Brass | [19 empty] | Lighting Accessories | [242 empty] | <a href="https://www.lutron.com/TechnicalDocumentLibrary/replacement_kit_install.pdf" target="_blank">Installation Instructions</a> | [23 empty] | 5.000 DW |  |  | 1.4000 IN | [89 empty] | 1.000 EA | 1.000 EA | [35 empty] | No | [42 empty] | https://www.lutron.com/TechnicalDocumentLibrary/QS_Reference_List.pdf | [7 empty] | Shelf Stock | [39 empty] | 39122221 | [13 empty] | <a href="https://www.lutron.com/TechnicalDocumentLibrary/3601201A_Commercial_Limited_Warranty.pdf" target="_blank">Warranty Information</a> |  |  |  |  | 0.550 L | [14 empty] | 0 | 0 | 0 | 0 | Lighting Fixtures | 2016-07-15 13:40 | 2024-07-20 11:08 | 0000-00-00 00:00:00 | 2024-07-20 11:08 | 0000-00-00 00:00:00
1 | Lutron Electronics | QSGFP-TBC | 4460-4427 | 4460 | 4427 | Lutron Electronics | QSGFP-TBC.png | 27557642040 | QSG METAL1 COVER 0 SHADES BC/TRNSLCNT | GRAFIK Eye QS Faceplate Kit, 0 shade zones, translucent cover in bright chrome |  | 6.1 | 12.2 |  | QSGFP-TBC.png | http://grandbrass.xologic.com/vendors/4460/large/QSGFP-TBC.png | [47 empty] | 0 | 0 | 0 | [6 empty] | 0 | 1 | 1 | EA | 1 | Specialty Items | [7 empty] | Chrome | [19 empty] | Lighting Accessories | [242 empty] | <a href="https://www.lutron.com/TechnicalDocumentLibrary/replacement_kit_install.pdf" target="_blank">Installation Instructions</a> | [23 empty] | 5.000 DW |  |  | 1.4000 IN | [89 empty] | 1.000 EA | 1.000 EA | [35 empty] | No | [42 empty] | https://www.lutron.com/TechnicalDocumentLibrary/QS_Reference_List.pdf | [7 empty] | Shelf Stock | [39 empty] | 39122221 | [13 empty] | <a href="https://www.lutron.com/TechnicalDocumentLibrary/3601201A_Commercial_Limited_Warranty.pdf" target="_blank">Warranty Information</a> |  |  |  |  | 0.550 L | [14 empty] | 0 | 0 | 0 | 0 | Lighting Fixtures | 2016-07-15 13:40 | 2024-07-20 11:17 | 0000-00-00 00:00:00 | 2024-07-20 11:17 | 0000-00-00 00:00:00
1 | Lutron Electronics | QSGFP-TBLA | 4460-4429 | 4460 | 4429 | Lutron Electronics | QSGFP-TBLA.png | 27557642057 | QSG METAL1 COVER 0 SHADES BLA/TRNSLCNT | GRAFIK Eye QS Faceplate Kit, 0 shade zones, translucent cover in black anodized aluminum |  | 6.1 | 12.2 |  | QSGFP-TBLA.png | http://grandbrass.xologic.com/vendors/4460/large/QSGFP-TBLA.png | [47 empty] | 0 | 0 | 0 | [6 empty] | 0 | 1 | 1 | EA | 1 | Specialty Items | [7 empty] | Black | [19 empty] | Lighting Accessories | [242 empty] | <a href="https://www.lutron.com/TechnicalDocumentLibrary/replacement_kit_install.pdf" target="_blank">Installation Instructions</a> | [23 empty] | 5.000 DW |  |  | 1.4000 IN | [89 empty] | 1.000 EA | 1.000 EA | [35 empty] | No | [42 empty] | https://www.lutron.com/TechnicalDocumentLibrary/QS_Reference_List.pdf | [7 empty] | Shelf Stock | [39 empty] | 39122221 | [13 empty] | <a href="https://www.lutron.com/TechnicalDocumentLibrary/3601201A_Commercial_Limited_Warranty.pdf" target="_blank">Warranty Information</a> |  |  |  |  | 0.550 L | [14 empty] | 0 | 0 | 0 | 0 | Lighting Fixtures | 2016-07-15 13:40 | 2024-07-20 11:17 | 0000-00-00 00:00:00 | 2024-07-20 11:17 | 0000-00-00 00:00:00
1 | Lutron Electronics | QSGFP-TBN | 4460-4431 | 4460 | 4431 | Lutron Electronics | QSGFP-TBN.png | 27557642101 | QSG METAL2 COVER 0 SHADES BN/TRNSLCNT | GRAFIK Eye QS Faceplate Kit, 0 shade zones, translucent cover in bright nickel |  | 6.1 | 12.2 |  | QSGFP-TBN.png | http://grandbrass.xologic.com/vendors/4460/large/QSGFP-TBN.png | [47 empty] | 0 | 0 | 0 | [6 empty] | 0 | 1 | 1 | EA | 1 | Specialty Items | [7 empty] | Nickel | [19 empty] | Lighting Accessories | [242 empty] | <a href="https://www.lutron.com/TechnicalDocumentLibrary/replacement_kit_install.pdf" target="_blank">Installation Instructions</a> | [23 empty] | 5.000 DW |  |  | 1.4000 IN | [89 empty] | 1.000 EA | 1.000 EA | [35 empty] | No | [42 empty] | https://www.lutron.com/TechnicalDocumentLibrary/QS_Reference_List.pdf | [7 empty] | Shelf Stock | [39 empty] | 39122221 | [13 empty] | <a href="https://www.lutron.com/TechnicalDocumentLibrary/3601201A_Commercial_Limited_Warranty.pdf" target="_blank">Warranty Information</a> |  |  |  |  | 0.550 L | [14 empty] | 0 | 0 | 0 | 0 | Lighting Fixtures | 2016-07-15 13:40 | 2024-07-20 11:12 | 0000-00-00 00:00:00 | 2024-07-20 11:12 | 0000-00-00 00:00:00
1 | Lutron Electronics | QSGFP-TBRA | 4460-4433 | 4460 | 4433 | Lutron Electronics | QSGFP-TBRA.png | 27557642064 | QSG METAL1 COVER 0 SHADES BRA/TRNSLCNT | GRAFIK Eye QS Faceplate Kit, 0 shade zones, translucent cover in brass anodized aluminum |  | 6.1 | 12.2 |  | QSGFP-TBRA.png | http://grandbrass.xologic.com/vendors/4460/large/QSGFP-TBRA.png | [47 empty] | 0 | 0 | 0 | [6 empty] | 0 | 1 | 1 | EA | 1 | Specialty Items | [7 empty] | Brass | [19 empty] | Lighting Accessories | [242 empty] | <a href="https://www.lutron.com/TechnicalDocumentLibrary/replacement_kit_install.pdf" target="_blank">Installation Instructions</a> | [23 empty] | 5.000 DW |  |  | 1.4000 IN | [89 empty] | 1.000 EA | 1.000 EA | [35 empty] | No | [42 empty] | https://www.lutron.com/TechnicalDocumentLibrary/QS_Reference_List.pdf | [7 empty] | Shelf Stock | [39 empty] | 39122221 | [13 empty] | <a href="https://www.lutron.com/TechnicalDocumentLibrary/3601201A_Commercial_Limited_Warranty.pdf" target="_blank">Warranty Information</a> |  |  |  |  | 0.550 L | [14 empty] | 0 | 0 | 0 | 0 | Lighting Fixtures | 2016-07-15 13:40 | 2024-07-20 11:13 | 0000-00-00 00:00:00 | 2024-07-20 11:13 | 0000-00-00 00:00:00
1 | Lutron Electronics | QSGFP-TCLA | 4460-4435 | 4460 | 4435 | Lutron Electronics | QSGFP-TCLA.png | 27557642071 | QSG METAL1 COVER 0 SHADES CLA/TRNSLCNT | GRAFIK Eye QS Faceplate Kit, 0 shade zones, translucent cover in clear anodized aluminum |  | 6.1 | 12.2 |  | QSGFP-TCLA.png | http://grandbrass.xologic.com/vendors/4460/large/QSGFP-TCLA.png | [47 empty] | 0 | 0 | 0 | [6 empty] | 0 | 1 | 1 | EA | 1 | Specialty Items | [27 empty] | Lighting Accessories | [242 empty] | <a href="https://www.lutron.com/TechnicalDocumentLibrary/replacement_kit_install.pdf" target="_blank">Installation Instructions</a> | [23 empty] | 5.000 DW |  |  | 1.4000 IN | [89 empty] | 1.000 EA | 1.000 EA | [35 empty] | No | [42 empty] | https://www.lutron.com/TechnicalDocumentLibrary/QS_Reference_List.pdf | [7 empty] | Shelf Stock | [39 empty] | 39122221 | [13 empty] | <a href="https://www.lutron.com/TechnicalDocumentLibrary/3601201A_Commercial_Limited_Warranty.pdf" target="_blank">Warranty Information</a> |  |  |  |  | 0.550 L | [14 empty] | 0 | 0 | 0 | 0 | Lighting Fixtures | 2016-07-15 13:41 | 2024-07-20 11:08 | 0000-00-00 00:00:00 | 2024-07-20 11:08 | 0000-00-00 00:00:00
1 | Lutron Electronics | QSGFP-TQB | 4460-4437 | 4460 | 4437 | Lutron Electronics | QSGFP-TQB.png | 27557642118 | QSG METAL2 COVER 0 SHADES QB/TRNSLCNT | GRAFIK Eye QS Faceplate Kit, 0 shade zones, translucent cover in antique brass |  | 6.1 | 12.2 |  | QSGFP-TQB.png | http://grandbrass.xologic.com/vendors/4460/large/QSGFP-TQB.png | [47 empty] | 0 | 0 | 0 | [6 empty] | 0 | 1 | 1 | EA | 1 | Specialty Items | [7 empty] | Brass | [19 empty] | Lighting Accessories | [242 empty] | <a href="https://www.lutron.com/TechnicalDocumentLibrary/replacement_kit_install.pdf" target="_blank">Installation Instructions</a> | [23 empty] | 5.000 DW |  |  | 1.4000 IN | [89 empty] | 1.000 EA | 1.000 EA | [35 empty] | No | [42 empty] | https://www.lutron.com/TechnicalDocumentLibrary/QS_Reference_List.pdf | [7 empty] | Shelf Stock | [39 empty] | 39122221 | [13 empty] | <a href="https://www.lutron.com/TechnicalDocumentLibrary/3601201A_Commercial_Limited_Warranty.pdf" target="_blank">Warranty Information</a> |  |  |  |  | 0.550 L | [14 empty] | 0 | 0 | 0 | 0 | Lighting Fixtures | 2016-07-15 13:41 | 2024-07-20 11:11 | 0000-00-00 00:00:00 | 2024-07-20 11:11 | 0000-00-00 00:00:00
1 | Lutron Electronics | QSGFP-TQZ | 4460-4439 | 4460 | 4439 | Lutron Electronics | QSGFP-TQZ.png | 27557642088 | QSG METAL2 COVER 0 SHADES QZ/TRNSLCNT | GRAFIK Eye QS Faceplate Kit, 0 shade zones, translucent cover in antique bronze |  | 6.1 | 12.2 |  | QSGFP-TQZ.png | http://grandbrass.xologic.com/vendors/4460/large/QSGFP-TQZ.png | [47 empty] | 0 | 0 | 0 | [6 empty] | 0 | 1 | 1 | EA | 1 | Specialty Items | [7 empty] | Bronze | [19 empty] | Lighting Accessories | [242 empty] | <a href="https://www.lutron.com/TechnicalDocumentLibrary/replacement_kit_install.pdf" target="_blank">Installation Instructions</a> | [23 empty] | 10.000 DW |  |  | 1.4000 IN | [89 empty] | 1.000 EA | 1.000 EA | [35 empty] | No | [42 empty] | https://www.lutron.com/TechnicalDocumentLibrary/QS_Reference_List.pdf | [7 empty] | Shelf Stock | [39 empty] | 39122221 | [13 empty] | <a href="https://www.lutron.com/TechnicalDocumentLibrary/3601201A_Commercial_Limited_Warranty.pdf" target="_blank">Warranty Information</a> |  |  |  |  | 0.550 L | [14 empty] | 0 | 0 | 0 | 0 | Lighting Fixtures | 2016-07-15 13:41 | 2024-07-20 11:14 | 0000-00-00 00:00:00 | 2024-07-20 11:14 | 0000-00-00 00:00:00
1 | Lutron Electronics | QSGFP-TSB | 4460-4441 | 4460 | 4441 | Lutron Electronics | QSGFP-TSB.png | 27557642095 | QSG METAL1 COVER 0 SHADES SB/TRNSLCNT | GRAFIK Eye QS Faceplate Kit, 0 shade zones, translucent cover in satin brass anodized aluminum |  | 6.1 | 12.2 |  | QSGFP-TSB.png | http://grandbrass.xologic.com/vendors/4460/large/QSGFP-TSB.png | [47 empty] | 0 | 0 | 0 | [6 empty] | 0 | 1 | 1 | EA | 1 | Specialty Items | [7 empty] | Brass | [19 empty] | Lighting Accessories | [242 empty] | <a href="https://www.lutron.com/TechnicalDocumentLibrary/replacement_kit_install.pdf" target="_blank">Installation Instructions</a> | [23 empty] | 5.000 DW |  |  | 1.4000 IN | [89 empty] | 1.000 EA | 1.000 EA | [35 empty] | No | [42 empty] | https://www.lutron.com/TechnicalDocumentLibrary/QS_Reference_List.pdf | [7 empty] | Shelf Stock | [39 empty] | 39122221 | [13 empty] | <a href="https://www.lutron.com/TechnicalDocumentLibrary/3601201A_Commercial_Limited_Warranty.pdf" target="_blank">Warranty Information</a> |  |  |  |  | 0.550 L | [14 empty] | 0 | 0 | 0 | 0 | Lighting Fixtures | 2016-07-15 13:41 | 2024-07-20 11:10 | 0000-00-00 00:00:00 | 2024-07-20 11:10 | 0000-00-00 00:00:00
1 | Lutron Electronics | QSGFP-TSC | 4460-4443 | 4460 | 4443 | Lutron Electronics | QSGFP-TSC.png | 27557641951 | QSG METAL1 COVER 0 SHADES SC/TRNSLCNT | GRAFIK Eye QS Faceplate Kit, 0 shade zones, translucent cover in satin chrome |  | 6.1 | 12.2 |  | QSGFP-TSC.png | http://grandbrass.xologic.com/vendors/4460/large/QSGFP-TSC.png | [47 empty] | 0 | 0 | 0 | [6 empty] | 0 | 1 | 1 | EA | 1 | Specialty Items | [7 empty] | Chrome | [19 empty] | Lighting Accessories | [242 empty] | <a href="https://www.lutron.com/TechnicalDocumentLibrary/replacement_kit_install.pdf" target="_blank">Installation Instructions</a> | [23 empty] | 10.000 DW |  |  | 1.4000 IN | [89 empty] | 1.000 EA | 1.000 EA | [35 empty] | No | [42 empty] | https://www.lutron.com/TechnicalDocumentLibrary/QS_Reference_List.pdf | [7 empty] | Shelf Stock | [39 empty] | 39122221 | [13 empty] | <a href="https://www.lutron.com/TechnicalDocumentLibrary/3601201A_Commercial_Limited_Warranty.pdf" target="_blank">Warranty Information</a> |  |  |  |  | 0.550 L | [14 empty] | 0 | 0 | 0 | 0 | Lighting Fixtures | 2016-07-15 13:41 | 2024-07-20 11:12 | 0000-00-00 00:00:00 | 2024-07-20 11:12 | 0000-00-00 00:00:00
1 | Lutron Electronics | QSGFP-TSN | 4460-4445 | 4460 | 4445 | Lutron Electronics | QSGFP-TSN.png | 27557642125 | QSG METAL2 COVER 0 SHADES SN/TRNSLCNT | GRAFIK Eye QS Faceplate Kit, 0 shade zones, translucent cover in satin nickel |  | 6.1 | 12.2 |  | QSGFP-TSN.png | http://grandbrass.xologic.com/vendors/4460/large/QSGFP-TSN.png | [47 empty] | 0 | 0 | 0 | [6 empty] | 0 | 1 | 1 | EA | 1 | Specialty Items | [7 empty] | Nickel | [19 empty] | Lighting Accessories | [242 empty] | <a href="https://www.lutron.com/TechnicalDocumentLibrary/replacement_kit_install.pdf" target="_blank">Installation Instructions</a> | [23 empty] | 5.000 DW |  |  | 1.4000 IN | [89 empty] | 1.000 EA | 1.000 EA | [35 empty] | No | [42 empty] | https://www.lutron.com/TechnicalDocumentLibrary/QS_Reference_List.pdf | [7 empty] | Shelf Stock | [39 empty] | 39122221 | [13 empty] | <a href="https://www.lutron.com/TechnicalDocumentLibrary/3601201A_Commercial_Limited_Warranty.pdf" target="_blank">Warranty Information</a> |  |  |  |  | 0.550 L | [14 empty] | 0 | 0 | 0 | 0 | Lighting Fixtures | 2016-07-15 13:41 | 2024-07-20 11:12 | 0000-00-00 00:00:00 | 2024-07-20 11:12 | 0000-00-00 00:00:00
1 | Lutron Electronics | QSGFP-1BB | 4460-4447 | 4460 | 4447 | Lutron Electronics | QSGFP-1BB.png | 27557648226 | QSG METAL1 COVER 1 SHADE BB | GRAFIK Eye QS Faceplate Kit, 1 shade zone, opaque cover in bright brass |  | 6.1 | 12.1 |  | QSGFP-1BB.png | http://grandbrass.xologic.com/vendors/4460/large/QSGFP-1BB.png | [47 empty] | 0 | 0 | 0 | [6 empty] | 0 | 1 | 1 | EA | 1 | Specialty Items | [7 empty] | Brass | [19 empty] | Lighting Accessories | [242 empty] | <a href="https://www.lutron.com/TechnicalDocumentLibrary/replacement_kit_install.pdf" target="_blank">Installation Instructions</a> | [23 empty] | 5.000 DW |  |  | 1.3000 IN | [89 empty] | 1.000 EA | 1.000 EA | [35 empty] | No | [42 empty] | https://www.lutron.com/TechnicalDocumentLibrary/QS_Reference_List.pdf | [7 empty] | Shelf Stock | [39 empty] | 39122221 | [13 empty] | <a href="https://www.lutron.com/TechnicalDocumentLibrary/3601201A_Commercial_Limited_Warranty.pdf" target="_blank">Warranty Information</a> |  |  |  |  | 0.550 L | [14 empty] | 0 | 0 | 0 | 0 | Lighting Fixtures | 2016-07-15 13:41 | 2024-07-20 11:13 | 0000-00-00 00:00:00 | 2024-07-20 11:13 | 0000-00-00 00:00:00
1 | Lutron Electronics | QSGFP-1BC | 4460-4449 | 4460 | 4449 | Lutron Electronics | QSGFP-1BC.png | 27557648233 | QSG METAL1 COVER 1 SHADE BC | GRAFIK Eye QS Faceplate Kit, 1 shade zone, opaque cover in bright chrome |  | 6.1 | 12.1 |  | QSGFP-1BC.png | http://grandbrass.xologic.com/vendors/4460/large/QSGFP-1BC.png | [47 empty] | 0 | 0 | 0 | [6 empty] | 0 | 1 | 1 | EA | 1 | Specialty Items | [7 empty] | Chrome | [19 empty] | Lighting Accessories | [242 empty] | <a href="https://www.lutron.com/TechnicalDocumentLibrary/replacement_kit_install.pdf" target="_blank">Installation Instructions</a> | [23 empty] | 5.000 DW |  |  | 1.3000 IN | [89 empty] | 1.000 EA | 1.000 EA | [35 empty] | No | [42 empty] | https://www.lutron.com/TechnicalDocumentLibrary/QS_Reference_List.pdf | [7 empty] | Shelf Stock | [39 empty] | 39122221 | [13 empty] | <a href="https://www.lutron.com/TechnicalDocumentLibrary/3601201A_Commercial_Limited_Warranty.pdf" target="_blank">Warranty Information</a> |  |  |  |  | 0.550 L | [14 empty] | 0 | 0 | 0 | 0 | Lighting Fixtures | 2016-07-15 13:41 | 2024-07-20 11:42 | 0000-00-00 00:00:00 | 2024-07-20 11:42 | 0000-00-00 00:00:00
1 | Lutron Electronics | QSGFP-1BLA | 4460-4451 | 4460 | 4451 | Lutron Electronics | QSGFP-1BLA.png | 27557648240 | QSG METAL1 COVER 1 SHADE BLA | GRAFIK Eye QS Faceplate Kit, 1 shade zone, opaque cover in black anodized aluminum |  | 6.1 | 12.1 |  | QSGFP-1BLA.png | http://grandbrass.xologic.com/vendors/4460/large/QSGFP-1BLA.png | [47 empty] | 0 | 0 | 0 | [6 empty] | 0 | 1 | 1 | EA | 1 | Specialty Items | [7 empty] | Black | [19 empty] | Lighting Accessories | [242 empty] | <a href="https://www.lutron.com/TechnicalDocumentLibrary/replacement_kit_install.pdf" target="_blank">Installation Instructions</a> | [23 empty] | 5.000 DW |  |  | 1.3000 IN | [89 empty] | 1.000 EA | 1.000 EA | [35 empty] | No | [42 empty] | https://www.lutron.com/TechnicalDocumentLibrary/QS_Reference_List.pdf | [7 empty] | Shelf Stock | [39 empty] | 39122221 | [13 empty] | <a href="https://www.lutron.com/TechnicalDocumentLibrary/3601201A_Commercial_Limited_Warranty.pdf" target="_blank">Warranty Information</a> |  |  |  |  | 0.550 L | [14 empty] | 0 | 0 | 0 | 0 | Lighting Fixtures | 2016-07-15 13:41 | 2024-07-20 11:11 | 0000-00-00 00:00:00 | 2024-07-20 11:11 | 0000-00-00 00:00:00
1 | Lutron Electronics | QSGFP-1BN | 4460-4453 | 4460 | 4453 | Lutron Electronics | QSGFP-1BN.png | 27557648318 | QSG METAL2 COVER 1 SHADE BN | GRAFIK Eye QS Faceplate Kit, 1 shade zone, opaque cover in bright nickel |  | 6.1 | 12.1 |  | QSGFP-1BN.png | http://grandbrass.xologic.com/vendors/4460/large/QSGFP-1BN.png | [47 empty] | 0 | 0 | 0 | [6 empty] | 0 | 1 | 1 | EA | 1 | Specialty Items | [7 empty] | Nickel | [19 empty] | Lighting Accessories | [242 empty] | <a href="https://www.lutron.com/TechnicalDocumentLibrary/replacement_kit_install.pdf" target="_blank">Installation Instructions</a> | [23 empty] | 5.000 DW |  |  | 1.3000 IN | [89 empty] | 1.000 EA | 1.000 EA | [35 empty] | No | [42 empty] | https://www.lutron.com/TechnicalDocumentLibrary/QS_Reference_List.pdf | [7 empty] | Shelf Stock | [39 empty] | 39122221 | [13 empty] | <a href="https://www.lutron.com/TechnicalDocumentLibrary/3601201A_Commercial_Limited_Warranty.pdf" target="_blank">Warranty Information</a> |  |  |  |  | 0.550 L | [14 empty] | 0 | 0 | 0 | 0 | Lighting Fixtures | 2016-07-15 13:41 | 2024-07-20 11:14 | 0000-00-00 00:00:00 | 2024-07-20 11:14 | 0000-00-00 00:00:00
1 | Lutron Electronics | QSGFP-1BRA | 4460-4455 | 4460 | 4455 | Lutron Electronics | QSGFP-1BRA.png | 27557648257 | QSG METAL1 COVER 1 SHADE BRA | GRAFIK Eye QS Faceplate Kit, 1 shade zone, opaque cover in brass anodized aluminum |  | 6.1 | 12.1 |  | QSGFP-1BRA.png | http://grandbrass.xologic.com/vendors/4460/large/QSGFP-1BRA.png | [47 empty] | 0 | 0 | 0 | [6 empty] | 0 | 1 | 1 | EA | 1 | Specialty Items | [7 empty] | Brass | [19 empty] | Lighting Accessories | [242 empty] | <a href="https://www.lutron.com/TechnicalDocumentLibrary/replacement_kit_install.pdf" target="_blank">Installation Instructions</a> | [23 empty] | 5.000 DW |  |  | 1.3000 IN | [89 empty] | 1.000 EA | 1.000 EA | [35 empty] | No | [42 empty] | https://www.lutron.com/TechnicalDocumentLibrary/QS_Reference_List.pdf | [7 empty] | Shelf Stock | [39 empty] | 39122221 | [13 empty] | <a href="https://www.lutron.com/TechnicalDocumentLibrary/3601201A_Commercial_Limited_Warranty.pdf" target="_blank">Warranty Information</a> |  |  |  |  | 0.550 L | [14 empty] | 0 | 0 | 0 | 0 | Lighting Fixtures | 2016-07-15 13:41 | 2024-07-20 11:10 | 0000-00-00 00:00:00 | 2024-07-20 11:10 | 0000-00-00 00:00:00
1 | Lutron Electronics | QSGFP-1CLA | 4460-4457 | 4460 | 4457 | Lutron Electronics | QSGFP-1CLA.png | 27557648264 | QSG METAL1 COVER 1 SHADE CLA | GRAFIK Eye QS Faceplate Kit, 1 shade zone, opaque cover in clear anodized aluminum |  | 6.1 | 12.1 |  | QSGFP-1CLA.png | http://grandbrass.xologic.com/vendors/4460/large/QSGFP-1CLA.png | [47 empty] | 0 | 0 | 0 | [6 empty] | 0 | 1 | 1 | EA | 1 | Specialty Items | [7 empty] | Aluminum | [19 empty] | Lighting Accessories | [242 empty] | <a href="https://www.lutron.com/TechnicalDocumentLibrary/replacement_kit_install.pdf" target="_blank">Installation Instructions</a> | [23 empty] | 5.000 DW |  |  | 1.3000 IN | [89 empty] | 1.000 EA | 1.000 EA | [35 empty] | No | [42 empty] | https://www.lutron.com/TechnicalDocumentLibrary/QS_Reference_List.pdf | [7 empty] | Shelf Stock | [39 empty] | 39122221 | [13 empty] | <a href="https://www.lutron.com/TechnicalDocumentLibrary/3601201A_Commercial_Limited_Warranty.pdf" target="_blank">Warranty Information</a> |  |  |  |  | 0.550 L | [14 empty] | 0 | 0 | 0 | 0 | Lighting Fixtures | 2016-07-15 13:41 | 2024-07-20 11:12 | 0000-00-00 00:00:00 | 2024-07-20 11:12 | 0000-00-00 00:00:00
1 | Lutron Electronics | QSGFP-1QB | 4460-4459 | 4460 | 4459 | Lutron Electronics | QSGFP-1QB.png | 27557648295 | QSG METAL2 COVER 1 SHADE QB | GRAFIK Eye QS Faceplate Kit, 1 shade zone, opaque cover in antique brass |  | 6.1 | 12.1 |  | QSGFP-1QB.png | http://grandbrass.xologic.com/vendors/4460/large/QSGFP-1QB.png | [47 empty] | 0 | 0 | 0 | [6 empty] | 0 | 1 | 1 | EA | 1 | Specialty Items | [7 empty] | Brass | [19 empty] | Lighting Accessories | [242 empty] | <a href="https://www.lutron.com/TechnicalDocumentLibrary/replacement_kit_install.pdf" target="_blank">Installation Instructions</a> | [23 empty] | 5.000 DW |  |  | 1.3000 IN | [89 empty] | 1.000 EA | 1.000 EA | [35 empty] | No | [42 empty] | https://www.lutron.com/TechnicalDocumentLibrary/QS_Reference_List.pdf | [7 empty] | Shelf Stock | [39 empty] | 39122221 | [13 empty] | <a href="https://www.lutron.com/TechnicalDocumentLibrary/3601201A_Commercial_Limited_Warranty.pdf" target="_blank">Warranty Information</a> |  |  |  |  | 0.550 L | [14 empty] | 0 | 0 | 0 | 0 | Lighting Fixtures | 2016-07-15 13:41 | 2024-07-20 11:10 | 0000-00-00 00:00:00 | 2024-07-20 11:10 | 0000-00-00 00:00:00
1 | Lutron Electronics | QSGFP-1QZ | 4460-4461 | 4460 | 4461 | Lutron Electronics | QSGFP-1QZ.png | 27557648301 | QSG METAL2 COVER 1 SHADE QZ | GRAFIK Eye QS Faceplate Kit, 1 shade zone, opaque cover in antique bronze |  | 6.1 | 12.1 |  | QSGFP-1QZ.png | http://grandbrass.xologic.com/vendors/4460/large/QSGFP-1QZ.png | [47 empty] | 0 | 0 | 0 | [6 empty] | 0 | 1 | 1 | EA | 1 | Specialty Items | [7 empty] | Bronze | [19 empty] | Lighting Accessories | [242 empty] | <a href="https://www.lutron.com/TechnicalDocumentLibrary/replacement_kit_install.pdf" target="_blank">Installation Instructions</a> | [23 empty] | 5.000 DW |  |  | 1.3000 IN | [89 empty] | 1.000 EA | 1.000 EA | [35 empty] | No | [42 empty] | https://www.lutron.com/TechnicalDocumentLibrary/QS_Reference_List.pdf | [7 empty] | Shelf Stock | [39 empty] | 39122221 | [13 empty] | <a href="https://www.lutron.com/TechnicalDocumentLibrary/3601201A_Commercial_Limited_Warranty.pdf" target="_blank">Warranty Information</a> |  |  |  |  | 0.550 L | [14 empty] | 0 | 0 | 0 | 0 | Lighting Fixtures | 2016-07-15 13:41 | 2024-07-20 11:16 | 0000-00-00 00:00:00 | 2024-07-20 11:16 | 0000-00-00 00:00:00
1 | Lutron Electronics | QSGFP-1SB | 4460-4463 | 4460 | 4463 | Lutron Electronics | QSGFP-1SB.png | 27557648271 | QSG METAL1 COVER 1 SHADE SB | GRAFIK Eye QS Faceplate Kit, 1 shade zone, opaque cover in satin brass anodized aluminum |  | 6.1 | 12.1 |  | QSGFP-1SB.png | http://grandbrass.xologic.com/vendors/4460/large/QSGFP-1SB.png | [47 empty] | 0 | 0 | 0 | [6 empty] | 0 | 1 | 1 | EA | 1 | Specialty Items | [7 empty] | Brass | [19 empty] | Lighting Accessories | [242 empty] | <a href="https://www.lutron.com/TechnicalDocumentLibrary/replacement_kit_install.pdf" target="_blank">Installation Instructions</a> | [23 empty] | 5.000 DW |  |  | 1.3000 IN | [89 empty] | 1.000 EA | 1.000 EA | [35 empty] | No | [42 empty] | https://www.lutron.com/TechnicalDocumentLibrary/QS_Reference_List.pdf | [7 empty] | Shelf Stock | [39 empty] | 39122221 | [13 empty] | <a href="https://www.lutron.com/TechnicalDocumentLibrary/3601201A_Commercial_Limited_Warranty.pdf" target="_blank">Warranty Information</a> |  |  |  |  | 0.550 L | [14 empty] | 0 | 0 | 0 | 0 | Lighting Fixtures | 2016-07-15 13:41 | 2024-07-20 11:42 | 0000-00-00 00:00:00 | 2024-07-20 11:42 | 0000-00-00 00:00:00
1 | Lutron Electronics | QSGFP-1SC | 4460-4465 | 4460 | 4465 | Lutron Electronics | QSGFP-1SC.png | 27557648288 | QSG METAL1 COVER 1 SHADE SC | GRAFIK Eye QS Faceplate Kit, 1 shade zone, opaque cover in satin chrome |  | 6.1 | 12.1 |  | QSGFP-1SC.png | http://grandbrass.xologic.com/vendors/4460/large/QSGFP-1SC.png | [47 empty] | 0 | 0 | 0 | [6 empty] | 0 | 1 | 1 | EA | 1 | Specialty Items | [7 empty] | Chrome | [19 empty] | Lighting Accessories | [242 empty] | <a href="https://www.lutron.com/TechnicalDocumentLibrary/replacement_kit_install.pdf" target="_blank">Installation Instructions</a> | [23 empty] | 5.000 DW |  |  | 1.3000 IN | [89 empty] | 1.000 EA | 1.000 EA | [35 empty] | No | [42 empty] | https://www.lutron.com/TechnicalDocumentLibrary/QS_Reference_List.pdf | [7 empty] | Shelf Stock | [39 empty] | 39122221 | [13 empty] | <a href="https://www.lutron.com/TechnicalDocumentLibrary/3601201A_Commercial_Limited_Warranty.pdf" target="_blank">Warranty Information</a> |  |  |  |  | 0.550 L | [14 empty] | 0 | 0 | 0 | 0 | Lighting Fixtures | 2016-07-15 13:41 | 2024-07-20 11:12 | 0000-00-00 00:00:00 | 2024-07-20 11:12 | 0000-00-00 00:00:00
1 | Lutron Electronics | QSGFP-1SN | 4460-4467 | 4460 | 4467 | Lutron Electronics | QSGFP-1SN.png | 27557648325 | QSG METAL2 COVER 1 SHADE SN | GRAFIK Eye QS Faceplate Kit, 1 shade zone, opaque cover in satin nickel |  | 6.1 | 12.1 |  | QSGFP-1SN.png | http://grandbrass.xologic.com/vendors/4460/large/QSGFP-1SN.png | [47 empty] | 0 | 0 | 0 | [6 empty] | 0 | 1 | 1 | EA | 1 | Specialty Items | [7 empty] | Nickel | [19 empty] | Lighting Accessories | [242 empty] | <a href="https://www.lutron.com/TechnicalDocumentLibrary/replacement_kit_install.pdf" target="_blank">Installation Instructions</a> | [23 empty] | 5.000 DW |  |  | 1.3000 IN | [89 empty] | 1.000 EA | 1.000 EA | [35 empty] | No | [42 empty] | https://www.lutron.com/TechnicalDocumentLibrary/QS_Reference_List.pdf | [7 empty] | Shelf Stock | [39 empty] | 39122221 | [13 empty] | <a href="https://www.lutron.com/TechnicalDocumentLibrary/3601201A_Commercial_Limited_Warranty.pdf" target="_blank">Warranty Information</a> |  |  |  |  | 0.550 L | [14 empty] | 0 | 0 | 0 | 0 | Lighting Fixtures | 2016-07-15 13:42 | 2024-07-20 11:09 | 0000-00-00 00:00:00 | 2024-07-20 11:09 | 0000-00-00 00:00:00
1 | Lutron Electronics | QSGFP-1TBB | 4460-4469 | 4460 | 4469 | Lutron Electronics | QSGFP-1TBB.png | 27557647083 | QSG METAL1 COVER 1 SHADE BB/TRNSLCNT | GRAFIK Eye QS Faceplate Kit, 1 shade zone, translucent cover in bright brass |  | 6.1 | 12.1 |  | QSGFP-1TBB.png | http://grandbrass.xologic.com/vendors/4460/large/QSGFP-1TBB.png | [47 empty] | 0 | 0 | 0 | [6 empty] | 0 | 1 | 1 | EA | 1 | Specialty Items | [7 empty] | Brass | [19 empty] | Lighting Accessories | [242 empty] | <a href="https://www.lutron.com/TechnicalDocumentLibrary/replacement_kit_install.pdf" target="_blank">Installation Instructions</a> | [23 empty] | 5.000 DW |  |  | 1.3000 IN | [89 empty] | 1.000 EA | 1.000 EA | [35 empty] | No | [42 empty] | https://www.lutron.com/TechnicalDocumentLibrary/QS_Reference_List.pdf | [7 empty] | Shelf Stock | [39 empty] | 39122221 | [13 empty] | <a href="https://www.lutron.com/TechnicalDocumentLibrary/3601201A_Commercial_Limited_Warranty.pdf" target="_blank">Warranty Information</a> |  |  |  |  | 0.550 L | [14 empty] | 0 | 0 | 0 | 0 | Lighting Fixtures | 2016-07-15 13:42 | 2024-07-20 11:14 | 0000-00-00 00:00:00 | 2024-07-20 11:14 | 0000-00-00 00:00:00
1 | Lutron Electronics | QSGFP-1TBC | 4460-4471 | 4460 | 4471 | Lutron Electronics | QSGFP-1TBC.png | 27557647090 | QSG METAL1 COVER 1 SHADE BC/TRNSLCNT | GRAFIK Eye QS Faceplate Kit, 1 shade zone, translucent cover in bright chrome |  | 6.1 | 12.1 |  | QSGFP-1TBC.png | http://grandbrass.xologic.com/vendors/4460/large/QSGFP-1TBC.png | [47 empty] | 0 | 0 | 0 | [6 empty] | 0 | 1 | 1 | EA | 1 | Specialty Items | [7 empty] | Chrome | [19 empty] | Lighting Accessories | [242 empty] | <a href="https://www.lutron.com/TechnicalDocumentLibrary/replacement_kit_install.pdf" target="_blank">Installation Instructions</a> | [23 empty] | 5.000 DW |  |  | 1.3000 IN | [89 empty] | 1.000 EA | 1.000 EA | [35 empty] | No | [42 empty] | https://www.lutron.com/TechnicalDocumentLibrary/QS_Reference_List.pdf | [7 empty] | Shelf Stock | [39 empty] | 39122221 | [13 empty] | <a href="https://www.lutron.com/TechnicalDocumentLibrary/3601201A_Commercial_Limited_Warranty.pdf" target="_blank">Warranty Information</a> |  |  |  |  | 0.550 L | [14 empty] | 0 | 0 | 0 | 0 | Lighting Fixtures | 2016-07-15 13:42 | 2024-07-20 11:14 | 0000-00-00 00:00:00 | 2024-07-20 11:14 | 0000-00-00 00:00:00
1 | Lutron Electronics | QSGFP-1TBLA | 4460-4473 | 4460 | 4473 | Lutron Electronics | QSGFP-1TBLA.png | 27557647106 | QSG METAL1 COVER 1 SHADE BLA/TRNSLCNT | GRAFIK Eye QS Faceplate Kit, 1 shade zone, translucent cover in black anodized aluminum |  | 6.1 | 12.1 |  | QSGFP-1TBLA.png | http://grandbrass.xologic.com/vendors/4460/large/QSGFP-1TBLA.png | [47 empty] | 0 | 0 | 0 | [6 empty] | 0 | 1 | 1 | EA | 1 | Specialty Items | [7 empty] | Black | [19 empty] | Lighting Accessories | [242 empty] | <a href="https://www.lutron.com/TechnicalDocumentLibrary/replacement_kit_install.pdf" target="_blank">Installation Instructions</a> | [23 empty] | 5.000 DW |  |  | 1.3000 IN | [89 empty] | 1.000 EA | 1.000 EA | [35 empty] | No | [42 empty] | https://www.lutron.com/TechnicalDocumentLibrary/QS_Reference_List.pdf | [7 empty] | Shelf Stock | [39 empty] | 39122221 | [13 empty] | <a href="https://www.lutron.com/TechnicalDocumentLibrary/3601201A_Commercial_Limited_Warranty.pdf" target="_blank">Warranty Information</a> |  |  |  |  | 0.550 L | [14 empty] | 0 | 0 | 0 | 0 | Lighting Fixtures | 2016-07-15 13:42 | 2024-07-20 11:17 | 0000-00-00 00:00:00 | 2024-07-20 11:17 | 0000-00-00 00:00:00
1 | Lutron Electronics | QSGFP-1TBN | 4460-4475 | 4460 | 4475 | Lutron Electronics | QSGFP-1TBN.png | 27557647175 | QSG METAL2 COVER 1 SHADE BN/TRNSLCNT | GRAFIK Eye QS Faceplate Kit, 1 shade zone, translucent cover in bright nickel |  | 6.1 | 12.1 |  | QSGFP-1TBN.png | http://grandbrass.xologic.com/vendors/4460/large/QSGFP-1TBN.png | [47 empty] | 0 | 0 | 0 | [6 empty] | 0 | 1 | 1 | EA | 1 | Specialty Items | [7 empty] | Nickel | [19 empty] | Lighting Accessories | [242 empty] | <a href="https://www.lutron.com/TechnicalDocumentLibrary/replacement_kit_install.pdf" target="_blank">Installation Instructions</a> | [23 empty] | 5.000 DW |  |  | 1.3000 IN | [89 empty] | 1.000 EA | 1.000 EA | [35 empty] | No | [42 empty] | https://www.lutron.com/TechnicalDocumentLibrary/QS_Reference_List.pdf | [7 empty] | Shelf Stock | [39 empty] | 39122221 | [13 empty] | <a href="https://www.lutron.com/TechnicalDocumentLibrary/3601201A_Commercial_Limited_Warranty.pdf" target="_blank">Warranty Information</a> |  |  |  |  | 0.550 L | [14 empty] | 0 | 0 | 0 | 0 | Lighting Fixtures | 2016-07-15 13:42 | 2024-07-20 11:17 | 0000-00-00 00:00:00 | 2024-07-20 11:17 | 0000-00-00 00:00:00
1 | Lutron Electronics | QSGFP-1TBRA | 4460-4477 | 4460 | 4477 | Lutron Electronics | QSGFP-1TBRA.png | 27557647113 | QSG METAL1 COVER 1 SHADE BRA/TRNSLCNT | GRAFIK Eye QS Faceplate Kit, 1 shade zone, translucent cover in brass anodized aluminum |  | 6.1 | 12.1 |  | QSGFP-1TBRA.png | http://grandbrass.xologic.com/vendors/4460/large/QSGFP-1TBRA.png | [47 empty] | 0 | 0 | 0 | [6 empty] | 0 | 1 | 1 | EA | 1 | Specialty Items | [7 empty] | Brass | [19 empty] | Lighting Accessories | [242 empty] | <a href="https://www.lutron.com/TechnicalDocumentLibrary/replacement_kit_install.pdf" target="_blank">Installation Instructions</a> | [23 empty] | 5.000 DW |  |  | 1.3000 IN | [89 empty] | 1.000 EA | 1.000 EA | [35 empty] | No | [42 empty] | https://www.lutron.com/TechnicalDocumentLibrary/QS_Reference_List.pdf | [7 empty] | Shelf Stock | [39 empty] | 39122221 | [13 empty] | <a href="https://www.lutron.com/TechnicalDocumentLibrary/3601201A_Commercial_Limited_Warranty.pdf" target="_blank">Warranty Information</a> |  |  |  |  | 0.550 L | [14 empty] | 0 | 0 | 0 | 0 | Lighting Fixtures | 2016-07-15 13:42 | 2024-07-20 11:12 | 0000-00-00 00:00:00 | 2024-07-20 11:12 | 0000-00-00 00:00:00
1 | Lutron Electronics | QSGFP-1TCLA | 4460-4479 | 4460 | 4479 | Lutron Electronics | QSGFP-1TCLA.png | 27557647120 | QSG METAL1 COVER 1 SHADE CLA/TRNSLCNT | GRAFIK Eye QS Faceplate Kit, 1 shade zone, translucent cover in clear anodized aluminum |  | 6.1 | 12.1 |  | QSGFP-1TCLA.png | http://grandbrass.xologic.com/vendors/4460/large/QSGFP-1TCLA.png | [47 empty] | 0 | 0 | 0 | [6 empty] | 0 | 1 | 1 | EA | 1 | Specialty Items | [7 empty] | Aluminum | [19 empty] | Lighting Accessories | [242 empty] | <a href="https://www.lutron.com/TechnicalDocumentLibrary/replacement_kit_install.pdf" target="_blank">Installation Instructions</a> | [23 empty] | 5.000 DW |  |  | 1.3000 IN | [89 empty] | 1.000 EA | 1.000 EA | [35 empty] | No | [42 empty] | https://www.lutron.com/TechnicalDocumentLibrary/QS_Reference_List.pdf | [7 empty] | Shelf Stock | [39 empty] | 39122221 | [13 empty] | <a href="https://www.lutron.com/TechnicalDocumentLibrary/3601201A_Commercial_Limited_Warranty.pdf" target="_blank">Warranty Information</a> |  |  |  |  | 0.550 L | [14 empty] | 0 | 0 | 0 | 0 | Lighting Fixtures | 2016-07-15 13:42 | 2024-07-20 11:16 | 0000-00-00 00:00:00 | 2024-07-20 11:16 | 0000-00-00 00:00:00
1 | Lutron Electronics | QSGFP-1TQB | 4460-4481 | 4460 | 4481 | Lutron Electronics | QSGFP-1TQB.png | 27557647151 | QSG METAL2 COVER 1 SHADE QB/TRNSLCNT | GRAFIK Eye QS Faceplate Kit, 1 shade zone, translucent cover in antique brass |  | 6.1 | 12.1 |  | QSGFP-1TQB.png | http://grandbrass.xologic.com/vendors/4460/large/QSGFP-1TQB.png | [47 empty] | 0 | 0 | 0 | [6 empty] | 0 | 1 | 1 | EA | 1 | Specialty Items | [7 empty] | Brass | [19 empty] | Lighting Accessories | [242 empty] | <a href="https://www.lutron.com/TechnicalDocumentLibrary/replacement_kit_install.pdf" target="_blank">Installation Instructions</a> | [23 empty] | 5.000 DW |  |  | 1.3000 IN | [89 empty] | 1.000 EA | 1.000 EA | [35 empty] | No | [42 empty] | https://www.lutron.com/TechnicalDocumentLibrary/QS_Reference_List.pdf | [7 empty] | Shelf Stock | [39 empty] | 39122221 | [13 empty] | <a href="https://www.lutron.com/TechnicalDocumentLibrary/3601201A_Commercial_Limited_Warranty.pdf" target="_blank">Warranty Information</a> |  |  |  |  | 0.550 L | [14 empty] | 0 | 0 | 0 | 0 | Lighting Fixtures | 2016-07-15 13:42 | 2024-07-20 11:08 | 0000-00-00 00:00:00 | 2024-07-20 11:08 | 0000-00-00 00:00:00
1 | Lutron Electronics | QSGFP-1TQZ | 4460-4483 | 4460 | 4483 | Lutron Electronics | QSGFP-1TQZ.png | 27557647168 | QSG METAL2 COVER 1 SHADE QZ/TRNSLCNT | GRAFIK Eye QS Faceplate Kit, 1 shade zone, translucent cover in antique bronze |  | 6.1 | 12.1 |  | QSGFP-1TQZ.png | http://grandbrass.xologic.com/vendors/4460/large/QSGFP-1TQZ.png | [47 empty] | 0 | 0 | 0 | [6 empty] | 0 | 1 | 1 | EA | 1 | Specialty Items | [7 empty] | Bronze | [19 empty] | Lighting Accessories | [242 empty] | <a href="https://www.lutron.com/TechnicalDocumentLibrary/replacement_kit_install.pdf" target="_blank">Installation Instructions</a> | [23 empty] | 5.000 DW |  |  | 1.3000 IN | [89 empty] | 1.000 EA | 1.000 EA | [35 empty] | No | [42 empty] | https://www.lutron.com/TechnicalDocumentLibrary/QS_Reference_List.pdf | [7 empty] | Shelf Stock | [39 empty] | 39122221 | [13 empty] | <a href="https://www.lutron.com/TechnicalDocumentLibrary/3601201A_Commercial_Limited_Warranty.pdf" target="_blank">Warranty Information</a> |  |  |  |  | 0.550 L | [14 empty] | 0 | 0 | 0 | 0 | Lighting Fixtures | 2016-07-15 13:42 | 2024-07-20 11:12 | 0000-00-00 00:00:00 | 2024-07-20 11:12 | 0000-00-00 00:00:00
1 | Lutron Electronics | QSGFP-1TSB | 4460-4485 | 4460 | 4485 | Lutron Electronics | QSGFP-1TSB.png | 27557647137 | QSG METAL1 COVER 1 SHADE SB/TRNSLCNT | GRAFIK Eye QS Faceplate Kit, 1 shade zone, translucent cover in satin brass anodized aluminum |  | 6.1 | 12.1 |  | QSGFP-1TSB.png | http://grandbrass.xologic.com/vendors/4460/large/QSGFP-1TSB.png | [47 empty] | 0 | 0 | 0 | [6 empty] | 0 | 1 | 1 | EA | 1 | Specialty Items | [7 empty] | Brass | [19 empty] | Lighting Accessories | [242 empty] | <a href="https://www.lutron.com/TechnicalDocumentLibrary/replacement_kit_install.pdf" target="_blank">Installation Instructions</a> | [23 empty] | 5.000 DW |  |  | 1.3000 IN | [89 empty] | 1.000 EA | 1.000 EA | [35 empty] | No | [42 empty] | https://www.lutron.com/TechnicalDocumentLibrary/QS_Reference_List.pdf | [7 empty] | Shelf Stock | [39 empty] | 39122221 | [13 empty] | <a href="https://www.lutron.com/TechnicalDocumentLibrary/3601201A_Commercial_Limited_Warranty.pdf" target="_blank">Warranty Information</a> |  |  |  |  | 0.550 L | [14 empty] | 0 | 0 | 0 | 0 | Lighting Fixtures | 2016-07-15 13:42 | 2024-07-20 11:11 | 0000-00-00 00:00:00 | 2024-07-20 11:11 | 0000-00-00 00:00:00
1 | Lutron Electronics | QSGFP-1TSC | 4460-4487 | 4460 | 4487 | Lutron Electronics | QSGFP-1TSC.png | 27557647144 | QSG METAL1 COVER 1 SHADE SC/TRNSLCNT | GRAFIK Eye QS Faceplate Kit, 1 shade zone, translucent cover in satin chrome |  | 6.1 | 12.1 |  | QSGFP-1TSC.png | http://grandbrass.xologic.com/vendors/4460/large/QSGFP-1TSC.png | [47 empty] | 0 | 0 | 0 | [6 empty] | 0 | 1 | 1 | EA | 1 | Specialty Items | [7 empty] | Chrome | [19 empty] | Lighting Accessories | [242 empty] | <a href="https://www.lutron.com/TechnicalDocumentLibrary/replacement_kit_install.pdf" target="_blank">Installation Instructions</a> | [23 empty] | 5.000 DW |  |  | 1.3000 IN | [89 empty] | 1.000 EA | 1.000 EA | [35 empty] | No | [42 empty] | https://www.lutron.com/TechnicalDocumentLibrary/QS_Reference_List.pdf | [7 empty] | Shelf Stock | [39 empty] | 39122221 | [13 empty] | <a href="https://www.lutron.com/TechnicalDocumentLibrary/3601201A_Commercial_Limited_Warranty.pdf" target="_blank">Warranty Information</a> |  |  |  |  | 0.550 L | [14 empty] | 0 | 0 | 0 | 0 | Lighting Fixtures | 2016-07-15 13:42 | 2024-07-20 11:14 | 0000-00-00 00:00:00 | 2024-07-20 11:14 | 0000-00-00 00:00:00
1 | Lutron Electronics | QSGFP-1TSN | 4460-4489 | 4460 | 4489 | Lutron Electronics | QSGFP-1TSN.png | 27557647182 | QSG METAL2 COVER 1 SHADE SN/TRNSLCNT | GRAFIK Eye QS Faceplate Kit, 1 shade zone, translucent cover in satin nickel |  | 6.1 | 12.1 |  | QSGFP-1TSN.png | http://grandbrass.xologic.com/vendors/4460/large/QSGFP-1TSN.png | [47 empty] | 0 | 0 | 0 | [6 empty] | 0 | 1 | 1 | EA | 1 | Specialty Items | [7 empty] | Nickel | [19 empty] | Lighting Accessories | [242 empty] | <a href="https://www.lutron.com/TechnicalDocumentLibrary/replacement_kit_install.pdf" target="_blank">Installation Instructions</a> | [23 empty] | 5.000 DW |  |  | 1.3000 IN | [89 empty] | 1.000 EA | 1.000 EA | [35 empty] | No | [42 empty] | https://www.lutron.com/TechnicalDocumentLibrary/QS_Reference_List.pdf | [7 empty] | Shelf Stock | [39 empty] | 39122221 | [13 empty] | <a href="https://www.lutron.com/TechnicalDocumentLibrary/3601201A_Commercial_Limited_Warranty.pdf" target="_blank">Warranty Information</a> |  |  |  |  | 0.550 L | [14 empty] | 0 | 0 | 0 | 0 | Lighting Fixtures | 2016-07-15 13:42 | 2024-07-20 11:10 | 0000-00-00 00:00:00 | 2024-07-20 11:10 | 0000-00-00 00:00:00
1 | Lutron Electronics | QSGFP-2BB | 4460-4491 | 4460 | 4491 | Lutron Electronics | QSGFP-2BB.png | 27557650502 | QSG METAL1 COVER 2 SHADE BB | GRAFIK Eye QS Faceplate Kit, 2 shade zones, opaque cover in bright brass |  | 6.2 | 12.2 |  | QSGFP-2BB.png | http://grandbrass.xologic.com/vendors/4460/large/QSGFP-2BB.png | [47 empty] | 0 | 0 | 0 | [6 empty] | 0 | 1 | 1 | EA | 1 | Specialty Items | [7 empty] | Brass | [19 empty] | Lighting Accessories | [242 empty] | <a href="https://www.lutron.com/TechnicalDocumentLibrary/replacement_kit_install.pdf" target="_blank">Installation Instructions</a> | [23 empty] | 5.000 DW |  |  | 1.4000 IN | [89 empty] | 1.000 EA | 1.000 EA | [35 empty] | No | [42 empty] | https://www.lutron.com/TechnicalDocumentLibrary/QS_Reference_List.pdf | [7 empty] | Shelf Stock | [39 empty] | 39122221 | [13 empty] | <a href="https://www.lutron.com/TechnicalDocumentLibrary/3601201A_Commercial_Limited_Warranty.pdf" target="_blank">Warranty Information</a> |  |  |  |  | 0.600 L | [14 empty] | 0 | 0 | 0 | 0 | Lighting Fixtures | 2016-07-15 13:42 | 2024-07-20 11:12 | 0000-00-00 00:00:00 | 2024-07-20 11:12 | 0000-00-00 00:00:00
1 | Lutron Electronics | QSGFP-2BC | 4460-4493 | 4460 | 4493 | Lutron Electronics | QSGFP-2BC.png | 27557650519 | QSG METAL1 COVER 2 SHADE BC | GRAFIK Eye QS Faceplate Kit, 2 shade zones, opaque cover in bright chrome |  | 6.2 | 12.2 |  | QSGFP-2BC.png | http://grandbrass.xologic.com/vendors/4460/large/QSGFP-2BC.png | [47 empty] | 0 | 0 | 0 | [6 empty] | 0 | 1 | 1 | EA | 1 | Specialty Items | [7 empty] | Chrome | [19 empty] | Lighting Accessories | [242 empty] | <a href="https://www.lutron.com/TechnicalDocumentLibrary/replacement_kit_install.pdf" target="_blank">Installation Instructions</a> | [23 empty] | 5.000 DW |  |  | 1.4000 IN | [89 empty] | 1.000 EA | 1.000 EA | [35 empty] | No | [42 empty] | https://www.lutron.com/TechnicalDocumentLibrary/QS_Reference_List.pdf | [7 empty] | Shelf Stock | [39 empty] | 39122221 | [13 empty] | <a href="https://www.lutron.com/TechnicalDocumentLibrary/3601201A_Commercial_Limited_Warranty.pdf" target="_blank">Warranty Information</a> |  |  |  |  | 0.600 L | [14 empty] | 0 | 0 | 0 | 0 | Lighting Fixtures | 2016-07-15 13:42 | 2024-07-20 11:10 | 0000-00-00 00:00:00 | 2024-07-20 11:10 | 0000-00-00 00:00:00
1 | Lutron Electronics | QSGFP-2BLA | 4460-4495 | 4460 | 4495 | Lutron Electronics | QSGFP-2BLA.png | 27557650526 | QSG METAL1 COVER 2 SHADE BLA | GRAFIK Eye QS Faceplate Kit, 2 shade zones, opaque cover in black anodized aluminum |  | 6.2 | 12.2 |  | QSGFP-2BLA.png | http://grandbrass.xologic.com/vendors/4460/large/QSGFP-2BLA.png | [47 empty] | 0 | 0 | 0 | [6 empty] | 0 | 1 | 1 | EA | 1 | Specialty Items | [7 empty] | Black | [19 empty] | Lighting Accessories | [242 empty] | <a href="https://www.lutron.com/TechnicalDocumentLibrary/replacement_kit_install.pdf" target="_blank">Installation Instructions</a> | [23 empty] | 5.000 DW |  |  | 1.4000 IN | [89 empty] | 1.000 EA | 1.000 EA | [35 empty] | No | [42 empty] | https://www.lutron.com/TechnicalDocumentLibrary/QS_Reference_List.pdf | [7 empty] | Shelf Stock | [39 empty] | 39122221 | [13 empty] | <a href="https://www.lutron.com/TechnicalDocumentLibrary/3601201A_Commercial_Limited_Warranty.pdf" target="_blank">Warranty Information</a> |  |  |  |  | 0.600 L | [14 empty] | 0 | 0 | 0 | 0 | Lighting Fixtures | 2016-07-15 13:42 | 2024-07-20 11:14 | 0000-00-00 00:00:00 | 2024-07-20 11:14 | 0000-00-00 00:00:00
1 | Lutron Electronics | QSGFP-2BRA | 4460-4499 | 4460 | 4499 | Lutron Electronics | QSGFP-2BRA.png | 27557650533 | QSG METAL1 COVER 2 SHADE BRA | GRAFIK Eye QS Faceplate Kit, 2 shade zones, opaque cover in brass anodized aluminum |  | 6.2 | 12.2 |  | QSGFP-2BRA.png | http://grandbrass.xologic.com/vendors/4460/large/QSGFP-2BRA.png | [47 empty] | 0 | 0 | 0 | [6 empty] | 0 | 1 | 1 | EA | 1 | Specialty Items | [7 empty] | Brass | [19 empty] | Lighting Accessories | [242 empty] | <a href="https://www.lutron.com/TechnicalDocumentLibrary/replacement_kit_install.pdf" target="_blank">Installation Instructions</a> | [23 empty] | 5.000 DW |  |  | 1.4000 IN | [89 empty] | 1.000 EA | 1.000 EA | [35 empty] | No | [42 empty] | https://www.lutron.com/TechnicalDocumentLibrary/QS_Reference_List.pdf | [7 empty] | Shelf Stock | [39 empty] | 39122221 | [13 empty] | <a href="https://www.lutron.com/TechnicalDocumentLibrary/3601201A_Commercial_Limited_Warranty.pdf" target="_blank">Warranty Information</a> |  |  |  |  | 0.600 L | [14 empty] | 0 | 0 | 0 | 0 | Lighting Fixtures | 2016-07-15 13:42 | 2024-07-20 11:42 | 0000-00-00 00:00:00 | 2024-07-20 11:42 | 0000-00-00 00:00:00
1 | Lutron Electronics | QSGFP-2CLA | 4460-4501 | 4460 | 4501 | Lutron Electronics | QSGFP-2CLA.png | 27557650540 | QSG METAL1 COVER 2 SHADE CLA | GRAFIK Eye QS Faceplate Kit, 2 shade zones, opaque cover in clear anodized aluminum |  | 6.2 | 12.2 |  | QSGFP-2CLA.png | http://grandbrass.xologic.com/vendors/4460/large/QSGFP-2CLA.png | [47 empty] | 0 | 0 | 0 | [6 empty] | 0 | 1 | 1 | EA | 1 | Specialty Items | [7 empty] | Aluminum | [19 empty] | Lighting Accessories | [242 empty] | <a href="https://www.lutron.com/TechnicalDocumentLibrary/replacement_kit_install.pdf" target="_blank">Installation Instructions</a> | [23 empty] | 5.000 DW |  |  | 1.4000 IN | [89 empty] | 1.000 EA | 1.000 EA | [35 empty] | No | [42 empty] | https://www.lutron.com/TechnicalDocumentLibrary/QS_Reference_List.pdf | [7 empty] | Shelf Stock | [39 empty] | 39122221 | [13 empty] | <a href="https://www.lutron.com/TechnicalDocumentLibrary/3601201A_Commercial_Limited_Warranty.pdf" target="_blank">Warranty Information</a> |  |  |  |  | 0.600 L | [14 empty] | 0 | 0 | 0 | 0 | Lighting Fixtures | 2016-07-15 13:43 | 2024-07-20 11:13 | 0000-00-00 00:00:00 | 2024-07-20 11:13 | 0000-00-00 00:00:00
1 | Lutron Electronics | QSGFP-2QB | 4460-4503 | 4460 | 4503 | Lutron Electronics | QSGFP-2QB.png | 27557650571 | QSG METAL2 COVER 2 SHADE QB | GRAFIK Eye QS Faceplate Kit, 2 shade zones, opaque cover in antique brass |  | 6.2 | 12.2 |  | QSGFP-2QB.png | http://grandbrass.xologic.com/vendors/4460/large/QSGFP-2QB.png | [47 empty] | 0 | 0 | 0 | [6 empty] | 0 | 1 | 1 | EA | 1 | Specialty Items | [7 empty] | Brass | [19 empty] | Lighting Accessories | [242 empty] | <a href="https://www.lutron.com/TechnicalDocumentLibrary/replacement_kit_install.pdf" target="_blank">Installation Instructions</a> | [23 empty] | 5.000 DW |  |  | 1.4000 IN | [89 empty] | 1.000 EA | 1.000 EA | [35 empty] | No | [42 empty] | https://www.lutron.com/TechnicalDocumentLibrary/QS_Reference_List.pdf | [7 empty] | Shelf Stock | [39 empty] | 39122221 | [13 empty] | <a href="https://www.lutron.com/TechnicalDocumentLibrary/3601201A_Commercial_Limited_Warranty.pdf" target="_blank">Warranty Information</a> |  |  |  |  | 0.600 L | [14 empty] | 0 | 0 | 0 | 0 | Lighting Fixtures | 2016-07-15 13:43 | 2024-07-20 11:10 | 0000-00-00 00:00:00 | 2024-07-20 11:10 | 0000-00-00 00:00:00
1 | Lutron Electronics | QSGFP-2QZ | 4460-4505 | 4460 | 4505 | Lutron Electronics | QSGFP-2QZ.png | 27557650588 | QSG METAL2 COVER 2 SHADE QZ | GRAFIK Eye QS Faceplate Kit, 2 shade zones, opaque cover in antique bronze |  | 6.2 | 12.2 |  | QSGFP-2QZ.png | http://grandbrass.xologic.com/vendors/4460/large/QSGFP-2QZ.png | [47 empty] | 0 | 0 | 0 | [6 empty] | 0 | 1 | 1 | EA | 1 | Specialty Items | [7 empty] | Bronze | [19 empty] | Lighting Accessories | [242 empty] | <a href="https://www.lutron.com/TechnicalDocumentLibrary/replacement_kit_install.pdf" target="_blank">Installation Instructions</a> | [23 empty] | 5.000 DW |  |  | 1.4000 IN | [89 empty] | 1.000 EA | 1.000 EA | [35 empty] | No | [42 empty] | https://www.lutron.com/TechnicalDocumentLibrary/QS_Reference_List.pdf | [7 empty] | Shelf Stock | [39 empty] | 39122221 | [13 empty] | <a href="https://www.lutron.com/TechnicalDocumentLibrary/3601201A_Commercial_Limited_Warranty.pdf" target="_blank">Warranty Information</a> |  |  |  |  | 0.600 L | [14 empty] | 0 | 0 | 0 | 0 | Lighting Fixtures | 2016-07-15 13:43 | 2024-07-20 11:17 | 0000-00-00 00:00:00 | 2024-07-20 11:17 | 0000-00-00 00:00:00
1 | Lutron Electronics | QSGFP-2SB | 4460-4507 | 4460 | 4507 | Lutron Electronics | QSGFP-2SB.png | 27557650557 | QSG METAL1 COVER 2 SHADE SB | GRAFIK Eye QS Faceplate Kit, 2 shade zones, opaque cover in satin brass anodized aluminum |  | 6.2 | 12.2 |  | QSGFP-2SB.png | http://grandbrass.xologic.com/vendors/4460/large/QSGFP-2SB.png | [47 empty] | 0 | 0 | 0 | [6 empty] | 0 | 1 | 1 | EA | 1 | Specialty Items | [7 empty] | Brass | [19 empty] | Lighting Accessories | [242 empty] | <a href="https://www.lutron.com/TechnicalDocumentLibrary/replacement_kit_install.pdf" target="_blank">Installation Instructions</a> | [23 empty] | 5.000 DW |  |  | 1.4000 IN | [89 empty] | 1.000 EA | 1.000 EA | [35 empty] | No | [42 empty] | https://www.lutron.com/TechnicalDocumentLibrary/QS_Reference_List.pdf | [7 empty] | Shelf Stock | [39 empty] | 39122221 | [13 empty] | <a href="https://www.lutron.com/TechnicalDocumentLibrary/3601201A_Commercial_Limited_Warranty.pdf" target="_blank">Warranty Information</a> |  |  |  |  | 0.600 L | [14 empty] | 0 | 0 | 0 | 0 | Lighting Fixtures | 2016-07-15 13:43 | 2024-07-20 11:08 | 0000-00-00 00:00:00 | 2024-07-20 11:08 | 0000-00-00 00:00:00
1 | Lutron Electronics | QSGFP-2SN | 4460-4509 | 4460 | 4509 | Lutron Electronics | QSGFP-2SN.png | 27557650601 | QSG METAL2 COVER 2 SHADE SN | GRAFIK Eye QS Faceplate Kit, 2 shade zones, opaque cover in satin nickel |  | 6.2 | 12.2 |  | QSGFP-2SN.png | http://grandbrass.xologic.com/vendors/4460/large/QSGFP-2SN.png | [47 empty] | 0 | 0 | 0 | [6 empty] | 0 | 1 | 1 | EA | 1 | Specialty Items | [7 empty] | Nickel | [19 empty] | Lighting Accessories | [242 empty] | <a href="https://www.lutron.com/TechnicalDocumentLibrary/replacement_kit_install.pdf" target="_blank">Installation Instructions</a> | [23 empty] | 5.000 DW |  |  | 1.4000 IN | [89 empty] | 1.000 EA | 1.000 EA | [35 empty] | No | [42 empty] | https://www.lutron.com/TechnicalDocumentLibrary/QS_Reference_List.pdf | [7 empty] | Shelf Stock | [39 empty] | 39122221 | [13 empty] | <a href="https://www.lutron.com/TechnicalDocumentLibrary/3601201A_Commercial_Limited_Warranty.pdf" target="_blank">Warranty Information</a> |  |  |  |  | 0.600 L | [14 empty] | 0 | 0 | 0 | 0 | Lighting Fixtures | 2016-07-15 13:43 | 2024-07-20 11:17 | 0000-00-00 00:00:00 | 2024-07-20 11:17 | 0000-00-00 00:00:00
1 | Lutron Electronics | QSGFP-2TBB | 4460-4511 | 4460 | 4511 | Lutron Electronics | QSGFP-2TBB.png | 27557649360 | QSG METAL1 COVER 2 SHADE BB/TRNSLCNT | GRAFIK Eye QS Faceplate Kit, 2 shade zones, translucent cover in bright brass |  | 6.2 | 12.2 |  | QSGFP-2TBB.png | http://grandbrass.xologic.com/vendors/4460/large/QSGFP-2TBB.png | [47 empty] | 0 | 0 | 0 | [6 empty] | 0 | 1 | 1 | EA | 1 | Specialty Items | [7 empty] | Brass | [19 empty] | Lighting Accessories | [242 empty] | <a href="https://www.lutron.com/TechnicalDocumentLibrary/replacement_kit_install.pdf" target="_blank">Installation Instructions</a> | [23 empty] | 5.000 DW |  |  | 1.4000 IN | [89 empty] | 1.000 EA | 1.000 EA | [35 empty] | No | [42 empty] | https://www.lutron.com/TechnicalDocumentLibrary/QS_Reference_List.pdf | [7 empty] | Shelf Stock | [39 empty] | 39122221 | [13 empty] | <a href="https://www.lutron.com/TechnicalDocumentLibrary/3601201A_Commercial_Limited_Warranty.pdf" target="_blank">Warranty Information</a> |  |  |  |  | 0.600 L | [14 empty] | 0 | 0 | 0 | 0 | Lighting Fixtures | 2016-07-15 13:43 | 2024-07-20 11:15 | 0000-00-00 00:00:00 | 2024-07-20 11:15 | 0000-00-00 00:00:00
1 | Lutron Electronics | QSGFP-2TBC | 4460-4513 | 4460 | 4513 | Lutron Electronics | QSGFP-2TBC.png | 27557649377 | QSG METAL1 COVER 2 SHADE BC/TRNSLCNT | GRAFIK Eye QS Faceplate Kit, 2 shade zones, translucent cover in bright chrome |  | 6.2 | 12.2 |  | QSGFP-2TBC.png | http://grandbrass.xologic.com/vendors/4460/large/QSGFP-2TBC.png | [47 empty] | 0 | 0 | 0 | [6 empty] | 0 | 1 | 1 | EA | 1 | Specialty Items | [7 empty] | Chrome | [19 empty] | Lighting Accessories | [242 empty] | <a href="https://www.lutron.com/TechnicalDocumentLibrary/replacement_kit_install.pdf" target="_blank">Installation Instructions</a> | [23 empty] | 5.000 DW |  |  | 1.4000 IN | [89 empty] | 1.000 EA | 1.000 EA | [35 empty] | No | [42 empty] | https://www.lutron.com/TechnicalDocumentLibrary/QS_Reference_List.pdf | [7 empty] | Shelf Stock | [39 empty] | 39122221 | [13 empty] | <a href="https://www.lutron.com/TechnicalDocumentLibrary/3601201A_Commercial_Limited_Warranty.pdf" target="_blank">Warranty Information</a> |  |  |  |  | 0.600 L | [14 empty] | 0 | 0 | 0 | 0 | Lighting Fixtures | 2016-07-15 13:43 | 2024-07-20 11:14 | 0000-00-00 00:00:00 | 2024-07-20 11:14 | 0000-00-00 00:00:00
1 | Lutron Electronics | QSGFP-2TBLA | 4460-4515 | 4460 | 4515 | Lutron Electronics | QSGFP-2TBLA.png | 27557649384 | QSG METAL1 COVER 2 SHADE BLA/TRNSLCNT | GRAFIK Eye QS Faceplate Kit, 2 shade zones, translucent cover in black anodized aluminum |  | 6.2 | 12.2 |  | QSGFP-2TBLA.png | http://grandbrass.xologic.com/vendors/4460/large/QSGFP-2TBLA.png | [47 empty] | 0 | 0 | 0 | [6 empty] | 0 | 1 | 1 | EA | 1 | Specialty Items | [7 empty] | Black | [19 empty] | Lighting Accessories | [242 empty] | <a href="https://www.lutron.com/TechnicalDocumentLibrary/replacement_kit_install.pdf" target="_blank">Installation Instructions</a> | [23 empty] | 5.000 DW |  |  | 1.4000 IN | [89 empty] | 1.000 EA | 1.000 EA | [35 empty] | No | [42 empty] | https://www.lutron.com/TechnicalDocumentLibrary/QS_Reference_List.pdf | [7 empty] | Shelf Stock | [39 empty] | 39122221 | [13 empty] | <a href="https://www.lutron.com/TechnicalDocumentLibrary/3601201A_Commercial_Limited_Warranty.pdf" target="_blank">Warranty Information</a> |  |  |  |  | 0.600 L | [14 empty] | 0 | 0 | 0 | 0 | Lighting Fixtures | 2016-07-15 13:43 | 2024-07-20 11:14 | 0000-00-00 00:00:00 | 2024-07-20 11:14 | 0000-00-00 00:00:00
1 | Lutron Electronics | QSGFP-2TBN | 4460-4517 | 4460 | 4517 | Lutron Electronics | QSGFP-2TBN.png | 27557649452 | QSG METAL2 COVER 2 SHADE BN/TRNSLCNT | GRAFIK Eye QS Faceplate Kit, 2 shade zones, translucent cover in bright nickel |  | 6.2 | 12.2 |  | QSGFP-2TBN.png | http://grandbrass.xologic.com/vendors/4460/large/QSGFP-2TBN.png | [47 empty] | 0 | 0 | 0 | [6 empty] | 0 | 1 | 1 | EA | 1 | Specialty Items | [7 empty] | Nickel | [19 empty] | Lighting Accessories | [242 empty] | <a href="https://www.lutron.com/TechnicalDocumentLibrary/replacement_kit_install.pdf" target="_blank">Installation Instructions</a> | [23 empty] | 5.000 DW |  |  | 1.4000 IN | [89 empty] | 1.000 EA | 1.000 EA | [35 empty] | No | [42 empty] | https://www.lutron.com/TechnicalDocumentLibrary/QS_Reference_List.pdf | [7 empty] | Shelf Stock | [39 empty] | 39122221 | [13 empty] | <a href="https://www.lutron.com/TechnicalDocumentLibrary/3601201A_Commercial_Limited_Warranty.pdf" target="_blank">Warranty Information</a> |  |  |  |  | 0.600 L | [14 empty] | 0 | 0 | 0 | 0 | Lighting Fixtures | 2016-07-15 13:43 | 2024-07-20 11:08 | 0000-00-00 00:00:00 | 2024-07-20 11:08 | 0000-00-00 00:00:00
1 | Lutron Electronics | QSGFP-2TBRA | 4460-4519 | 4460 | 4519 | Lutron Electronics | QSGFP-2TBRA.png | 27557649391 | QSG METAL1 COVER 2 SHADE BRA/TRNSLCNT | GRAFIK Eye QS Faceplate Kit, 2 shade zones, translucent cover in brass anodized aluminum |  | 6.2 | 12.2 |  | QSGFP-2TBRA.png | http://grandbrass.xologic.com/vendors/4460/large/QSGFP-2TBRA.png | [47 empty] | 0 | 0 | 0 | [6 empty] | 0 | 1 | 1 | EA | 1 | Specialty Items | [7 empty] | Brass | [19 empty] | Lighting Accessories | [242 empty] | <a href="https://www.lutron.com/TechnicalDocumentLibrary/replacement_kit_install.pdf" target="_blank">Installation Instructions</a> | [23 empty] | 5.000 DW |  |  | 1.4000 IN | [89 empty] | 1.000 EA | 1.000 EA | [35 empty] | No | [42 empty] | https://www.lutron.com/TechnicalDocumentLibrary/QS_Reference_List.pdf | [7 empty] | Shelf Stock | [39 empty] | 39122221 | [13 empty] | <a href="https://www.lutron.com/TechnicalDocumentLibrary/3601201A_Commercial_Limited_Warranty.pdf" target="_blank">Warranty Information</a> |  |  |  |  | 0.600 L | [14 empty] | 0 | 0 | 0 | 0 | Lighting Fixtures | 2016-07-15 13:43 | 2024-07-20 11:13 | 0000-00-00 00:00:00 | 2024-07-20 11:13 | 0000-00-00 00:00:00
1 | Lutron Electronics | QSGFP-2TCLA | 4460-4521 | 4460 | 4521 | Lutron Electronics | QSGFP-2TCLA.png | 27557649407 | QSG METAL1 COVER 2 SHADE CLA/TRNSLCNT | GRAFIK Eye QS Faceplate Kit, 2 shade zones, translucent cover in clear anodized aluminum |  | 6.2 | 12.2 |  | QSGFP-2TCLA.png | http://grandbrass.xologic.com/vendors/4460/large/QSGFP-2TCLA.png | [47 empty] | 0 | 0 | 0 | [6 empty] | 0 | 1 | 1 | EA | 1 | Specialty Items | [7 empty] | Aluminum | [19 empty] | Lighting Accessories | [242 empty] | <a href="https://www.lutron.com/TechnicalDocumentLibrary/replacement_kit_install.pdf" target="_blank">Installation Instructions</a> | [23 empty] | 5.000 DW |  |  | 1.4000 IN | [89 empty] | 1.000 EA | 1.000 EA | [35 empty] | No | [42 empty] | https://www.lutron.com/TechnicalDocumentLibrary/QS_Reference_List.pdf | [7 empty] | Shelf Stock | [39 empty] | 39122221 | [13 empty] | <a href="https://www.lutron.com/TechnicalDocumentLibrary/3601201A_Commercial_Limited_Warranty.pdf" target="_blank">Warranty Information</a> |  |  |  |  | 0.600 L | [14 empty] | 0 | 0 | 0 | 0 | Lighting Fixtures | 2016-07-15 13:43 | 2024-07-20 11:12 | 0000-00-00 00:00:00 | 2024-07-20 11:12 | 0000-00-00 00:00:00
1 | Lutron Electronics | QSGFP-2TQB | 4460-4523 | 4460 | 4523 | Lutron Electronics | QSGFP-2TQB.png | 27557649438 | QSG METAL2 COVER 2 SHADE QB/TRNSLCNT | GRAFIK Eye QS Faceplate Kit, 2 shade zones, translucent cover in antique brass |  | 6.2 | 12.2 |  | QSGFP-2TQB.png | http://grandbrass.xologic.com/vendors/4460/large/QSGFP-2TQB.png | [47 empty] | 0 | 0 | 0 | [6 empty] | 0 | 1 | 1 | EA | 1 | Specialty Items | [7 empty] | Brass | [19 empty] | Lighting Accessories | [242 empty] | <a href="https://www.lutron.com/TechnicalDocumentLibrary/replacement_kit_install.pdf" target="_blank">Installation Instructions</a> | [23 empty] | 5.000 DW |  |  | 1.4000 IN | [89 empty] | 1.000 EA | 1.000 EA | [35 empty] | No | [42 empty] | https://www.lutron.com/TechnicalDocumentLibrary/QS_Reference_List.pdf | [7 empty] | Shelf Stock | [39 empty] | 39122221 | [13 empty] | <a href="https://www.lutron.com/TechnicalDocumentLibrary/3601201A_Commercial_Limited_Warranty.pdf" target="_blank">Warranty Information</a> |  |  |  |  | 0.600 L | [14 empty] | 0 | 0 | 0 | 0 | Lighting Fixtures | 2016-07-15 13:43 | 2024-07-20 11:17 | 0000-00-00 00:00:00 | 2024-07-20 11:17 | 0000-00-00 00:00:00
1 | Lutron Electronics | QSGFP-2TQZ | 4460-4525 | 4460 | 4525 | Lutron Electronics | QSGFP-2TQZ.png | 27557649445 | QSG METAL2 COVER 2 SHADE QZ/TRNSLCNT | GRAFIK Eye QS Faceplate Kit, 2 shade zones, translucent cover in antique bronze |  | 6.2 | 12.2 |  | QSGFP-2TQZ.png | http://grandbrass.xologic.com/vendors/4460/large/QSGFP-2TQZ.png | [47 empty] | 0 | 0 | 0 | [6 empty] | 0 | 1 | 1 | EA | 1 | Specialty Items | [7 empty] | Bronze | [19 empty] | Lighting Accessories | [242 empty] | <a href="https://www.lutron.com/TechnicalDocumentLibrary/replacement_kit_install.pdf" target="_blank">Installation Instructions</a> | [23 empty] | 5.000 DW |  |  | 1.4000 IN | [89 empty] | 1.000 EA | 1.000 EA | [35 empty] | No | [42 empty] | https://www.lutron.com/TechnicalDocumentLibrary/QS_Reference_List.pdf | [7 empty] | Shelf Stock | [39 empty] | 39122221 | [13 empty] | <a href="https://www.lutron.com/TechnicalDocumentLibrary/3601201A_Commercial_Limited_Warranty.pdf" target="_blank">Warranty Information</a> |  |  |  |  | 0.600 L | [14 empty] | 0 | 0 | 0 | 0 | Lighting Fixtures | 2016-07-15 13:43 | 2024-07-20 11:12 | 0000-00-00 00:00:00 | 2024-07-20 11:12 | 0000-00-00 00:00:00
1 | Lutron Electronics | QSGFP-2TSB | 4460-4527 | 4460 | 4527 | Lutron Electronics | QSGFP-2TSB.png | 27557649414 | QSG METAL1 COVER 2 SHADE SB/TRNSLCNT | GRAFIK Eye QS Faceplate Kit, 2 shade zones, translucent cover in satin brass anodized aluminum |  | 6.2 | 12.2 |  | QSGFP-2TSB.png | http://grandbrass.xologic.com/vendors/4460/large/QSGFP-2TSB.png | [47 empty] | 0 | 0 | 0 | [6 empty] | 0 | 1 | 1 | EA | 1 | Specialty Items | [7 empty] | Brass | [19 empty] | Lighting Accessories | [242 empty] | <a href="https://www.lutron.com/TechnicalDocumentLibrary/replacement_kit_install.pdf" target="_blank">Installation Instructions</a> | [23 empty] | 5.000 DW |  |  | 1.4000 IN | [89 empty] | 1.000 EA | 1.000 EA | [35 empty] | No | [42 empty] | https://www.lutron.com/TechnicalDocumentLibrary/QS_Reference_List.pdf | [7 empty] | Shelf Stock | [39 empty] | 39122221 | [13 empty] | <a href="https://www.lutron.com/TechnicalDocumentLibrary/3601201A_Commercial_Limited_Warranty.pdf" target="_blank">Warranty Information</a> |  |  |  |  | 0.600 L | [14 empty] | 0 | 0 | 0 | 0 | Lighting Fixtures | 2016-07-15 13:43 | 2024-07-20 11:10 | 0000-00-00 00:00:00 | 2024-07-20 11:10 | 0000-00-00 00:00:00
1 | Lutron Electronics | QSGFP-2TSC | 4460-4529 | 4460 | 4529 | Lutron Electronics | QSGFP-2TSC.png | 27557649421 | QSG METAL1 COVER 2 SHADE SC/TRNSLCNT | GRAFIK Eye QS Faceplate Kit, 2 shade zones, translucent cover in satin chrome |  | 6.2 | 12.2 |  | QSGFP-2TSC.png | http://grandbrass.xologic.com/vendors/4460/large/QSGFP-2TSC.png | [47 empty] | 0 | 0 | 0 | [6 empty] | 0 | 1 | 1 | EA | 1 | Specialty Items | [7 empty] | Chrome | [19 empty] | Lighting Accessories | [242 empty] | <a href="https://www.lutron.com/TechnicalDocumentLibrary/replacement_kit_install.pdf" target="_blank">Installation Instructions</a> | [23 empty] | 5.000 DW |  |  | 1.4000 IN | [89 empty] | 1.000 EA | 1.000 EA | [35 empty] | No | [42 empty] | https://www.lutron.com/TechnicalDocumentLibrary/QS_Reference_List.pdf | [7 empty] | Shelf Stock | [39 empty] | 39122221 | [13 empty] | <a href="https://www.lutron.com/TechnicalDocumentLibrary/3601201A_Commercial_Limited_Warranty.pdf" target="_blank">Warranty Information</a> |  |  |  |  | 0.600 L | [14 empty] | 0 | 0 | 0 | 0 | Lighting Fixtures | 2016-07-15 13:43 | 2024-07-20 11:14 | 0000-00-00 00:00:00 | 2024-07-20 11:14 | 0000-00-00 00:00:00
1 | Lutron Electronics | QSGFP-2TSN | 4460-4531 | 4460 | 4531 | Lutron Electronics | QSGFP-2TSN.png | 27557649469 | QSG METAL2 COVER 2 SHADE SN/TRNSLCNT | GRAFIK Eye QS Faceplate Kit, 2 shade zones, translucent cover in satin nickel |  | 6.2 | 12.2 |  | QSGFP-2TSN.png | http://grandbrass.xologic.com/vendors/4460/large/QSGFP-2TSN.png | [47 empty] | 0 | 0 | 0 | [6 empty] | 0 | 1 | 1 | EA | 1 | Specialty Items | [7 empty] | Nickel | [19 empty] | Lighting Accessories | [242 empty] | <a href="https://www.lutron.com/TechnicalDocumentLibrary/replacement_kit_install.pdf" target="_blank">Installation Instructions</a> | [23 empty] | 5.000 DW |  |  | 1.4000 IN | [89 empty] | 1.000 EA | 1.000 EA | [35 empty] | No | [42 empty] | https://www.lutron.com/TechnicalDocumentLibrary/QS_Reference_List.pdf | [7 empty] | Shelf Stock | [39 empty] | 39122221 | [13 empty] | <a href="https://www.lutron.com/TechnicalDocumentLibrary/3601201A_Commercial_Limited_Warranty.pdf" target="_blank">Warranty Information</a> |  |  |  |  | 0.600 L | [14 empty] | 0 | 0 | 0 | 0 | Lighting Fixtures | 2016-07-15 13:43 | 2024-07-20 11:11 | 0000-00-00 00:00:00 | 2024-07-20 11:11 | 0000-00-00 00:00:00
1 | Lutron Electronics | QSGFP-3BB | 4460-4533 | 4460 | 4533 | Lutron Electronics | QSGFP-3BB.png | 27557660846 | QSG METAL1 COVER 3 SHADE BB | GRAFIK Eye QS Faceplate Kit, 3 shade zones, opaque cover in bright brass |  | 6.1 | 12.2 |  | QSGFP-3BB.png | http://grandbrass.xologic.com/vendors/4460/large/QSGFP-3BB.png | [47 empty] | 0 | 0 | 0 | [6 empty] | 0 | 1 | 1 | EA | 1 | Specialty Items | [7 empty] | Brass | [19 empty] | Lighting Accessories | [242 empty] | <a href="https://www.lutron.com/TechnicalDocumentLibrary/replacement_kit_install.pdf" target="_blank">Installation Instructions</a> | [23 empty] | 5.000 DW |  |  | 1.3000 IN | [89 empty] | 1.000 EA | 1.000 EA | [35 empty] | No | [42 empty] | https://www.lutron.com/TechnicalDocumentLibrary/QS_Reference_List.pdf | [7 empty] | Shelf Stock | [39 empty] | 39122221 | [13 empty] | <a href="https://www.lutron.com/TechnicalDocumentLibrary/3601201A_Commercial_Limited_Warranty.pdf" target="_blank">Warranty Information</a> |  |  |  |  | 0.650 L | [14 empty] | 0 | 0 | 0 | 0 | Lighting Fixtures | 2016-07-15 13:44 | 2024-07-20 11:17 | 0000-00-00 00:00:00 | 2024-07-20 11:17 | 0000-00-00 00:00:00
1 | Lutron Electronics | QSGFP-3BC | 4460-4535 | 4460 | 4535 | Lutron Electronics | QSGFP-3BC.png | 27557660853 | QSG METAL1 COVER 3 SHADE BC | GRAFIK Eye QS Faceplate Kit, 3 shade zones, opaque cover in bright chrome |  | 6.1 | 12.2 |  | QSGFP-3BC.png | http://grandbrass.xologic.com/vendors/4460/large/QSGFP-3BC.png | [47 empty] | 0 | 0 | 0 | [6 empty] | 0 | 1 | 1 | EA | 1 | Specialty Items | [7 empty] | Chrome | [19 empty] | Lighting Accessories | [242 empty] | <a href="https://www.lutron.com/TechnicalDocumentLibrary/replacement_kit_install.pdf" target="_blank">Installation Instructions</a> | [23 empty] | 5.000 DW |  |  | 1.3000 IN | [89 empty] | 1.000 EA | 1.000 EA | [35 empty] | No | [42 empty] | https://www.lutron.com/TechnicalDocumentLibrary/QS_Reference_List.pdf | [7 empty] | Shelf Stock | [39 empty] | 39122221 | [13 empty] | <a href="https://www.lutron.com/TechnicalDocumentLibrary/3601201A_Commercial_Limited_Warranty.pdf" target="_blank">Warranty Information</a> |  |  |  |  | 0.650 L | [14 empty] | 0 | 0 | 0 | 0 | Lighting Fixtures | 2016-07-15 13:44 | 2024-07-20 11:08 | 0000-00-00 00:00:00 | 2024-07-20 11:08 | 0000-00-00 00:00:00
1 | Lutron Electronics | QSGFP-3BLA | 4460-4537 | 4460 | 4537 | Lutron Electronics | QSGFP-3BLA.png | 27557660860 | QSG METAL1 COVER 3 SHADE BLACK ALUM | GRAFIK Eye QS Faceplate Kit, 3 shade zones, opaque cover in black anodized aluminum |  | 6.1 | 12.2 |  | QSGFP-3BLA.png | http://grandbrass.xologic.com/vendors/4460/large/QSGFP-3BLA.png | [47 empty] | 0 | 0 | 0 | [6 empty] | 0 | 1 | 1 | EA | 1 | Specialty Items | [7 empty] | Black | [19 empty] | Lighting Accessories | [242 empty] | <a href="https://www.lutron.com/TechnicalDocumentLibrary/replacement_kit_install.pdf" target="_blank">Installation Instructions</a> | [23 empty] | 5.000 DW |  |  | 1.3000 IN | [89 empty] | 1.000 EA | 1.000 EA | [35 empty] | No | [42 empty] | https://www.lutron.com/TechnicalDocumentLibrary/QS_Reference_List.pdf | [7 empty] | Shelf Stock | [39 empty] | 39122221 | [13 empty] | <a href="https://www.lutron.com/TechnicalDocumentLibrary/3601201A_Commercial_Limited_Warranty.pdf" target="_blank">Warranty Information</a> |  |  |  |  | 0.650 L | [14 empty] | 0 | 0 | 0 | 0 | Lighting Fixtures | 2016-07-15 13:44 | 2024-07-20 11:08 | 0000-00-00 00:00:00 | 2024-07-20 11:08 | 0000-00-00 00:00:00
1 | Lutron Electronics | QSGFP-3BN | 4460-4539 | 4460 | 4539 | Lutron Electronics | QSGFP-3BN.png | 27557660938 | QSG METAL2 COVER 3 SHADE BN | GRAFIK Eye QS Faceplate Kit, 3 shade zones, opaque cover in bright nickel |  | 6.1 | 12.2 |  | QSGFP-3BN.png | http://grandbrass.xologic.com/vendors/4460/large/QSGFP-3BN.png | [47 empty] | 0 | 0 | 0 | [6 empty] | 0 | 1 | 1 | EA | 1 | Specialty Items | [7 empty] | Nickel | [19 empty] | Lighting Accessories | [242 empty] | <a href="https://www.lutron.com/TechnicalDocumentLibrary/replacement_kit_install.pdf" target="_blank">Installation Instructions</a> | [23 empty] | 5.000 DW |  |  | 1.3000 IN | [89 empty] | 1.000 EA | 1.000 EA | [35 empty] | No | [42 empty] | https://www.lutron.com/TechnicalDocumentLibrary/QS_Reference_List.pdf | [7 empty] | Shelf Stock | [39 empty] | 39122221 | [13 empty] | <a href="https://www.lutron.com/TechnicalDocumentLibrary/3601201A_Commercial_Limited_Warranty.pdf" target="_blank">Warranty Information</a> |  |  |  |  | 0.650 L | [14 empty] | 0 | 0 | 0 | 0 | Lighting Fixtures | 2016-07-15 13:44 | 2024-07-20 11:10 | 0000-00-00 00:00:00 | 2024-07-20 11:10 | 0000-00-00 00:00:00
1 | Lutron Electronics | QSGFP-3BRA | 4460-4541 | 4460 | 4541 | Lutron Electronics | QSGFP-3BRA.png | 27557660877 | QSG METAL1 COVER 3 SHADE BRA | GRAFIK Eye QS Faceplate Kit, 3 shade zones, opaque cover in brass anodized aluminum |  | 6.1 | 12.2 |  | QSGFP-3BRA.png | http://grandbrass.xologic.com/vendors/4460/large/QSGFP-3BRA.png | [47 empty] | 0 | 0 | 0 | [6 empty] | 0 | 1 | 1 | EA | 1 | Specialty Items | [7 empty] | Brass | [19 empty] | Lighting Accessories | [242 empty] | <a href="https://www.lutron.com/TechnicalDocumentLibrary/replacement_kit_install.pdf" target="_blank">Installation Instructions</a> | [23 empty] | 5.000 DW |  |  | 1.3000 IN | [89 empty] | 1.000 EA | 1.000 EA | [35 empty] | No | [42 empty] | https://www.lutron.com/TechnicalDocumentLibrary/QS_Reference_List.pdf | [7 empty] | Shelf Stock | [39 empty] | 39122221 | [13 empty] | <a href="https://www.lutron.com/TechnicalDocumentLibrary/3601201A_Commercial_Limited_Warranty.pdf" target="_blank">Warranty Information</a> |  |  |  |  | 0.650 L | [14 empty] | 0 | 0 | 0 | 0 | Lighting Fixtures | 2016-07-15 13:44 | 2024-07-20 11:17 | 0000-00-00 00:00:00 | 2024-07-20 11:17 | 0000-00-00 00:00:00
1 | Lutron Electronics | QSGFP-3CLA | 4460-4543 | 4460 | 4543 | Lutron Electronics | QSGFP-3CLA.png | 27557660884 | QSG METAL1 COVER 3 SHADE CLA | GRAFIK Eye QS Faceplate Kit, 3 shade zones, opaque cover in clear anodized aluminum |  | 6.1 | 12.2 |  | QSGFP-3CLA.png | http://grandbrass.xologic.com/vendors/4460/large/QSGFP-3CLA.png | [47 empty] | 0 | 0 | 0 | [6 empty] | 0 | 1 | 1 | EA | 1 | Specialty Items | [7 empty] | Aluminum | [19 empty] | Lighting Accessories | [242 empty] | <a href="https://www.lutron.com/TechnicalDocumentLibrary/replacement_kit_install.pdf" target="_blank">Installation Instructions</a> | [23 empty] | 5.000 DW |  |  | 1.3000 IN | [89 empty] | 1.000 EA | 1.000 EA | [35 empty] | No | [42 empty] | https://www.lutron.com/TechnicalDocumentLibrary/QS_Reference_List.pdf | [7 empty] | Shelf Stock | [39 empty] | 39122221 | [13 empty] | <a href="https://www.lutron.com/TechnicalDocumentLibrary/3601201A_Commercial_Limited_Warranty.pdf" target="_blank">Warranty Information</a> |  |  |  |  | 0.650 L | [14 empty] | 0 | 0 | 0 | 0 | Lighting Fixtures | 2016-07-15 13:44 | 2024-07-20 11:42 | 0000-00-00 00:00:00 | 2024-07-20 11:42 | 0000-00-00 00:00:00
1 | Lutron Electronics | QSGFP-3QB | 4460-4545 | 4460 | 4545 | Lutron Electronics | QSGFP-3QB.png | 27557660914 | QSG METAL2 COVER 3 SHADE QB | GRAFIK Eye QS Faceplate Kit, 3 shade zones, opaque cover in antique brass |  | 6.1 | 12.2 |  | QSGFP-3QB.png | http://grandbrass.xologic.com/vendors/4460/large/QSGFP-3QB.png | [47 empty] | 0 | 0 | 0 | [6 empty] | 0 | 1 | 1 | EA | 1 | Specialty Items | [7 empty] | Brass | [19 empty] | Lighting Accessories | [242 empty] | <a href="https://www.lutron.com/TechnicalDocumentLibrary/replacement_kit_install.pdf" target="_blank">Installation Instructions</a> | [23 empty] | 5.000 DW |  |  | 1.3000 IN | [89 empty] | 1.000 EA | 1.000 EA | [35 empty] | No | [42 empty] | https://www.lutron.com/TechnicalDocumentLibrary/QS_Reference_List.pdf | [7 empty] | Shelf Stock | [39 empty] | 39122221 | [13 empty] | <a href="https://www.lutron.com/TechnicalDocumentLibrary/3601201A_Commercial_Limited_Warranty.pdf" target="_blank">Warranty Information</a> |  |  |  |  | 0.650 L | [14 empty] | 0 | 0 | 0 | 0 | Lighting Fixtures | 2016-07-15 13:44 | 2024-07-20 11:13 | 0000-00-00 00:00:00 | 2024-07-20 11:13 | 0000-00-00 00:00:00
1 | Lutron Electronics | QSGFP-3QZ | 4460-4547 | 4460 | 4547 | Lutron Electronics | QSGFP-3QZ.png | 27557660921 | QSG METAL2 COVER 3 SHADE QZ | GRAFIK Eye QS Faceplate Kit, 3 shade zones, opaque cover in antique bronze |  | 6.1 | 12.2 |  | QSGFP-3QZ.png | http://grandbrass.xologic.com/vendors/4460/large/QSGFP-3QZ.png | [47 empty] | 0 | 0 | 0 | [6 empty] | 0 | 1 | 1 | EA | 1 | Specialty Items | [7 empty] | Bronze | [19 empty] | Lighting Accessories | [242 empty] | <a href="https://www.lutron.com/TechnicalDocumentLibrary/replacement_kit_install.pdf" target="_blank">Installation Instructions</a> | [23 empty] | 5.000 DW |  |  | 1.3000 IN | [89 empty] | 1.000 EA | 1.000 EA | [35 empty] | No | [42 empty] | https://www.lutron.com/TechnicalDocumentLibrary/QS_Reference_List.pdf | [7 empty] | Shelf Stock | [39 empty] | 39122221 | [13 empty] | <a href="https://www.lutron.com/TechnicalDocumentLibrary/3601201A_Commercial_Limited_Warranty.pdf" target="_blank">Warranty Information</a> |  |  |  |  | 0.650 L | [14 empty] | 0 | 0 | 0 | 0 | Lighting Fixtures | 2016-07-15 13:44 | 2024-07-20 11:14 | 0000-00-00 00:00:00 | 2024-07-20 11:14 | 0000-00-00 00:00:00
1 | Lutron Electronics | QSGFP-3SB | 4460-4549 | 4460 | 4549 | Lutron Electronics | QSGFP-3SB.png | 27557660891 | QSG METAL1 COVER 3 SHADE SB | GRAFIK Eye QS Faceplate Kit, 3 shade zones, opaque cover in satin brass anodized aluminum |  | 6.1 | 12.2 |  | QSGFP-3SB.png | http://grandbrass.xologic.com/vendors/4460/large/QSGFP-3SB.png | [47 empty] | 0 | 0 | 0 | [6 empty] | 0 | 1 | 1 | EA | 1 | Specialty Items | [7 empty] | Brass | [19 empty] | Lighting Accessories | [242 empty] | <a href="https://www.lutron.com/TechnicalDocumentLibrary/replacement_kit_install.pdf" target="_blank">Installation Instructions</a> | [23 empty] | 5.000 DW |  |  | 1.3000 IN | [89 empty] | 1.000 EA | 1.000 EA | [35 empty] | No | [42 empty] | https://www.lutron.com/TechnicalDocumentLibrary/QS_Reference_List.pdf | [7 empty] | Shelf Stock | [39 empty] | 39122221 | [13 empty] | <a href="https://www.lutron.com/TechnicalDocumentLibrary/3601201A_Commercial_Limited_Warranty.pdf" target="_blank">Warranty Information</a> |  |  |  |  | 0.650 L | [14 empty] | 0 | 0 | 0 | 0 | Lighting Fixtures | 2016-07-15 13:44 | 2024-07-20 11:11 | 0000-00-00 00:00:00 | 2024-07-20 11:11 | 0000-00-00 00:00:00
1 | Lutron Electronics | QSGFP-3SC | 4460-4551 | 4460 | 4551 | Lutron Electronics | QSGFP-3SC.png | 27557660907 | QSG METAL1 COVER 3 SHADE SC | GRAFIK Eye QS Faceplate Kit, 3 shade zones, opaque cover in satin chrome |  | 6.1 | 12.2 |  | QSGFP-3SC.png | http://grandbrass.xologic.com/vendors/4460/large/QSGFP-3SC.png | [47 empty] | 0 | 0 | 0 | [6 empty] | 0 | 1 | 1 | EA | 1 | Specialty Items | [7 empty] | Chrome | [19 empty] | Lighting Accessories | [242 empty] | <a href="https://www.lutron.com/TechnicalDocumentLibrary/replacement_kit_install.pdf" target="_blank">Installation Instructions</a> | [23 empty] | 5.000 DW |  |  | 1.3000 IN | [89 empty] | 1.000 EA | 1.000 EA | [35 empty] | No | [42 empty] | https://www.lutron.com/TechnicalDocumentLibrary/QS_Reference_List.pdf | [7 empty] | Shelf Stock | [39 empty] | 39122221 | [13 empty] | <a href="https://www.lutron.com/TechnicalDocumentLibrary/3601201A_Commercial_Limited_Warranty.pdf" target="_blank">Warranty Information</a> |  |  |  |  | 0.650 L | [14 empty] | 0 | 0 | 0 | 0 | Lighting Fixtures | 2016-07-15 13:44 | 2024-07-20 11:12 | 0000-00-00 00:00:00 | 2024-07-20 11:12 | 0000-00-00 00:00:00
1 | Lutron Electronics | QSGFP-3SN | 4460-4553 | 4460 | 4553 | Lutron Electronics | QSGFP-3SN.png | 27557660945 | QSG METAL2 COVER 3 SHADE SN | GRAFIK Eye QS Faceplate Kit, 3 shade zones, opaque cover in satin nickel |  | 6.1 | 12.2 |  | QSGFP-3SN.png | http://grandbrass.xologic.com/vendors/4460/large/QSGFP-3SN.png | [47 empty] | 0 | 0 | 0 | [6 empty] | 0 | 1 | 1 | EA | 1 | Specialty Items | [7 empty] | Nickel | [19 empty] | Lighting Accessories | [242 empty] | <a href="https://www.lutron.com/TechnicalDocumentLibrary/replacement_kit_install.pdf" target="_blank">Installation Instructions</a> | [23 empty] | 5.000 DW |  |  | 1.3000 IN | [89 empty] | 1.000 EA | 1.000 EA | [35 empty] | No | [42 empty] | https://www.lutron.com/TechnicalDocumentLibrary/QS_Reference_List.pdf | [7 empty] | Shelf Stock | [39 empty] | 39122221 | [13 empty] | <a href="https://www.lutron.com/TechnicalDocumentLibrary/3601201A_Commercial_Limited_Warranty.pdf" target="_blank">Warranty Information</a> |  |  |  |  | 0.650 L | [14 empty] | 0 | 0 | 0 | 0 | Lighting Fixtures | 2016-07-15 13:44 | 2024-07-20 11:15 | 0000-00-00 00:00:00 | 2024-07-20 11:15 | 0000-00-00 00:00:00
1 | Lutron Electronics | QSGFP-3TBB | 4460-4555 | 4460 | 4555 | Lutron Electronics | QSGFP-3TBB.png | 27557651646 | QSG METAL1 COVER 3 SHADE BB/TRNSLCNT | GRAFIK Eye QS Faceplate Kit, 3 shade zones, translucent cover in bright brass |  | 6.1 | 12.2 |  | QSGFP-3TBB.png | http://grandbrass.xologic.com/vendors/4460/large/QSGFP-3TBB.png | [47 empty] | 0 | 0 | 0 | [6 empty] | 0 | 1 | 1 | EA | 1 | Specialty Items | [7 empty] | Brass | [19 empty] | Lighting Accessories | [242 empty] | <a href="https://www.lutron.com/TechnicalDocumentLibrary/replacement_kit_install.pdf" target="_blank">Installation Instructions</a> | [23 empty] | 5.000 DW |  |  | 1.3000 IN | [89 empty] | 1.000 EA | 1.000 EA | [35 empty] | No | [42 empty] | https://www.lutron.com/TechnicalDocumentLibrary/QS_Reference_List.pdf | [7 empty] | Shelf Stock | [39 empty] | 39122221 | [13 empty] | <a href="https://www.lutron.com/TechnicalDocumentLibrary/3601201A_Commercial_Limited_Warranty.pdf" target="_blank">Warranty Information</a> |  |  |  |  | 0.650 L | [14 empty] | 0 | 0 | 0 | 0 | Lighting Fixtures | 2016-07-15 13:44 | 2024-07-20 11:14 | 0000-00-00 00:00:00 | 2024-07-20 11:14 | 0000-00-00 00:00:00
1 | Lutron Electronics | QSGFP-3TBC | 4460-4557 | 4460 | 4557 | Lutron Electronics | QSGFP-3TBC.png | 27557651653 | QSG METAL1 COVER 3 SHADE BC/TRNSLCNT | GRAFIK Eye QS Faceplate Kit, 3 shade zones, translucent cover in bright chrome |  | 6.1 | 12.2 |  | QSGFP-3TBC.png | http://grandbrass.xologic.com/vendors/4460/large/QSGFP-3TBC.png | [47 empty] | 0 | 0 | 0 | [6 empty] | 0 | 1 | 1 | EA | 1 | Specialty Items | [7 empty] | Chrome | [19 empty] | Lighting Accessories | [242 empty] | <a href="https://www.lutron.com/TechnicalDocumentLibrary/replacement_kit_install.pdf" target="_blank">Installation Instructions</a> | [23 empty] | 5.000 DW |  |  | 1.3000 IN | [89 empty] | 1.000 EA | 1.000 EA | [35 empty] | No | [42 empty] | https://www.lutron.com/TechnicalDocumentLibrary/QS_Reference_List.pdf | [7 empty] | Shelf Stock | [39 empty] | 39122221 | [13 empty] | <a href="https://www.lutron.com/TechnicalDocumentLibrary/3601201A_Commercial_Limited_Warranty.pdf" target="_blank">Warranty Information</a> |  |  |  |  | 0.650 L | [14 empty] | 0 | 0 | 0 | 0 | Lighting Fixtures | 2016-07-15 13:44 | 2024-07-20 11:13 | 0000-00-00 00:00:00 | 2024-07-20 11:13 | 0000-00-00 00:00:00
1 | Lutron Electronics | QSGFP-3TBLA | 4460-4559 | 4460 | 4559 | Lutron Electronics | QSGFP-3TBLA.png | 27557651660 | QSG METAL1 COVER 3 SHADE BLA/TRNSLCNT | GRAFIK Eye QS Faceplate Kit, 3 shade zones, translucent cover in black anodized aluminum |  | 6.1 | 12.2 |  | QSGFP-3TBLA.png | http://grandbrass.xologic.com/vendors/4460/large/QSGFP-3TBLA.png | [47 empty] | 0 | 0 | 0 | [6 empty] | 0 | 1 | 1 | EA | 1 | Specialty Items | [7 empty] | Black | [19 empty] | Lighting Accessories | [242 empty] | <a href="https://www.lutron.com/TechnicalDocumentLibrary/replacement_kit_install.pdf" target="_blank">Installation Instructions</a> | [23 empty] | 5.000 DW |  |  | 1.3000 IN | [89 empty] | 1.000 EA | 1.000 EA | [35 empty] | No | [42 empty] | https://www.lutron.com/TechnicalDocumentLibrary/QS_Reference_List.pdf | [7 empty] | Shelf Stock | [39 empty] | 39122221 | [13 empty] | <a href="https://www.lutron.com/TechnicalDocumentLibrary/3601201A_Commercial_Limited_Warranty.pdf" target="_blank">Warranty Information</a> |  |  |  |  | 0.650 L | [14 empty] | 0 | 0 | 0 | 0 | Lighting Fixtures | 2016-07-15 13:44 | 2024-07-20 11:08 | 0000-00-00 00:00:00 | 2024-07-20 11:08 | 0000-00-00 00:00:00
1 | Lutron Electronics | QSGFP-3TBN | 4460-4561 | 4460 | 4561 | Lutron Electronics | QSGFP-3TBN.png | 27557651738 | QSG METAL2 COVER 3 SHADE BN/TRNSLCNT | GRAFIK Eye QS Faceplate Kit, 3 shade zones, translucent cover in bright nickel |  | 6.1 | 12.2 |  | QSGFP-3TBN.png | http://grandbrass.xologic.com/vendors/4460/large/QSGFP-3TBN.png | [47 empty] | 0 | 0 | 0 | [6 empty] | 0 | 1 | 1 | EA | 1 | Specialty Items | [7 empty] | Nickel | [19 empty] | Lighting Accessories | [242 empty] | <a href="https://www.lutron.com/TechnicalDocumentLibrary/replacement_kit_install.pdf" target="_blank">Installation Instructions</a> | [23 empty] | 5.000 DW |  |  | 1.3000 IN | [89 empty] | 1.000 EA | 1.000 EA | [35 empty] | No | [42 empty] | https://www.lutron.com/TechnicalDocumentLibrary/QS_Reference_List.pdf | [7 empty] | Shelf Stock | [39 empty] | 39122221 | [13 empty] | <a href="https://www.lutron.com/TechnicalDocumentLibrary/3601201A_Commercial_Limited_Warranty.pdf" target="_blank">Warranty Information</a> |  |  |  |  | 0.650 L | [14 empty] | 0 | 0 | 0 | 0 | Lighting Fixtures | 2016-07-15 13:44 | 2024-07-20 11:13 | 0000-00-00 00:00:00 | 2024-07-20 11:13 | 0000-00-00 00:00:00
1 | Lutron Electronics | QSGFP-3TBRA | 4460-4563 | 4460 | 4563 | Lutron Electronics | QSGFP-3TBRA.png | 27557651677 | QSG METAL1 COVER 3 SHADE BRA/TRNSLCNT | GRAFIK Eye QS Faceplate Kit, 3 shade zones, translucent cover in brass anodized aluminum |  | 6.1 | 12.2 |  | QSGFP-3TBRA.png | http://grandbrass.xologic.com/vendors/4460/large/QSGFP-3TBRA.png | [47 empty] | 0 | 0 | 0 | [6 empty] | 0 | 1 | 1 | EA | 1 | Specialty Items | [7 empty] | Brass | [19 empty] | Lighting Accessories | [242 empty] | <a href="https://www.lutron.com/TechnicalDocumentLibrary/replacement_kit_install.pdf" target="_blank">Installation Instructions</a> | [23 empty] | 5.000 DW |  |  | 1.3000 IN | [89 empty] | 1.000 EA | 1.000 EA | [35 empty] | No | [42 empty] | https://www.lutron.com/TechnicalDocumentLibrary/QS_Reference_List.pdf | [7 empty] | Shelf Stock | [39 empty] | 39122221 | [13 empty] | <a href="https://www.lutron.com/TechnicalDocumentLibrary/3601201A_Commercial_Limited_Warranty.pdf" target="_blank">Warranty Information</a> |  |  |  |  | 0.650 L | [14 empty] | 0 | 0 | 0 | 0 | Lighting Fixtures | 2016-07-15 13:44 | 2024-07-20 11:12 | 0000-00-00 00:00:00 | 2024-07-20 11:12 | 0000-00-00 00:00:00
1 | Lutron Electronics | QSGFP-3TCLA | 4460-4565 | 4460 | 4565 | Lutron Electronics | QSGFP-3TCLA.png | 27557651684 | QSG METAL1 COVER 3 SHADE CLA/TRNSLCNT | GRAFIK Eye QS Faceplate Kit, 3 shade zones, translucent cover in clear anodized aluminum |  | 6.1 | 12.2 |  | QSGFP-3TCLA.png | http://grandbrass.xologic.com/vendors/4460/large/QSGFP-3TCLA.png | [47 empty] | 0 | 0 | 0 | [6 empty] | 0 | 1 | 1 | EA | 1 | Specialty Items | [7 empty] | Aluminum | [19 empty] | Lighting Accessories | [242 empty] | <a href="https://www.lutron.com/TechnicalDocumentLibrary/replacement_kit_install.pdf" target="_blank">Installation Instructions</a> | [23 empty] | 5.000 DW |  |  | 1.3000 IN | [89 empty] | 1.000 EA | 1.000 EA | [35 empty] | No | [42 empty] | https://www.lutron.com/TechnicalDocumentLibrary/QS_Reference_List.pdf | [7 empty] | Shelf Stock | [39 empty] | 39122221 | [13 empty] | <a href="https://www.lutron.com/TechnicalDocumentLibrary/3601201A_Commercial_Limited_Warranty.pdf" target="_blank">Warranty Information</a> |  |  |  |  | 0.650 L | [14 empty] | 0 | 0 | 0 | 0 | Lighting Fixtures | 2016-07-15 13:44 | 2024-07-20 11:17 | 0000-00-00 00:00:00 | 2024-07-20 11:17 | 0000-00-00 00:00:00
1 | Lutron Electronics | QSGFP-3TQB | 4460-4567 | 4460 | 4567 | Lutron Electronics | QSGFP-3TQB.png | 27557651714 | QSG METAL2 COVER 3 SHADE QB/TRNSLCNT | GRAFIK Eye QS Faceplate Kit, 3 shade zones, translucent cover in antique brass |  | 6.1 | 12.2 |  | QSGFP-3TQB.png | http://grandbrass.xologic.com/vendors/4460/large/QSGFP-3TQB.png | [47 empty] | 0 | 0 | 0 | [6 empty] | 0 | 1 | 1 | EA | 1 | Specialty Items | [7 empty] | Brass | [19 empty] | Lighting Accessories | [242 empty] | <a href="https://www.lutron.com/TechnicalDocumentLibrary/replacement_kit_install.pdf" target="_blank">Installation Instructions</a> | [23 empty] | 5.000 DW |  |  | 1.3000 IN | [89 empty] | 1.000 EA | 1.000 EA | [35 empty] | No | [42 empty] | https://www.lutron.com/TechnicalDocumentLibrary/QS_Reference_List.pdf | [7 empty] | Shelf Stock | [39 empty] | 39122221 | [13 empty] | <a href="https://www.lutron.com/TechnicalDocumentLibrary/3601201A_Commercial_Limited_Warranty.pdf" target="_blank">Warranty Information</a> |  |  |  |  | 0.650 L | [14 empty] | 0 | 0 | 0 | 0 | Lighting Fixtures | 2016-07-15 13:45 | 2024-07-20 11:12 | 0000-00-00 00:00:00 | 2024-07-20 11:12 | 0000-00-00 00:00:00
1 | Lutron Electronics | QSGFP-3TQZ | 4460-4569 | 4460 | 4569 | Lutron Electronics | QSGFP-3TQZ.png | 27557651721 | QSG METAL2 COVER 3 SHADE QZ/TRNSLCNT | GRAFIK Eye QS Faceplate Kit, 3 shade zones, translucent cover in antique bronze |  | 6.1 | 12.2 |  | QSGFP-3TQZ.png | http://grandbrass.xologic.com/vendors/4460/large/QSGFP-3TQZ.png | [47 empty] | 0 | 0 | 0 | [6 empty] | 0 | 1 | 1 | EA | 1 | Specialty Items | [7 empty] | Bronze | [19 empty] | Lighting Accessories | [242 empty] | <a href="https://www.lutron.com/TechnicalDocumentLibrary/replacement_kit_install.pdf" target="_blank">Installation Instructions</a> | [23 empty] | 5.000 DW |  |  | 1.3000 IN | [89 empty] | 1.000 EA | 1.000 EA | [35 empty] | No | [42 empty] | https://www.lutron.com/TechnicalDocumentLibrary/QS_Reference_List.pdf | [7 empty] | Shelf Stock | [39 empty] | 39122221 | [13 empty] | <a href="https://www.lutron.com/TechnicalDocumentLibrary/3601201A_Commercial_Limited_Warranty.pdf" target="_blank">Warranty Information</a> |  |  |  |  | 0.650 L | [14 empty] | 0 | 0 | 0 | 0 | Lighting Fixtures | 2016-07-15 13:45 | 2024-07-20 11:10 | 0000-00-00 00:00:00 | 2024-07-20 11:10 | 0000-00-00 00:00:00
1 | Lutron Electronics | QSGFP-3TSB | 4460-4571 | 4460 | 4571 | Lutron Electronics | QSGFP-3TSB.png | 27557651691 | QSG METAL1 COVER 3 SHADE SB/TRNSLCNT | GRAFIK Eye QS Faceplate Kit, 3 shade zones, translucent cover in satin brass anodized aluminum |  | 6.1 | 12.2 |  | QSGFP-3TSB.png | http://grandbrass.xologic.com/vendors/4460/large/QSGFP-3TSB.png | [47 empty] | 0 | 0 | 0 | [6 empty] | 0 | 1 | 1 | EA | 1 | Specialty Items | [7 empty] | Brass | [19 empty] | Lighting Accessories | [242 empty] | <a href="https://www.lutron.com/TechnicalDocumentLibrary/replacement_kit_install.pdf" target="_blank">Installation Instructions</a> | [23 empty] | 5.000 DW |  |  | 1.3000 IN | [89 empty] | 1.000 EA | 1.000 EA | [35 empty] | No | [42 empty] | https://www.lutron.com/TechnicalDocumentLibrary/QS_Reference_List.pdf | [7 empty] | Shelf Stock | [39 empty] | 39122221 | [13 empty] | <a href="https://www.lutron.com/TechnicalDocumentLibrary/3601201A_Commercial_Limited_Warranty.pdf" target="_blank">Warranty Information</a> |  |  |  |  | 0.650 L | [14 empty] | 0 | 0 | 0 | 0 | Lighting Fixtures | 2016-07-15 13:45 | 2024-07-20 11:14 | 0000-00-00 00:00:00 | 2024-07-20 11:14 | 0000-00-00 00:00:00
1 | Lutron Electronics | QSGFP-3TSC | 4460-4573 | 4460 | 4573 | Lutron Electronics | QSGFP-3TSC.png | 27557651707 | QSG METAL1 COVER 3 SHADE SC/TRNSLCNT | GRAFIK Eye QS Faceplate Kit, 3 shade zones, translucent cover in satin chrome |  | 6.1 | 12.2 |  | QSGFP-3TSC.png | http://grandbrass.xologic.com/vendors/4460/large/QSGFP-3TSC.png | [47 empty] | 0 | 0 | 0 | [6 empty] | 0 | 1 | 1 | EA | 1 | Specialty Items | [7 empty] | Chrome | [19 empty] | Lighting Accessories | [242 empty] | <a href="https://www.lutron.com/TechnicalDocumentLibrary/replacement_kit_install.pdf" target="_blank">Installation Instructions</a> | [23 empty] | 5.000 DW |  |  | 1.3000 IN | [89 empty] | 1.000 EA | 1.000 EA | [35 empty] | No | [42 empty] | https://www.lutron.com/TechnicalDocumentLibrary/QS_Reference_List.pdf | [7 empty] | Shelf Stock | [39 empty] | 39122221 | [13 empty] | <a href="https://www.lutron.com/TechnicalDocumentLibrary/3601201A_Commercial_Limited_Warranty.pdf" target="_blank">Warranty Information</a> |  |  |  |  | 0.650 L | [14 empty] | 0 | 0 | 0 | 0 | Lighting Fixtures | 2016-07-15 13:45 | 2024-07-20 11:11 | 0000-00-00 00:00:00 | 2024-07-20 11:11 | 0000-00-00 00:00:00
1 | Lutron Electronics | QSGFP-3TSN | 4460-4575 | 4460 | 4575 | Lutron Electronics | QSGFP-3TSN.png | 27557651745 | QSG METAL2 COVER 3 SHADE SN/TRNSLCNT | GRAFIK Eye QS Faceplate Kit, 3 shade zones, translucent cover in satin nickel |  | 6.1 | 12.2 |  | QSGFP-3TSN.png | http://grandbrass.xologic.com/vendors/4460/large/QSGFP-3TSN.png | [47 empty] | 0 | 0 | 0 | [6 empty] | 0 | 1 | 1 | EA | 1 | Specialty Items | [7 empty] | Nickel | [19 empty] | Lighting Accessories | [242 empty] | <a href="https://www.lutron.com/TechnicalDocumentLibrary/replacement_kit_install.pdf" target="_blank">Installation Instructions</a> | [23 empty] | 5.000 DW |  |  | 1.3000 IN | [89 empty] | 1.000 EA | 1.000 EA | [35 empty] | No | [42 empty] | https://www.lutron.com/TechnicalDocumentLibrary/QS_Reference_List.pdf | [7 empty] | Shelf Stock | [39 empty] | 39122221 | [13 empty] | <a href="https://www.lutron.com/TechnicalDocumentLibrary/3601201A_Commercial_Limited_Warranty.pdf" target="_blank">Warranty Information</a> |  |  |  |  | 0.650 L | [14 empty] | 0 | 0 | 0 | 0 | Lighting Fixtures | 2016-07-15 13:45 | 2024-07-20 11:12 | 0000-00-00 00:00:00 | 2024-07-20 11:12 | 0000-00-00 00:00:00
1 | Lutron Electronics | QSGRJ-3P-TWH | 4460-4606 | 4460 | 4606 | Lutron Electronics | QSGRJ-3P-TWH.png | 27557641432 | 434 MHZ 3 ZONE TRIAC NO SHDE TRANS/ WH | GRAFIK Eye QS Wireless Main Unit, 3-zone, 120-127V or 220-240V, translucent cover |  | 11.1 | 5.8 |  | QSGRJ-3P-TWH.png | http://grandbrass.xologic.com/vendors/4460/large/QSGRJ-3P-TWH.png | [47 empty] | 0 | 0 | 0 | [6 empty] | 0 | 1 | 1 | EA | 1 | Lighting Controls | [7 empty] | White | [19 empty] | Lightswitches | [49 empty] | <a href="https://www.lutron.com/TechnicalDocumentLibrary/GRAFIK%20Eye%20QS%20Brochure%20367-1603%20B.pdf" target="_blank">Manufacturer Brochure</a> | [192 empty] | <a href="https://www.lutron.com/TechnicalDocumentLibrary/QSGRJ-xP_QSGR-xP_English_Install.pdf" target="_blank">Installation Instructions</a> | [23 empty] | 160.000 DW |  |  | 3.1000 IN | [7 empty] | <a href="https://www.lutron.com/TechnicalDocumentLibrary/QS%20Wireless%20Icons.pdf" target="_blank">Line Drawing</a> | [81 empty] | 1.000 EA | 1.000 EA | [35 empty] | No | [42 empty] | https://www.lutron.com/TechnicalDocumentLibrary/369313_ENG.pdf | [7 empty] | Shelf Stock | [39 empty] | 39122232 | [13 empty] | <a href="https://www.lutron.com/TechnicalDocumentLibrary/3601201A_Commercial_Limited_Warranty.pdf" target="_blank">Warranty Information</a> |  |  |  |  | 2.600 L | [14 empty] | 0 | 0 | 0 | 0 | Lighting Fixtures | 2016-07-15 13:46 | 2024-07-20 11:16 | 0000-00-00 00:00:00 | 2024-07-20 11:16 | 0000-00-00 00:00:00
1 | Lutron Electronics | QSGRJ-3P-WH | 4460-4607 | 4460 | 4607 | Lutron Electronics | QSGRJ-3P-WH.png | 27557641425 | QSG 434 MHZ 3 ZONE TRIAC NO SHADE WHITE | GRAFIK Eye QS Wireless Main Unit, 3-zone, 120-127V or 200-240V, opaque cover |  | 11.1 | 5.8 |  | QSGRJ-3P-WH.png | http://grandbrass.xologic.com/vendors/4460/large/QSGRJ-3P-WH.png | [47 empty] | 0 | 0 | 0 | [6 empty] | 0 | 1 | 1 | EA | 1 | Lighting Controls | [7 empty] | White | [19 empty] | Lightswitches | [49 empty] | <a href="https://www.lutron.com/TechnicalDocumentLibrary/GRAFIK%20Eye%20QS%20Brochure%20367-1603%20B.pdf" target="_blank">Manufacturer Brochure</a> | [192 empty] | <a href="https://www.lutron.com/TechnicalDocumentLibrary/QSGRJ-xP_QSGR-xP_English_Install.pdf" target="_blank">Installation Instructions</a> | [23 empty] | 160.000 DW |  |  | 3.1000 IN | [7 empty] | <a href="https://www.lutron.com/TechnicalDocumentLibrary/QS%20Wireless%20Icons.pdf" target="_blank">Line Drawing</a> | [81 empty] | 1.000 EA | 1.000 EA | [35 empty] | No | [42 empty] | https://www.lutron.com/TechnicalDocumentLibrary/369313_ENG.pdf | [7 empty] | Shelf Stock | [39 empty] | 39122232 | [13 empty] | <a href="https://www.lutron.com/TechnicalDocumentLibrary/3601201A_Commercial_Limited_Warranty.pdf" target="_blank">Warranty Information</a> |  |  |  |  | 2.600 L | [14 empty] | 0 | 0 | 0 | 0 | Lighting Fixtures | 2016-07-15 13:46 | 2024-07-20 11:11 | 0000-00-00 00:00:00 | 2024-07-20 11:11 | 0000-00-00 00:00:00 | [6 empty] | White
1 | Lutron Electronics | QSGRJ-3P-1TWH | 4460-4608 | 4460 | 4608 | Lutron Electronics | QSGRJ-3P-1TWH.png | 27557641494 | QSG 434 MHZ 3 ZN TRIAC ONE SHD TRANS/ WH | GRAFIK Eye QS Wireless Main Unit, 3-zone, 120-127V or 220-240V, 1 shade column, translucent cover |  |  |  |  | QSGRJ-3P-1TWH.png | http://grandbrass.xologic.com/vendors/4460/large/QSGRJ-3P-1TWH.png | [47 empty] | 0 | 0 | 0 | [6 empty] | 0 | 1 | 1 | EA | 1 | Lighting Controls | [7 empty] | White | [19 empty] | Lightswitches | [49 empty] | <a href="https://www.lutron.com/TechnicalDocumentLibrary/GRAFIK%20Eye%20QS%20Brochure%20367-1603%20B.pdf" target="_blank">Manufacturer Brochure</a> | [192 empty] | <a href="https://www.lutron.com/TechnicalDocumentLibrary/QSGRJ-xP_QSGR-xP_English_Install.pdf" target="_blank">Installation Instructions</a> | [23 empty] | 160.000 DW | [10 empty] | <a href="https://www.lutron.com/TechnicalDocumentLibrary/QS%20Wireless%20Icons.pdf" target="_blank">Line Drawing</a> | [81 empty] | 1.000 EA | 1.000 EA | [35 empty] | No | [42 empty] | https://www.lutron.com/TechnicalDocumentLibrary/369313_ENG.pdf | [7 empty] | Shelf Stock | [39 empty] | 39122232 | [13 empty] | <a href="https://www.lutron.com/TechnicalDocumentLibrary/3601201A_Commercial_Limited_Warranty.pdf" target="_blank">Warranty Information</a> |  |  |  |  | 0.500 L | [14 empty] | 0 | 0 | 0 | 0 | Lighting Fixtures | 2016-07-15 13:46 | 2024-07-20 11:14 | 0000-00-00 00:00:00 | 2024-07-20 11:14 | 0000-00-00 00:00:00
1 | Lutron Electronics | QSGRJ-3P-1WH | 4460-4609 | 4460 | 4609 | Lutron Electronics | QSGRJ-3P-1WH.png | 27557641487 | QSG 434 MHZ 3 ZONE TRIAC ONE SHADE WHITE | GRAFIK Eye QS Wireless Main Unit, 3-zone, 120-127V or 220-240V, 1 shade column, opaque cover |  | 11 | 2.7 |  | QSGRJ-3P-1WH.png | http://grandbrass.xologic.com/vendors/4460/large/QSGRJ-3P-1WH.png | [47 empty] | 0 | 0 | 0 | [6 empty] | 0 | 1 | 1 | EA | 1 | Lighting Controls | [7 empty] | White | [19 empty] | Lightswitches | [49 empty] | <a href="https://www.lutron.com/TechnicalDocumentLibrary/GRAFIK%20Eye%20QS%20Brochure%20367-1603%20B.pdf" target="_blank">Manufacturer Brochure</a> | [192 empty] | <a href="https://www.lutron.com/TechnicalDocumentLibrary/QSGRJ-xP_QSGR-xP_English_Install.pdf" target="_blank">Installation Instructions</a> | [23 empty] | 160.000 DW |  |  | 5.6000 IN | [7 empty] | <a href="https://www.lutron.com/TechnicalDocumentLibrary/QS%20Wireless%20Icons.pdf" target="_blank">Line Drawing</a> | [81 empty] | 1.000 EA | 1.000 EA | [35 empty] | No | [42 empty] | https://www.lutron.com/TechnicalDocumentLibrary/369313_ENG.pdf | [7 empty] | Shelf Stock | [39 empty] | 39122232 | [13 empty] | <a href="https://www.lutron.com/TechnicalDocumentLibrary/3601201A_Commercial_Limited_Warranty.pdf" target="_blank">Warranty Information</a> |  |  |  |  | 2.750 L | [14 empty] | 0 | 0 | 0 | 0 | Lighting Fixtures | 2016-07-15 13:46 | 2024-07-20 11:11 | 0000-00-00 00:00:00 | 2024-07-20 11:11 | 0000-00-00 00:00:00
1 | Lutron Electronics | QSGRJ-4P-TWH | 4460-4610 | 4460 | 4610 | Lutron Electronics | QSGRJ-4P-TWH.png | 27557641456 | 434 MHZ 4 ZONE TRIAC NO SHADE TRANS/ WH | GRAFIK Eye QS Wireless Main Unit, 4-zone, 120-127V or 220-240V, translucent cover |  | 11.1 | 5.7 |  | QSGRJ-4P-TWH.png | http://grandbrass.xologic.com/vendors/4460/large/QSGRJ-4P-TWH.png | [47 empty] | 0 | 0 | 0 | [6 empty] | 0 | 1 | 1 | EA | 1 | Lighting Controls | [7 empty] | White | [19 empty] | Lightswitches | [49 empty] | <a href="https://www.lutron.com/TechnicalDocumentLibrary/GRAFIK%20Eye%20QS%20Brochure%20367-1603%20B.pdf" target="_blank">Manufacturer Brochure</a> | [192 empty] | <a href="https://www.lutron.com/TechnicalDocumentLibrary/QSGRJ-xP_QSGR-xP_English_Install.pdf" target="_blank">Installation Instructions</a> | [23 empty] | 160.000 DW |  |  | 3.1000 IN | [7 empty] | <a href="https://www.lutron.com/TechnicalDocumentLibrary/QS%20Wireless%20Icons.pdf" target="_blank">Line Drawing</a> | [81 empty] | 1.000 EA | 1.000 EA | [35 empty] | No | [42 empty] | https://www.lutron.com/TechnicalDocumentLibrary/369313_ENG.pdf | [7 empty] | Shelf Stock | [39 empty] | 39122232 | [13 empty] | <a href="https://www.lutron.com/TechnicalDocumentLibrary/3601201A_Commercial_Limited_Warranty.pdf" target="_blank">Warranty Information</a> |  |  |  |  | 2.800 L | [14 empty] | 0 | 0 | 0 | 0 | Lighting Fixtures | 2016-07-15 13:46 | 2024-07-20 11:08 | 0000-00-00 00:00:00 | 2024-07-20 11:08 | 0000-00-00 00:00:00
1 | Lutron Electronics | QSGRJ-4P-WH | 4460-4611 | 4460 | 4611 | Lutron Electronics | QSGRJ-4P-WH.png | 27557641449 | QSG 434 MHZ 4 ZONE TRIAC NO SHADE WHITE | GRAFIK Eye QS Wireless Main Unit, 4-zone, 120-127V or 200-240V, opaque cover |  | 11.1 | 5.7 |  | QSGRJ-4P-WH.png | http://grandbrass.xologic.com/vendors/4460/large/QSGRJ-4P-WH.png | [47 empty] | 0 | 0 | 0 | [6 empty] | 0 | 1 | 1 | EA | 1 | Lighting Controls | [7 empty] | White | [19 empty] | Lightswitches | [49 empty] | <a href="https://www.lutron.com/TechnicalDocumentLibrary/GRAFIK%20Eye%20QS%20Brochure%20367-1603%20B.pdf" target="_blank">Manufacturer Brochure</a> | [192 empty] | <a href="https://www.lutron.com/TechnicalDocumentLibrary/QSGRJ-xP_QSGR-xP_English_Install.pdf" target="_blank">Installation Instructions</a> | [23 empty] | 160.000 DW |  |  | 3.1000 IN | [7 empty] | <a href="https://www.lutron.com/TechnicalDocumentLibrary/QS%20Wireless%20Icons.pdf" target="_blank">Line Drawing</a> | [81 empty] | 1.000 EA | 1.000 EA | [35 empty] | No | [42 empty] | https://www.lutron.com/TechnicalDocumentLibrary/369313_ENG.pdf | [7 empty] | Shelf Stock | [39 empty] | 39122232 | [13 empty] | <a href="https://www.lutron.com/TechnicalDocumentLibrary/3601201A_Commercial_Limited_Warranty.pdf" target="_blank">Warranty Information</a> |  |  |  |  | 2.800 L | [14 empty] | 0 | 0 | 0 | 0 | Lighting Fixtures | 2016-07-15 13:46 | 2024-07-20 11:12 | 0000-00-00 00:00:00 | 2024-07-20 11:12 | 0000-00-00 00:00:00 | [6 empty] | White
1 | Lutron Electronics | QSGRJ-4P-1TWH | 4460-4612 | 4460 | 4612 | Lutron Electronics | QSGRJ-4P-1TWH.png | 27557641517 | QSG 434 MHZ 4 ZN TRIAC ONE SHD TRANS/ WH | GRAFIK Eye QS Wireless Main Unit, 4-zone, 120-127V or 220-240V, 1 shade column, translucent cover |  | 11.1 | 3 |  | QSGRJ-4P-1TWH.png | http://grandbrass.xologic.com/vendors/4460/large/QSGRJ-4P-1TWH.png | [47 empty] | 0 | 0 | 0 | [6 empty] | 0 | 1 | 1 | EA | 1 | Lighting Controls | [7 empty] | White | [19 empty] | Lightswitches | [49 empty] | <a href="https://www.lutron.com/TechnicalDocumentLibrary/GRAFIK%20Eye%20QS%20Brochure%20367-1603%20B.pdf" target="_blank">Manufacturer Brochure</a> | [192 empty] | <a href="https://www.lutron.com/TechnicalDocumentLibrary/QSGRJ-xP_QSGR-xP_English_Install.pdf" target="_blank">Installation Instructions</a> | [23 empty] | 160.000 DW |  |  | 5.7000 IN | [7 empty] | <a href="https://www.lutron.com/TechnicalDocumentLibrary/QS%20Wireless%20Icons.pdf" target="_blank">Line Drawing</a> | [81 empty] | 1.000 EA | 1.000 EA | [35 empty] | No | [42 empty] | https://www.lutron.com/TechnicalDocumentLibrary/369313_ENG.pdf | [7 empty] | Shelf Stock | [39 empty] | 39122232 | [13 empty] | <a href="https://www.lutron.com/TechnicalDocumentLibrary/3601201A_Commercial_Limited_Warranty.pdf" target="_blank">Warranty Information</a> |  |  |  |  | 2.700 L | [14 empty] | 0 | 0 | 0 | 0 | Lighting Fixtures | 2016-07-15 13:46 | 2024-07-20 11:13 | 0000-00-00 00:00:00 | 2024-07-20 11:13 | 0000-00-00 00:00:00
1 | Lutron Electronics | QSGRJ-4P-1WH | 4460-4613 | 4460 | 4613 | Lutron Electronics | QSGRJ-4P-1WH.png | 27557641500 | QSG 434 MHZ 4 ZONE TRIAC ONE SHADE WHITE | GRAFIK Eye QS Wireless Main Unit, 4-zone, 120-127V or 220-240V, 1 shade column, opaque cover |  | 11.25 | 3.1 |  | QSGRJ-4P-1WH.png | http://grandbrass.xologic.com/vendors/4460/large/QSGRJ-4P-1WH.png | [47 empty] | 0 | 0 | 0 | [6 empty] | 0 | 1 | 1 | EA | 1 | Lighting Controls | [7 empty] | White | [19 empty] | Lightswitches | [49 empty] | <a href="https://www.lutron.com/TechnicalDocumentLibrary/GRAFIK%20Eye%20QS%20Brochure%20367-1603%20B.pdf" target="_blank">Manufacturer Brochure</a> | [192 empty] | <a href="https://www.lutron.com/TechnicalDocumentLibrary/QSGRJ-xP_QSGR-xP_English_Install.pdf" target="_blank">Installation Instructions</a> | [23 empty] | 160.000 DW |  |  | 6.0000 IN | [7 empty] | <a href="https://www.lutron.com/TechnicalDocumentLibrary/QS%20Wireless%20Icons.pdf" target="_blank">Line Drawing</a> | [81 empty] | 1.000 EA | 1.000 EA | [35 empty] | No | [42 empty] | https://www.lutron.com/TechnicalDocumentLibrary/369313_ENG.pdf | [7 empty] | Shelf Stock | [39 empty] | 39122232 | [13 empty] | <a href="https://www.lutron.com/TechnicalDocumentLibrary/3601201A_Commercial_Limited_Warranty.pdf" target="_blank">Warranty Information</a> |  |  |  |  | 2.100 L | [14 empty] | 0 | 0 | 0 | 0 | Lighting Fixtures | 2016-07-15 13:46 | 2024-07-20 11:13 | 0000-00-00 00:00:00 | 2024-07-20 11:13 | 0000-00-00 00:00:00
1 | Lutron Electronics | SFSQ-LFH-LA | 4460-4614 | 4460 | 4614 | Lutron Electronics | SFSQ-LF-LA.jpeg?w=1500 | 27557770255 | SKYLARK QUIET FAN / LIGHT | Skylark Fan-Speed Control, Single-pole, quiet 3-speed, 120V/360W light, 1.5A fan, clamshell packaging in light almond |  | 4.1 | 6.1 | [50 empty] | 0 | 0 | 0 | [6 empty] | 0 | 1 | 1 | EA | 1 | Lighting Controls | [7 empty] | Gray | [16 empty] | Traditional |  |  | Lightswitches | [242 empty] | <a href="https://www.lutron.com/TechnicalDocumentLibrary/033203.pdf" target="_blank">Installation Instructions</a> | [23 empty] | 10.000 DW |  |  | 2.8000 IN | [89 empty] | 1.000 EA | 1.000 EA | [35 empty] | No | [42 empty] | https://www.lutron.com/technicaldocumentlibrary/spec%20guide%20volume%201%20with%20addendums.pdf#page=20 | [7 empty] | Shelf Stock | [13 empty] | <a href="https://www.lutron.com/TechnicalDocumentLibrary/368-4493_Page_31.pdf" target="_blank">Tech Drawing</a> | [25 empty] | 39122232 | [6 empty] | <a href="https://www.lutron.com/Education-Training/Tools/Pages/InstallDimmer.aspx?syst=Dimmers+%26+Switches&prodn=Skylark%c2%ae+dimmer" target="_blank">Product Video Clip</a> | [6 empty] | <a href="https://www.lutron.com/TechnicalDocumentLibrary/369-119_Wallbox_Warranty.pdf" target="_blank">Warranty Information</a> |  |  |  |  | 0.300 L | [14 empty] | 0 | 0 | 0 | 0 | Lighting Fixtures | 2016-07-15 13:46 | 2024-07-20 11:14 | 0000-00-00 00:00:00 | 2024-07-20 11:14 | 0000-00-00 00:00:00
4 | Lutron Electronics | NTR-20-TR-BE | 4460-4615 | 4460 | 4615 | Lutron Electronics | NTR-20-TR-BE.jpg | 27557619097 | NT 20A TAMPER RESIST RECP BEIGE | Duplex 20 A receptacle, tamper resistant, 125V/20A in beige |  | 5.3 | 3.9 |  | NTR-20-TR-BE.jpg | http://grandbrass.xologic.com/vendors/4460/large/NTR-20-TR-BE.jpg | [47 empty] | 0 | 0 | 0 | [6 empty] | 0 | 1 | 1 | EA | 1 | Lighting Controls |  |  | Electrical Distribution Equipment |  | Receptacles |  | Electrical Receptacles | White | [19 empty] | Other Lighting Controls | [242 empty] | <a href="https://www.lutron.com/TechnicalDocumentLibrary/0301636.pdf" target="_blank">Installation Instructions</a> | [23 empty] | 15.000 DW |  |  | 5.3000 IN | [7 empty] | <a href="https://www.lutron.com/TechnicalDocumentLibrary/NovaT_Accessories.pdf" target="_blank">Line Drawing</a> | [81 empty] | 1.000 EA | 1.000 EA | [35 empty] | No | [42 empty] | https://assets.lutron.com/a/documents/spec%20guide%20volume%201%20with%20addendums.pdf#page=78 | [7 empty] | Shelf Stock | [13 empty] | <a href="https://www.lutron.com/TechnicalDocumentLibrary/368-4493_Page_20.pdf" target="_blank">Tech Drawing</a> | [25 empty] | 39121406 | [13 empty] | <a href="https://www.lutron.com/TechnicalDocumentLibrary/369-119_Wallbox_Warranty.pdf" target="_blank">Warranty Information</a> |  |  |  |  | 0.480 L | [14 empty] | 0 | 0 | 0 | 0 | Electrical | 2016-07-15 13:46 | 2024-07-20 11:14 | 0000-00-00 00:00:00 | 2025-11-29 02:00 | 0000-00-00 00:00:00 | [6 empty] | Beige
1 | Lutron Electronics | LRF2-DCRB-WH | 4460-4628 | 4460 | 4628 | Lutron Electronics | LRF2-DCRB-WH.jpg | 27557798440 | DAYLIGHT SENSOR 1-WAY | Radio Powr Savr Wireless Daylight Sensor, 434 Hz |  | 2.3 | 4.5 |  | LRF2-DCRB-WH.jpg | http://grandbrass.xologic.com/vendors/4460/large/LRF2-DCRB-WH.jpg | [47 empty] | 0 | 0 | 0 | [6 empty] | 0 | 1 | 1 | EA | 1 | Lighting Controls | [7 empty] | White | [16 empty] | Traditional |  |  | Other Lighting Controls | [49 empty] | <a href="https://www.lutron.com/TechnicalDocumentLibrary/Retrofit%20Solutions%20367-1767.pdf" target="_blank">Manufacturer Brochure</a> | [192 empty] | <a href="https://www.lutron.com/TechnicalDocumentLibrary/041277A.pdf" target="_blank">Installation Instructions</a> | [23 empty] | 10.000 DW |  |  | 2.4000 IN | [89 empty] | 1.000 EA | 1.000 EA | [35 empty] | No | [42 empty] | https://www.lutron.com/TechnicalDocumentLibrary/369262_FRE.pdf | [7 empty] | Shelf Stock | [13 empty] | <a href="https://www.lutron.com/TechnicalDocumentLibrary/369262.pdf" target="_blank">Tech Drawing</a> | [25 empty] | 39122230 | [6 empty] | <a href="https://www.lutron.com/Service-Support/Technical/Pages/UserGuides.aspx" target="_blank">Product Video Clip</a> | [6 empty] | <a href="https://www.lutron.com/TechnicalDocumentLibrary/Sensor_Warranty.pdf" target="_blank">Warranty Information</a> |  |  |  |  | 0.150 L | [14 empty] | 0 | 0 | 0 | 0 | Lighting Fixtures | 2016-07-15 13:46 | 2024-07-20 11:12 | 0000-00-00 00:00:00 | 2024-07-20 11:12 | 0000-00-00 00:00:00 | [6 empty] | White
1 | Lutron Electronics | RD-RD-AL | 4460-4629 | 4460 | 4629 | Lutron Electronics | RD-RD-AL.jpg | 27557770774 | RADIORA2 REMOTE DIMMER ALMOND | RadioRA 2 Remote Dimmer, Multi-location, 120V in almond |  | 2.3 | 4.5 |  | RD-RD-AL.jpg | http://grandbrass.xologic.com/vendors/4460/large/RD-RD-AL.jpg | [47 empty] | 0 | 0 | 0 | [6 empty] | 0 | 1 | 1 | EA | 1 | Specialty Items | [7 empty] | Nickel | [19 empty] | Lighting Accessories | [242 empty] | <a href="https://www.lutron.com/TechnicalDocumentLibrary/044343.pdf" target="_blank">Installation Instructions</a> | [23 empty] | 10.000 DW |  |  | 2.3000 IN | [89 empty] | 1.000 EA | 1.000 EA | [35 empty] | No | [42 empty] | https://www.lutron.com/TechnicalDocumentLibrary/369225_SPA.pdf | [7 empty] | Shelf Stock | [13 empty] | <a href="https://www.lutron.com/TechnicalDocumentLibrary/368-4493_Page_9.pdf" target="_blank">Tech Drawing</a> | [25 empty] | 39122221 | [13 empty] | <a href="https://www.lutron.com/TechnicalDocumentLibrary/043492.pdf" target="_blank">Warranty Information</a> |  |  |  |  | 0.240 L | [14 empty] | 0 | 0 | 0 | 0 | Lighting Fixtures | 2016-07-15 13:46 | 2024-07-20 11:16 | 0000-00-00 00:00:00 | 2024-07-20 11:16 | 0000-00-00 00:00:00 | [6 empty] | Almond
1 | Lutron Electronics | RD-RD-BI | 4460-4631 | 4460 | 4631 | Lutron Electronics | RD-RD-BI.jpg | 27557770798 | RADIORA2 REMOTE DIMMER BISCUIT | RadioRA 2 Remote Dimmer, Multi-location, 120V in biscuit |  | 2.3 | 4.5 |  | RD-RD-BI.jpg | http://grandbrass.xologic.com/vendors/4460/large/RD-RD-BI.jpg | [47 empty] | 0 | 0 | 0 | [6 empty] | 0 | 1 | 1 | EA | 1 | Specialty Items | [7 empty] | Brown | [19 empty] | Lighting Accessories | [242 empty] | <a href="https://www.lutron.com/TechnicalDocumentLibrary/044343.pdf" target="_blank">Installation Instructions</a> | [23 empty] | 10.000 DW |  |  | 2.3000 IN | [89 empty] | 1.000 EA | 1.000 EA | [35 empty] | No | [42 empty] | https://www.lutron.com/TechnicalDocumentLibrary/369225_SPA.pdf | [7 empty] | Shelf Stock | [13 empty] | <a href="https://www.lutron.com/TechnicalDocumentLibrary/368-4493_Page_9.pdf" target="_blank">Tech Drawing</a> | [25 empty] | 39122221 | [13 empty] | <a href="https://www.lutron.com/TechnicalDocumentLibrary/043492.pdf" target="_blank">Warranty Information</a> |  |  |  |  | 0.240 L | [14 empty] | 0 | 0 | 0 | 0 | Lighting Fixtures | 2016-07-15 13:46 | 2024-07-20 11:08 | 0000-00-00 00:00:00 | 2024-07-20 11:08 | 0000-00-00 00:00:00 | [6 empty] | Biscuit
1 | Lutron Electronics | RD-RD-BL | 4460-4632 | 4460 | 4632 | Lutron Electronics | RD-RD-BL.jpg | 27557770804 | RADIORA2 REMOTE DIMMER BLACK | RadioRA 2 Remote Dimmer, Multi-location, 120V in black |  | 2.3 | 4.5 |  | RD-RD-BL.jpg | http://grandbrass.xologic.com/vendors/4460/large/RD-RD-BL.jpg | [47 empty] | 0 | 0 | 0 | [6 empty] | 0 | 1 | 1 | EA | 1 | Specialty Items | [7 empty] | Black | [19 empty] | Lighting Accessories | [242 empty] | <a href="https://www.lutron.com/TechnicalDocumentLibrary/044343.pdf" target="_blank">Installation Instructions</a> | [23 empty] | 10.000 DW |  |  | 2.3000 IN | [89 empty] | 1.000 EA | 1.000 EA | [35 empty] | No | [42 empty] | https://www.lutron.com/TechnicalDocumentLibrary/369225_SPA.pdf | [7 empty] | Shelf Stock | [13 empty] | <a href="https://www.lutron.com/TechnicalDocumentLibrary/368-4493_Page_9.pdf" target="_blank">Tech Drawing</a> | [25 empty] | 39122221 | [13 empty] | <a href="https://www.lutron.com/TechnicalDocumentLibrary/043492.pdf" target="_blank">Warranty Information</a> |  |  |  |  | 0.240 L | [14 empty] | 0 | 0 | 0 | 0 | Lighting Fixtures | 2016-07-15 13:47 | 2024-07-20 11:15 | 0000-00-00 00:00:00 | 2024-07-20 11:15 | 0000-00-00 00:00:00 | [6 empty] | Black
1 | Lutron Electronics | RD-RD-BR | 4460-4633 | 4460 | 4633 | Lutron Electronics | RD-RD-BR.jpg | 27557770811 | RADIORA2 REMOTE DIMMER BROWN | RadioRA 2 Remote Dimmer, Multi-location, 120V in brown |  | 2.3 | 4.5 |  | RD-RD-BR.jpg | http://grandbrass.xologic.com/vendors/4460/large/RD-RD-BR.jpg | [47 empty] | 0 | 0 | 0 | [6 empty] | 0 | 1 | 1 | EA | 1 | Specialty Items | [7 empty] | Brown | [19 empty] | Lighting Accessories | [242 empty] | <a href="https://www.lutron.com/TechnicalDocumentLibrary/044343.pdf" target="_blank">Installation Instructions</a> | [23 empty] | 10.000 DW |  |  | 2.3000 IN | [89 empty] | 1.000 EA | 1.000 EA | [35 empty] | No | [42 empty] | https://www.lutron.com/TechnicalDocumentLibrary/369225_SPA.pdf | [7 empty] | Shelf Stock | [13 empty] | <a href="https://www.lutron.com/TechnicalDocumentLibrary/368-4493_Page_9.pdf" target="_blank">Tech Drawing</a> | [25 empty] | 39122221 | [13 empty] | <a href="https://www.lutron.com/TechnicalDocumentLibrary/043492.pdf" target="_blank">Warranty Information</a> |  |  |  |  | 0.240 L | [14 empty] | 0 | 0 | 0 | 0 | Lighting Fixtures | 2016-07-15 13:47 | 2024-07-20 11:17 | 0000-00-00 00:00:00 | 2024-07-20 11:17 | 0000-00-00 00:00:00 | [6 empty] | Brown
1 | Lutron Electronics | RD-RD-GR | 4460-4637 | 4460 | 4637 | Lutron Electronics | RD-RD-GR.jpg | 27557770859 | RADIORA2 REMOTE DIMMER GRAY | RadioRA 2 Remote Dimmer, Multi-location, 120V in gray |  | 2.3 | 4.5 |  | RD-RD-GR.jpg | http://grandbrass.xologic.com/vendors/4460/large/RD-RD-GR.jpg | [47 empty] | 0 | 0 | 0 | [6 empty] | 0 | 1 | 1 | EA | 1 | Specialty Items | [7 empty] | Gray | [19 empty] | Lighting Accessories | [242 empty] | <a href="https://www.lutron.com/TechnicalDocumentLibrary/044343.pdf" target="_blank">Installation Instructions</a> | [23 empty] | 10.000 DW |  |  | 2.3000 IN | [89 empty] | 1.000 EA | 1.000 EA | [35 empty] | No | [42 empty] | https://www.lutron.com/TechnicalDocumentLibrary/369225_SPA.pdf | [7 empty] | Shelf Stock | [13 empty] | <a href="https://www.lutron.com/TechnicalDocumentLibrary/368-4493_Page_9.pdf" target="_blank">Tech Drawing</a> | [25 empty] | 39122221 | [13 empty] | <a href="https://www.lutron.com/TechnicalDocumentLibrary/043492.pdf" target="_blank">Warranty Information</a> |  |  |  |  | 0.240 L | [14 empty] | 0 | 0 | 0 | 0 | Lighting Fixtures | 2016-07-15 13:47 | 2024-07-20 11:14 | 0000-00-00 00:00:00 | 2024-07-20 11:14 | 0000-00-00 00:00:00 | [6 empty] | Gray
1 | Lutron Electronics | RD-RD-HT | 4460-4639 | 4460 | 4639 | Lutron Electronics | RD-RD-HT.jpg | 27557770873 | RADIORA2 REMOTE DIMMER HOT | RadioRA 2 Remote Dimmer, Multi-location, 120V in hot |  | 2.3 | 4.5 |  | RD-RD-HT.jpg | http://grandbrass.xologic.com/vendors/4460/large/RD-RD-HT.jpg | [47 empty] | 0 | 0 | 0 | [6 empty] | 0 | 1 | 1 | EA | 1 | Specialty Items | [27 empty] | Lighting Accessories | [242 empty] | <a href="https://www.lutron.com/TechnicalDocumentLibrary/044343.pdf" target="_blank">Installation Instructions</a> | [23 empty] | 5.000 DW |  |  | 2.3000 IN | [89 empty] | 1.000 EA | 1.000 EA | [35 empty] | No | [42 empty] | https://www.lutron.com/TechnicalDocumentLibrary/369225_SPA.pdf | [7 empty] | Shelf Stock | [13 empty] | <a href="https://www.lutron.com/TechnicalDocumentLibrary/368-4493_Page_9.pdf" target="_blank">Tech Drawing</a> | [25 empty] | 39122221 | [13 empty] | <a href="https://www.lutron.com/TechnicalDocumentLibrary/043492.pdf" target="_blank">Warranty Information</a> |  |  |  |  | 0.240 L | [14 empty] | 0 | 0 | 0 | 0 | Lighting Fixtures | 2016-07-15 13:47 | 2024-07-20 11:12 | 0000-00-00 00:00:00 | 2024-07-20 11:12 | 0000-00-00 00:00:00
1 | Lutron Electronics | RD-RD-IV | 4460-4640 | 4460 | 4640 | Lutron Electronics | RD-RD-IV.jpg | 27557770880 | RADIORA2 REMOTE DIMMER IVORY | RadioRA 2 Remote Dimmer, Multi-location, 120V in ivory |  | 2.3 | 4.5 |  | RD-RD-IV.jpg | http://grandbrass.xologic.com/vendors/4460/large/RD-RD-IV.jpg | [47 empty] | 0 | 0 | 0 | [6 empty] | 0 | 1 | 1 | EA | 1 | Specialty Items | [7 empty] | White | [19 empty] | Lighting Accessories | [242 empty] | <a href="https://www.lutron.com/TechnicalDocumentLibrary/044343.pdf" target="_blank">Installation Instructions</a> | [23 empty] | 10.000 DW |  |  | 2.3000 IN | [89 empty] | 1.000 EA | 1.000 EA | [35 empty] | No | [42 empty] | https://www.lutron.com/TechnicalDocumentLibrary/369225_SPA.pdf | [7 empty] | Shelf Stock | [13 empty] | <a href="https://www.lutron.com/TechnicalDocumentLibrary/368-4493_Page_9.pdf" target="_blank">Tech Drawing</a> | [25 empty] | 39122221 | [13 empty] | <a href="https://www.lutron.com/TechnicalDocumentLibrary/043492.pdf" target="_blank">Warranty Information</a> |  |  |  |  | 0.240 L | [14 empty] | 0 | 0 | 0 | 0 | Lighting Fixtures | 2016-07-15 13:47 | 2024-07-20 11:13 | 0000-00-00 00:00:00 | 2024-07-20 11:13 | 0000-00-00 00:00:00 | [6 empty] | Ivory
1 | Lutron Electronics | RD-RD-LA | 4460-4641 | 4460 | 4641 | Lutron Electronics | RD-RD-LA.jpg | 27557770897 | RADIORA2 REMOTE DIMMER LIGHT ALMOND | RadioRA 2 Remote Dimmer, Multi-location, 120V in light almond |  | 2.3 | 4.5 |  | RD-RD-LA.jpg | http://grandbrass.xologic.com/vendors/4460/large/RD-RD-LA.jpg | [47 empty] | 0 | 0 | 0 | [6 empty] | 0 | 1 | 1 | EA | 1 | Specialty Items | [27 empty] | Lighting Accessories | [242 empty] | <a href="https://www.lutron.com/TechnicalDocumentLibrary/044343.pdf" target="_blank">Installation Instructions</a> | [23 empty] | 10.000 DW |  |  | 2.3000 IN | [89 empty] | 1.000 EA | 1.000 EA | [35 empty] | No | [42 empty] | https://www.lutron.com/TechnicalDocumentLibrary/369225_SPA.pdf | [7 empty] | Shelf Stock | [13 empty] | <a href="https://www.lutron.com/TechnicalDocumentLibrary/368-4493_Page_9.pdf" target="_blank">Tech Drawing</a> | [25 empty] | 39122221 | [13 empty] | <a href="https://www.lutron.com/TechnicalDocumentLibrary/043492.pdf" target="_blank">Warranty Information</a> |  |  |  |  | 0.240 L | [14 empty] | 0 | 0 | 0 | 0 | Lighting Fixtures | 2016-07-15 13:47 | 2024-07-20 11:13 | 0000-00-00 00:00:00 | 2024-07-20 11:13 | 0000-00-00 00:00:00
1 | Lutron Electronics | RD-RD-MN | 4460-4643 | 4460 | 4643 | Lutron Electronics | RD-RD-MN.jpg | 27557770910 | RADIORA2 REMOTE DIMMER MIDNIGHT | RadioRA 2 Remote Dimmer, Multi-location, 120V in midnight |  | 2.3 | 4.5 |  | RD-RD-MN.jpg | http://grandbrass.xologic.com/vendors/4460/large/RD-RD-MN.jpg | [47 empty] | 0 | 0 | 0 | [6 empty] | 0 | 1 | 1 | EA | 1 | Specialty Items | [27 empty] | Lighting Accessories | [242 empty] | <a href="https://www.lutron.com/TechnicalDocumentLibrary/044343.pdf" target="_blank">Installation Instructions</a> | [23 empty] | 10.000 DW |  |  | 2.3000 IN | [89 empty] | 1.000 EA | 1.000 EA | [35 empty] | No | [42 empty] | https://www.lutron.com/TechnicalDocumentLibrary/369225_SPA.pdf | [7 empty] | Shelf Stock | [13 empty] | <a href="https://www.lutron.com/TechnicalDocumentLibrary/368-4493_Page_9.pdf" target="_blank">Tech Drawing</a> | [25 empty] | 39122221 | [13 empty] | <a href="https://www.lutron.com/TechnicalDocumentLibrary/043492.pdf" target="_blank">Warranty Information</a> |  |  |  |  | 0.240 L | [14 empty] | 0 | 0 | 0 | 0 | Lighting Fixtures | 2016-07-15 13:47 | 2024-07-20 11:16 | 0000-00-00 00:00:00 | 2024-07-20 11:16 | 0000-00-00 00:00:00 | [6 empty] | Midnight
1 | Lutron Electronics | RD-RD-PD | 4460-4646 | 4460 | 4646 | Lutron Electronics | RD-RD-PD.jpg | 27557770941 | RADIORA2 REMOTE DIMMER PALLADIUM | RadioRA 2 Remote Dimmer, Multi-location, 120V in palladium |  | 2.3 | 4.5 |  | RD-RD-PD.jpg | http://grandbrass.xologic.com/vendors/4460/large/RD-RD-PD.jpg | [47 empty] | 0 | 0 | 0 | [6 empty] | 0 | 1 | 1 | EA | 1 | Specialty Items | [27 empty] | Lighting Accessories | [242 empty] | <a href="https://www.lutron.com/TechnicalDocumentLibrary/044343.pdf" target="_blank">Installation Instructions</a> | [23 empty] | 5.000 DW |  |  | 2.3000 IN | [89 empty] | 1.000 EA | 1.000 EA | [35 empty] | No | [42 empty] | https://www.lutron.com/TechnicalDocumentLibrary/369225_SPA.pdf | [7 empty] | Shelf Stock | [13 empty] | <a href="https://www.lutron.com/TechnicalDocumentLibrary/368-4493_Page_9.pdf" target="_blank">Tech Drawing</a> | [25 empty] | 39122221 | [13 empty] | <a href="https://www.lutron.com/TechnicalDocumentLibrary/043492.pdf" target="_blank">Warranty Information</a> |  |  |  |  | 0.240 L | [14 empty] | 0 | 0 | 0 | 0 | Lighting Fixtures | 2016-07-15 13:47 | 2024-07-20 11:14 | 0000-00-00 00:00:00 | 2024-07-20 11:14 | 0000-00-00 00:00:00 | [6 empty] | Palladium
1 | Lutron Electronics | RD-RD-SW | 4460-4650 | 4460 | 4650 | Lutron Electronics | RD-RD-SW.jpg | 27557770989 | RADIORA2 REMOTE DIMMER SNOW | RadioRA 2 Remote Dimmer, Multi-location, 120V in snow |  | 2.3 | 4.5 |  | RD-RD-SW.jpg | http://grandbrass.xologic.com/vendors/4460/large/RD-RD-SW.jpg | [47 empty] | 0 | 0 | 0 | [6 empty] | 0 | 1 | 1 | EA | 1 | Specialty Items | [27 empty] | Lighting Accessories | [242 empty] | <a href="https://www.lutron.com/TechnicalDocumentLibrary/044343.pdf" target="_blank">Installation Instructions</a> | [23 empty] | 5.000 DW |  |  | 2.3000 IN | [89 empty] | 1.000 EA | 1.000 EA | [35 empty] | No | [42 empty] | https://www.lutron.com/TechnicalDocumentLibrary/369225_fre.pdf | [7 empty] | Shelf Stock | [13 empty] | <a href="https://www.lutron.com/TechnicalDocumentLibrary/368-4493_Page_9.pdf" target="_blank">Tech Drawing</a> | [25 empty] | 39122221 | [13 empty] | <a href="https://www.lutron.com/TechnicalDocumentLibrary/043492.pdf" target="_blank">Warranty Information</a> |  |  |  |  | 0.240 L | [14 empty] | 0 | 0 | 0 | 0 | Lighting Fixtures | 2016-07-15 13:47 | 2024-07-20 11:17 | 0000-00-00 00:00:00 | 2024-07-20 11:17 | 0000-00-00 00:00:00 | [6 empty] | Snow
1 | Lutron Electronics | RD-RD-TP | 4460-4652 | 4460 | 4652 | Lutron Electronics | RD-RD-TP.jpg | 27557771009 | RADIORA2 REMOTE DIMMER TAUPE | RadioRA 2 Remote Dimmer, Multi-location, 120V in taupe |  | 2.3 | 4.5 |  | RD-RD-TP.jpg | http://grandbrass.xologic.com/vendors/4460/large/RD-RD-TP.jpg | [47 empty] | 0 | 0 | 0 | [6 empty] | 0 | 1 | 1 | EA | 1 | Specialty Items | [27 empty] | Lighting Accessories | [242 empty] | <a href="https://www.lutron.com/TechnicalDocumentLibrary/044343.pdf" target="_blank">Installation Instructions</a> | [23 empty] | 10.000 DW |  |  | 2.3000 IN | [89 empty] | 1.000 EA | 1.000 EA | [35 empty] | No | [42 empty] | https://www.lutron.com/TechnicalDocumentLibrary/369225_SPA.pdf | [7 empty] | Shelf Stock | [13 empty] | <a href="https://www.lutron.com/TechnicalDocumentLibrary/368-4493_Page_9.pdf" target="_blank">Tech Drawing</a> | [25 empty] | 39122221 | [13 empty] | <a href="https://www.lutron.com/TechnicalDocumentLibrary/043492.pdf" target="_blank">Warranty Information</a> |  |  |  |  | 0.240 L | [14 empty] | 0 | 0 | 0 | 0 | Lighting Fixtures | 2016-07-15 13:47 | 2024-07-20 11:12 | 0000-00-00 00:00:00 | 2024-07-20 11:12 | 0000-00-00 00:00:00 | [6 empty] | Taupe
1 | Lutron Electronics | RD-RD-WH | 4460-4654 | 4460 | 4654 | Lutron Electronics | RD-RD-WH.jpg | 27557771023 | RADIORA2 REMOTE DIMMER WHITE | RadioRA 2 Remote Dimmer, Multi-location, 120V in white |  | 2.3 | 4.5 |  | RD-RD-WH.jpg | http://grandbrass.xologic.com/vendors/4460/large/RD-RD-WH.jpg | [47 empty] | 0 | 0 | 0 | [6 empty] | 0 | 1 | 1 | EA | 1 | Specialty Items | [7 empty] | White | [19 empty] | Lighting Accessories | [242 empty] | <a href="https://www.lutron.com/TechnicalDocumentLibrary/044343.pdf" target="_blank">Installation Instructions</a> | [23 empty] | 5.000 DW |  |  | 2.3000 IN | [89 empty] | 1.000 EA | 1.000 EA | [35 empty] | No | [42 empty] | https://www.lutron.com/TechnicalDocumentLibrary/369225_fre.pdf | [7 empty] | Shelf Stock | [13 empty] | <a href="https://www.lutron.com/TechnicalDocumentLibrary/368-4493_Page_9.pdf" target="_blank">Tech Drawing</a> | [25 empty] | 39122221 | [13 empty] | <a href="https://www.lutron.com/TechnicalDocumentLibrary/043492.pdf" target="_blank">Warranty Information</a> |  |  |  |  | 0.240 L | [14 empty] | 0 | 0 | 0 | 0 | Lighting Fixtures | 2016-07-15 13:47 | 2024-07-20 11:17 | 0000-00-00 00:00:00 | 2024-07-20 11:17 | 0000-00-00 00:00:00 | [6 empty] | White
1 | Lutron Electronics | RD-RS-AL | 4460-4655 | 4460 | 4655 | Lutron Electronics | RD-RS-AL.jpg | 27557771030 | RADIORA2 REMOTE SWITCH ALMOND | RadioRA 2 Remote Switch, Multi-location, 120V in almond |  | 2.3 | 4.5 |  | RD-RS-AL.jpg | http://grandbrass.xologic.com/vendors/4460/large/RD-RS-AL.jpg | [47 empty] | 0 | 0 | 0 | [6 empty] | 0 | 1 | 1 | EA | 1 | Specialty Items | [7 empty] | Nickel | [19 empty] | Lighting Accessories | [242 empty] | <a href="https://www.lutron.com/TechnicalDocumentLibrary/044343.pdf" target="_blank">Installation Instructions</a> | [23 empty] | 10.000 DW |  |  | 2.3000 IN | [89 empty] | 1.000 EA | 1.000 EA | [35 empty] | No | [42 empty] | https://www.lutron.com/TechnicalDocumentLibrary/369225_SPA.pdf | [7 empty] | Shelf Stock | [13 empty] | <a href="https://www.lutron.com/TechnicalDocumentLibrary/368-4493_Page_9.pdf" target="_blank">Tech Drawing</a> | [25 empty] | 39122221 | [13 empty] | <a href="https://www.lutron.com/TechnicalDocumentLibrary/043492.pdf" target="_blank">Warranty Information</a> |  |  |  |  | 0.240 L | [14 empty] | 0 | 0 | 0 | 0 | Lighting Fixtures | 2016-07-15 13:47 | 2024-07-20 11:13 | 0000-00-00 00:00:00 | 2024-07-20 11:13 | 0000-00-00 00:00:00 | [6 empty] | Almond
1 | Lutron Electronics | RD-RS-BI | 4460-4657 | 4460 | 4657 | Lutron Electronics | RD-RS-BI.jpg | 27557771054 | RADIORA2 REMOTE SWITCH BISCUIT | RadioRA 2 Remote Switch, Multi-location, 120V in biscuit |  | 2.3 | 4.5 |  | RD-RS-BI.jpg | http://grandbrass.xologic.com/vendors/4460/large/RD-RS-BI.jpg | [47 empty] | 0 | 0 | 0 | [6 empty] | 0 | 1 | 1 | EA | 1 | Specialty Items | [7 empty] | Brown | [19 empty] | Lighting Accessories | [242 empty] | <a href="https://www.lutron.com/TechnicalDocumentLibrary/044343.pdf" target="_blank">Installation Instructions</a> | [23 empty] | 10.000 DW |  |  | 2.3000 IN | [89 empty] | 1.000 EA | 1.000 EA | [35 empty] | No | [42 empty] | https://www.lutron.com/TechnicalDocumentLibrary/369225_SPA.pdf | [7 empty] | Shelf Stock | [13 empty] | <a href="https://www.lutron.com/TechnicalDocumentLibrary/368-4493_Page_9.pdf" target="_blank">Tech Drawing</a> | [25 empty] | 39122221 | [13 empty] | <a href="https://www.lutron.com/TechnicalDocumentLibrary/043492.pdf" target="_blank">Warranty Information</a> |  |  |  |  | 0.240 L | [14 empty] | 0 | 0 | 0 | 0 | Lighting Fixtures | 2016-07-15 13:47 | 2024-07-20 11:13 | 0000-00-00 00:00:00 | 2024-07-20 11:13 | 0000-00-00 00:00:00 | [6 empty] | Biscuit
1 | Lutron Electronics | RD-RS-BL | 4460-4658 | 4460 | 4658 | Lutron Electronics | RD-RS-BL.jpg | 27557771061 | RADIORA2 REMOTE SWITCH BLACK | RadioRA 2 Remote Switch, Multi-location, 120V in black |  | 2.3 | 4.5 |  | RD-RS-BL.jpg | http://grandbrass.xologic.com/vendors/4460/large/RD-RS-BL.jpg | [47 empty] | 0 | 0 | 0 | [6 empty] | 0 | 1 | 1 | EA | 1 | Specialty Items | [7 empty] | Black | [19 empty] | Lighting Accessories | [242 empty] | <a href="https://www.lutron.com/TechnicalDocumentLibrary/044343.pdf" target="_blank">Installation Instructions</a> | [23 empty] | 10.000 DW |  |  | 2.3000 IN | [89 empty] | 1.000 EA | 1.000 EA | [35 empty] | No | [42 empty] | https://www.lutron.com/TechnicalDocumentLibrary/369225_SPA.pdf | [7 empty] | Shelf Stock | [13 empty] | <a href="https://www.lutron.com/TechnicalDocumentLibrary/368-4493_Page_9.pdf" target="_blank">Tech Drawing</a> | [25 empty] | 39122221 | [13 empty] | <a href="https://www.lutron.com/TechnicalDocumentLibrary/043492.pdf" target="_blank">Warranty Information</a> |  |  |  |  | 0.240 L | [14 empty] | 0 | 0 | 0 | 0 | Lighting Fixtures | 2016-07-15 13:47 | 2024-07-20 11:13 | 0000-00-00 00:00:00 | 2024-07-20 11:13 | 0000-00-00 00:00:00 | [6 empty] | Black
1 | Lutron Electronics | RD-RS-BR | 4460-4659 | 4460 | 4659 | Lutron Electronics | RD-RS-BR.jpg | 27557771078 | RADIORA2 REMOTE SWITCH BROWN | RadioRA 2 Remote Switch, Multi-location, 120V in brown |  | 2.3 | 4.5 |  | RD-RS-BR.jpg | http://grandbrass.xologic.com/vendors/4460/large/RD-RS-BR.jpg | [47 empty] | 0 | 0 | 0 | [6 empty] | 0 | 1 | 1 | EA | 1 | Specialty Items | [7 empty] | Brown | [19 empty] | Lighting Accessories | [242 empty] | <a href="https://www.lutron.com/TechnicalDocumentLibrary/044343.pdf" target="_blank">Installation Instructions</a> | [23 empty] | 10.000 DW |  |  | 2.3000 IN | [89 empty] | 1.000 EA | 1.000 EA | [35 empty] | No | [42 empty] | https://www.lutron.com/TechnicalDocumentLibrary/369225_SPA.pdf | [7 empty] | Shelf Stock | [13 empty] | <a href="https://www.lutron.com/TechnicalDocumentLibrary/368-4493_Page_9.pdf" target="_blank">Tech Drawing</a> | [25 empty] | 39122221 | [13 empty] | <a href="https://www.lutron.com/TechnicalDocumentLibrary/043492.pdf" target="_blank">Warranty Information</a> |  |  |  |  | 0.240 L | [14 empty] | 0 | 0 | 0 | 0 | Lighting Fixtures | 2016-07-15 13:47 | 2024-07-20 11:42 | 0000-00-00 00:00:00 | 2024-07-20 11:42 | 0000-00-00 00:00:00 | [6 empty] | Brown
1 | Lutron Electronics | RD-RS-GR | 4460-4663 | 4460 | 4663 | Lutron Electronics | RD-RS-GR.jpg | 27557771115 | RADIORA2 REMOTE SWITCH GRAY | RadioRA 2 Remote Switch, Multi-location, 120V in gray |  | 2.3 | 4.5 |  | RD-RS-GR.jpg | http://grandbrass.xologic.com/vendors/4460/large/RD-RS-GR.jpg | [47 empty] | 0 | 0 | 0 | [6 empty] | 0 | 1 | 1 | EA | 1 | Specialty Items | [7 empty] | Gray | [19 empty] | Lighting Accessories | [242 empty] | <a href="https://www.lutron.com/TechnicalDocumentLibrary/044343.pdf" target="_blank">Installation Instructions</a> | [23 empty] | 10.000 DW |  |  | 2.3000 IN | [89 empty] | 1.000 EA | 1.000 EA | [35 empty] | No | [42 empty] | https://www.lutron.com/TechnicalDocumentLibrary/369225_SPA.pdf | [7 empty] | Shelf Stock | [13 empty] | <a href="https://www.lutron.com/TechnicalDocumentLibrary/368-4493_Page_9.pdf" target="_blank">Tech Drawing</a> | [25 empty] | 39122221 | [13 empty] | <a href="https://www.lutron.com/TechnicalDocumentLibrary/043492.pdf" target="_blank">Warranty Information</a> |  |  |  |  | 0.240 L | [14 empty] | 0 | 0 | 0 | 0 | Lighting Fixtures | 2016-07-15 13:47 | 2024-07-20 11:10 | 0000-00-00 00:00:00 | 2024-07-20 11:10 | 0000-00-00 00:00:00 | [6 empty] | Gray
1 | Lutron Electronics | RD-RS-HT | 4460-4665 | 4460 | 4665 | Lutron Electronics | RD-RS-HT.jpg | 27557771139 | RADIORA2 REMOTE SWITCH HOT | RadioRA 2 Remote Switch, Multi-location, 120V in hot |  | 2.3 | 4.5 |  | RD-RS-HT.jpg | http://grandbrass.xologic.com/vendors/4460/large/RD-RS-HT.jpg | [47 empty] | 0 | 0 | 0 | [6 empty] | 0 | 1 | 1 | EA | 1 | Specialty Items | [27 empty] | Lighting Accessories | [242 empty] | <a href="https://www.lutron.com/TechnicalDocumentLibrary/044343.pdf" target="_blank">Installation Instructions</a> | [23 empty] | 10.000 DW |  |  | 2.3000 IN | [89 empty] | 1.000 EA | 1.000 EA | [35 empty] | No | [42 empty] | https://www.lutron.com/TechnicalDocumentLibrary/369225_SPA.pdf | [7 empty] | Shelf Stock | [13 empty] | <a href="https://www.lutron.com/TechnicalDocumentLibrary/368-4493_Page_9.pdf" target="_blank">Tech Drawing</a> | [25 empty] | 39122221 | [13 empty] | <a href="https://www.lutron.com/TechnicalDocumentLibrary/043492.pdf" target="_blank">Warranty Information</a> |  |  |  |  | 0.240 L | [14 empty] | 0 | 0 | 0 | 0 | Lighting Fixtures | 2016-07-15 13:48 | 2024-07-20 11:08 | 0000-00-00 00:00:00 | 2024-07-20 11:08 | 0000-00-00 00:00:00
1 | Lutron Electronics | RD-RS-IV | 4460-4666 | 4460 | 4666 | Lutron Electronics | RD-RS-IV.jpg | 27557771146 | RADIORA2 REMOTE SWITCH IVORY | RadioRA 2 Remote Switch, Multi-location, 120V in ivory |  | 2.3 | 4.5 |  | RD-RS-IV.jpg | http://grandbrass.xologic.com/vendors/4460/large/RD-RS-IV.jpg | [47 empty] | 0 | 0 | 0 | [6 empty] | 0 | 1 | 1 | EA | 1 | Specialty Items | [7 empty] | White | [19 empty] | Lighting Accessories | [242 empty] | <a href="https://www.lutron.com/TechnicalDocumentLibrary/044343.pdf" target="_blank">Installation Instructions</a> | [23 empty] | 10.000 DW |  |  | 2.3000 IN | [89 empty] | 1.000 EA | 1.000 EA | [35 empty] | No | [42 empty] | https://www.lutron.com/TechnicalDocumentLibrary/369225_SPA.pdf | [7 empty] | Shelf Stock | [13 empty] | <a href="https://www.lutron.com/TechnicalDocumentLibrary/368-4493_Page_9.pdf" target="_blank">Tech Drawing</a> | [25 empty] | 39122221 | [13 empty] | <a href="https://www.lutron.com/TechnicalDocumentLibrary/043492.pdf" target="_blank">Warranty Information</a> |  |  |  |  | 0.240 L | [14 empty] | 0 | 0 | 0 | 0 | Lighting Fixtures | 2016-07-15 13:48 | 2024-07-20 11:15 | 0000-00-00 00:00:00 | 2024-07-20 11:15 | 0000-00-00 00:00:00 | [6 empty] | Ivory
1 | Lutron Electronics | RD-RS-LA | 4460-4667 | 4460 | 4667 | Lutron Electronics | RD-RS-LA.jpg | 27557771153 | RADIORA2 REMOTE SWITCH LIGHT ALMOND | RadioRA 2 Remote Switch, Multi-location, 120V in light almond |  | 2.3 | 4.5 |  | RD-RS-LA.jpg | http://grandbrass.xologic.com/vendors/4460/large/RD-RS-LA.jpg | [47 empty] | 0 | 0 | 0 | [6 empty] | 0 | 1 | 1 | EA | 1 | Specialty Items | [27 empty] | Lighting Accessories | [242 empty] | <a href="https://www.lutron.com/TechnicalDocumentLibrary/044343.pdf" target="_blank">Installation Instructions</a> | [23 empty] | 10.000 DW |  |  | 2.3000 IN | [89 empty] | 1.000 EA | 1.000 EA | [35 empty] | No | [42 empty] | https://www.lutron.com/TechnicalDocumentLibrary/369225_SPA.pdf | [7 empty] | Shelf Stock | [13 empty] | <a href="https://www.lutron.com/TechnicalDocumentLibrary/368-4493_Page_9.pdf" target="_blank">Tech Drawing</a> | [25 empty] | 39122221 | [13 empty] | <a href="https://www.lutron.com/TechnicalDocumentLibrary/043492.pdf" target="_blank">Warranty Information</a> |  |  |  |  | 0.240 L | [14 empty] | 0 | 0 | 0 | 0 | Lighting Fixtures | 2016-07-15 13:48 | 2024-07-20 11:08 | 0000-00-00 00:00:00 | 2024-07-20 11:08 | 0000-00-00 00:00:00
1 | Lutron Electronics | RD-RS-MN | 4460-4669 | 4460 | 4669 | Lutron Electronics | RD-RS-MN.jpg | 27557771177 | RADIORA2 REMOTE SWITCH MIDNIGHT | RadioRA 2 Remote Switch, Multi-location, 120V in midnight |  | 2.3 | 4.5 |  | RD-RS-MN.jpg | http://grandbrass.xologic.com/vendors/4460/large/RD-RS-MN.jpg | [47 empty] | 0 | 0 | 0 | [6 empty] | 0 | 1 | 1 | EA | 1 | Specialty Items | [27 empty] | Lighting Accessories | [242 empty] | <a href="https://www.lutron.com/TechnicalDocumentLibrary/044343.pdf" target="_blank">Installation Instructions</a> | [23 empty] | 10.000 DW |  |  | 2.3000 IN | [89 empty] | 1.000 EA | 1.000 EA | [35 empty] | No | [42 empty] | https://www.lutron.com/TechnicalDocumentLibrary/369225_SPA.pdf | [7 empty] | Shelf Stock | [13 empty] | <a href="https://www.lutron.com/TechnicalDocumentLibrary/368-4493_Page_9.pdf" target="_blank">Tech Drawing</a> | [25 empty] | 39122221 | [13 empty] | <a href="https://www.lutron.com/TechnicalDocumentLibrary/043492.pdf" target="_blank">Warranty Information</a> |  |  |  |  | 0.240 L | [14 empty] | 0 | 0 | 0 | 0 | Lighting Fixtures | 2016-07-15 13:48 | 2024-07-20 11:15 | 0000-00-00 00:00:00 | 2024-07-20 11:15 | 0000-00-00 00:00:00 | [6 empty] | Midnight
1 | Lutron Electronics | RD-RS-PD | 4460-4672 | 4460 | 4672 | Lutron Electronics | RD-RS-PD.jpg | 27557771207 | RADIORA2 REMOTE SWITCH PALLADIUM | RadioRA 2 Remote Switch, Multi-location, 120V in palladium |  | 2.3 | 4.5 |  | RD-RS-PD.jpg | http://grandbrass.xologic.com/vendors/4460/large/RD-RS-PD.jpg | [47 empty] | 0 | 0 | 0 | [6 empty] | 0 | 1 | 1 | EA | 1 | Specialty Items | [27 empty] | Lighting Accessories | [242 empty] | <a href="https://www.lutron.com/TechnicalDocumentLibrary/044343.pdf" target="_blank">Installation Instructions</a> | [23 empty] | 10.000 DW |  |  | 2.3000 IN | [89 empty] | 1.000 EA | 1.000 EA | [35 empty] | No | [42 empty] | https://www.lutron.com/TechnicalDocumentLibrary/369225_SPA.pdf | [7 empty] | Shelf Stock | [13 empty] | <a href="https://www.lutron.com/TechnicalDocumentLibrary/368-4493_Page_9.pdf" target="_blank">Tech Drawing</a> | [25 empty] | 39122221 | [13 empty] | <a href="https://www.lutron.com/TechnicalDocumentLibrary/043492.pdf" target="_blank">Warranty Information</a> |  |  |  |  | 0.240 L | [14 empty] | 0 | 0 | 0 | 0 | Lighting Fixtures | 2016-07-15 13:48 | 2024-07-20 11:12 | 0000-00-00 00:00:00 | 2024-07-20 11:12 | 0000-00-00 00:00:00 | [6 empty] | Palladium
1 | Lutron Electronics | RD-RS-SW | 4460-4676 | 4460 | 4676 | Lutron Electronics | RD-RS-SW.jpg | 27557771245 | RADIORA2 REMOTE SWITCH SNOW | RadioRA 2 Remote Switch, Multi-location, 120V in snow |  | 2.3 | 4.5 |  | RD-RS-SW.jpg | http://grandbrass.xologic.com/vendors/4460/large/RD-RS-SW.jpg | [47 empty] | 0 | 0 | 0 | [6 empty] | 0 | 1 | 1 | EA | 1 | Specialty Items | [27 empty] | Lighting Accessories | [242 empty] | <a href="https://www.lutron.com/TechnicalDocumentLibrary/044343.pdf" target="_blank">Installation Instructions</a> | [23 empty] | 10.000 DW |  |  | 2.3000 IN | [89 empty] | 1.000 EA | 1.000 EA | [35 empty] | No | [42 empty] | https://www.lutron.com/TechnicalDocumentLibrary/369225_fre.pdf | [7 empty] | Shelf Stock | [13 empty] | <a href="https://www.lutron.com/TechnicalDocumentLibrary/368-4493_Page_9.pdf" target="_blank">Tech Drawing</a> | [25 empty] | 39122221 | [13 empty] | <a href="https://www.lutron.com/TechnicalDocumentLibrary/043492.pdf" target="_blank">Warranty Information</a> |  |  |  |  | 0.240 L | [14 empty] | 0 | 0 | 0 | 0 | Lighting Fixtures | 2016-07-15 13:48 | 2024-07-20 11:15 | 0000-00-00 00:00:00 | 2024-07-20 11:15 | 0000-00-00 00:00:00 | [6 empty] | Snow
1 | Lutron Electronics | RD-RS-TP | 4460-4678 | 4460 | 4678 | Lutron Electronics | RD-RS-TP.jpg | 27557771269 | RADIORA2 REMOTE SWITCH TAUPE | RadioRA 2 Remote Switch, Multi-location, 120V in taupe |  | 2.3 | 4.5 |  | RD-RS-TP.jpg | http://grandbrass.xologic.com/vendors/4460/large/RD-RS-TP.jpg | [47 empty] | 0 | 0 | 0 | [6 empty] | 0 | 1 | 1 | EA | 1 | Specialty Items | [27 empty] | Lighting Accessories | [242 empty] | <a href="https://www.lutron.com/TechnicalDocumentLibrary/044343.pdf" target="_blank">Installation Instructions</a> | [23 empty] | 10.000 DW |  |  | 2.3000 IN | [89 empty] | 1.000 EA | 1.000 EA | [35 empty] | No | [42 empty] | https://www.lutron.com/TechnicalDocumentLibrary/369225_SPA.pdf | [7 empty] | Shelf Stock | [13 empty] | <a href="https://www.lutron.com/TechnicalDocumentLibrary/368-4493_Page_9.pdf" target="_blank">Tech Drawing</a> | [25 empty] | 39122221 | [13 empty] | <a href="https://www.lutron.com/TechnicalDocumentLibrary/043492.pdf" target="_blank">Warranty Information</a> |  |  |  |  | 0.240 L | [14 empty] | 0 | 0 | 0 | 0 | Lighting Fixtures | 2016-07-15 13:48 | 2024-07-20 11:15 | 0000-00-00 00:00:00 | 2024-07-20 11:15 | 0000-00-00 00:00:00 | [6 empty] | Taupe
1 | Lutron Electronics | RD-RS-WH | 4460-4680 | 4460 | 4680 | Lutron Electronics | RD-RS-WH.jpg | 27557771283 | RADIORA2 REMOTE SWITCH WHITE | RadioRA 2 Remote Switch, Multi-location, 120V in white |  | 2.3 | 4.5 |  | RD-RS-WH.jpg | http://grandbrass.xologic.com/vendors/4460/large/RD-RS-WH.jpg | [47 empty] | 0 | 0 | 0 | [6 empty] | 0 | 1 | 1 | EA | 1 | Specialty Items | [7 empty] | White | [19 empty] | Lighting Accessories | [242 empty] | <a href="https://www.lutron.com/TechnicalDocumentLibrary/044343.pdf" target="_blank">Installation Instructions</a> | [23 empty] | 10.000 DW |  |  | 2.3000 IN | [89 empty] | 1.000 EA | 1.000 EA | [35 empty] | No | [42 empty] | https://www.lutron.com/TechnicalDocumentLibrary/369225_fre.pdf | [7 empty] | Shelf Stock | [13 empty] | <a href="https://www.lutron.com/TechnicalDocumentLibrary/368-4493_Page_9.pdf" target="_blank">Tech Drawing</a> | [25 empty] | 39122221 | [13 empty] | <a href="https://www.lutron.com/TechnicalDocumentLibrary/043492.pdf" target="_blank">Warranty Information</a> |  |  |  |  | 0.240 L | [14 empty] | 0 | 0 | 0 | 0 | Lighting Fixtures | 2016-07-15 13:48 | 2024-07-20 11:08 | 0000-00-00 00:00:00 | 2024-07-20 11:08 | 0000-00-00 00:00:00 | [6 empty] | White
4 | Lutron Electronics | RR-AUX-REP-WH | 4460-4681 | 4460 | 4681 | Lutron Electronics | RR-AUX-REP-WH.jpg | 27557774666 | RADIORA2 AUX REPEATER | RadioRA 2 Enhancement and Interface, 120V auxiliary repeater |  | 7 | 2.5 |  | RR-AUX-REP-WH.jpg | http://grandbrass.xologic.com/vendors/4460/large/RR-AUX-REP-WH.jpg | [47 empty] | 0 | 0 | 0 | [6 empty] | 0 | 1 | 1 | EA | 1 | Specialty Items |  |  | Control And Automation |  | Programmable Control |  | Programmable Logic Controller Accessories | White | [19 empty] | Other Specialty Items | [242 empty] | <a href="https://www.lutron.com/TechnicalDocumentLibrary/044-160c.pdf" target="_blank">Installation Instructions</a> | [23 empty] | 20.000 DW |  |  | 9.3000 IN | [89 empty] | 1.000 EA | 1.000 EA | [35 empty] | No | [42 empty] | https://www.lutron.com/TechnicalDocumentLibrary/369227_ENG.pdf | [7 empty] | Shelf Stock | [39 empty] | 32151703 | [13 empty] | <a href="https://www.lutron.com/TechnicalDocumentLibrary/043492.pdf" target="_blank">Warranty Information</a> |  |  |  |  | 0.950 L | [14 empty] | 0 | 0 | 0 | 0 | Electrical | 2016-07-15 13:48 | 2024-07-20 11:13 | 0000-00-00 00:00:00 | 2025-11-29 02:00 | 0000-00-00 00:00:00 | [6 empty] | White
1 | Lutron Electronics | RR-T10RL-MN | 4460-4683 | 4460 | 4683 | Lutron Electronics | RR-T10RL-MN.jpg | 27557774505 | RADIORA2 LGE 10 BUTTON TT R/L KEYPAD MN | Lutron RadioRA 2 Tabletop Designer Keypad, 10 button with Raise/Lower, All On and All Off - Midnight |  | 2.5 | 6.9 |  | RR-T10RL-MN.jpg | http://grandbrass.xologic.com/vendors/4460/large/RR-T10RL-MN.jpg | [47 empty] | 0 | 0 | 0 | [6 empty] | 0 | 1 | 1 | EA | 1 | Lighting Controls | [27 empty] | Other Lighting Controls | [242 empty] | <a href="https://www.lutron.com/TechnicalDocumentLibrary/044-164b.pdf" target="_blank">Installation Instructions</a> | [23 empty] | 10.000 DW |  |  | 9.3000 IN | [89 empty] | 1.000 EA | 1.000 EA | [35 empty] | No | [42 empty] | https://www.lutron.com/TechnicalDocumentLibrary/369222_ENG.pdf | [7 empty] | Shelf Stock | [39 empty] | 52161525 | [6 empty] | <a href="https://lutron.widen.net/content/4y4cm6o0wa/mp4/RadioRA-3-Processor-Video.mp4?w=2048" target="_blank">Product Video Clip</a> | [6 empty] | <a href="https://www.lutron.com/TechnicalDocumentLibrary/043492.pdf" target="_blank">Warranty Information</a> |  |  |  |  | 1.100 L | [14 empty] | 0 | 0 | 0 | 0 | Lighting Fixtures | 2016-07-15 13:48 | 2024-07-20 11:15 | 0000-00-00 00:00:00 | 2024-07-20 11:15 | 0000-00-00 00:00:00 | [6 empty] | Midnight
1 | Lutron Electronics | RR-T10RL-SW | 4460-4684 | 4460 | 4684 | Lutron Electronics | RR-T10RL-SW.jpg | 27557774499 | RADIORA2 LG 10 BUTTON TT R/L KEYPAD SW | Lutron RadioRA 2 Tabletop Designer Keypad, 10 button with Raise/Lower, All On and All Off - Snow |  | 6.9 | 2.6 |  | RR-T10RL-SW.jpg | http://grandbrass.xologic.com/vendors/4460/large/RR-T10RL-SW.jpg | [47 empty] | 0 | 0 | 0 | [6 empty] | 0 | 1 | 1 | EA | 1 | Lighting Controls | [27 empty] | Other Lighting Controls | [242 empty] | <a href="https://www.lutron.com/TechnicalDocumentLibrary/044-164b.pdf" target="_blank">Installation Instructions</a> | [23 empty] | 10.000 DW |  |  | 9.3000 IN | [89 empty] | 1.000 EA | 1.000 EA | [35 empty] | No | [42 empty] | https://www.lutron.com/TechnicalDocumentLibrary/369222_ENG.pdf | [7 empty] | Shelf Stock | [39 empty] | 52161525 | [6 empty] | <a href="https://lutron.widen.net/content/4y4cm6o0wa/mp4/RadioRA-3-Processor-Video.mp4?w=2048" target="_blank">Product Video Clip</a> | [6 empty] | <a href="https://www.lutron.com/TechnicalDocumentLibrary/043492.pdf" target="_blank">Warranty Information</a> |  |  |  |  | 0.900 L | [14 empty] | 0 | 0 | 0 | 0 | Lighting Fixtures | 2016-07-15 13:48 | 2024-07-20 11:13 | 0000-00-00 00:00:00 | 2024-07-20 11:13 | 0000-00-00 00:00:00 | [6 empty] | Snow
1 | Lutron Electronics | RR-T15RL-MN | 4460-4685 | 4460 | 4685 | Lutron Electronics | RR-T15RL-MN.jpg | 27557774529 | RADIORA2 LGE 15 BUTTON TT R/L KEYPAD MN | Lutron RadioRA 2 Tabletop Designer Keypad, 15 button with Raise/Lower, All On and All Off - Midnight |  | 9.1 | 6.9 |  | RR-T15RL-MN.jpg | http://grandbrass.xologic.com/vendors/4460/large/RR-T15RL-MN.jpg | [47 empty] | 0 | 0 | 0 | [6 empty] | 0 | 1 | 1 | EA | 1 | Lighting Controls | [27 empty] | Other Lighting Controls | [242 empty] | <a href="https://www.lutron.com/TechnicalDocumentLibrary/044-164b.pdf" target="_blank">Installation Instructions</a> | [23 empty] | 10.000 DW |  |  | 2.5000 IN | [89 empty] | 1.000 EA | 1.000 EA | [35 empty] | No | [42 empty] | https://www.lutron.com/TechnicalDocumentLibrary/369222_ENG.pdf | [7 empty] | Shelf Stock | [39 empty] | 52161525 | [6 empty] | <a href="https://lutron.widen.net/content/4y4cm6o0wa/mp4/RadioRA-3-Processor-Video.mp4?w=2048" target="_blank">Product Video Clip</a> | [6 empty] | <a href="https://www.lutron.com/TechnicalDocumentLibrary/043492.pdf" target="_blank">Warranty Information</a> |  |  |  |  | 0.850 L | [14 empty] | 0 | 0 | 0 | 0 | Lighting Fixtures | 2016-07-15 13:48 | 2024-07-20 11:42 | 0000-00-00 00:00:00 | 2024-07-20 11:42 | 0000-00-00 00:00:00 | [6 empty] | Midnight
1 | Lutron Electronics | RR-T15RL-SW | 4460-4686 | 4460 | 4686 | Lutron Electronics | RR-T15RL-SW.jpg | 27557774512 | RADIORA2 LG 15 BUTTON TT R/L KEYPAD SW | Lutron RadioRA 2 Tabletop Designer Keypad, 15 button with Raise/Lower, All On and All Off - Snow |  | 9.1 | 6.9 |  | RR-T15RL-SW.jpg | http://grandbrass.xologic.com/vendors/4460/large/RR-T15RL-SW.jpg | [47 empty] | 0 | 0 | 0 | [6 empty] | 0 | 1 | 1 | EA | 1 | Lighting Controls | [27 empty] | Other Lighting Controls | [242 empty] | <a href="https://www.lutron.com/TechnicalDocumentLibrary/044-164b.pdf" target="_blank">Installation Instructions</a> | [23 empty] | 10.000 DW |  |  | 2.5000 IN | [89 empty] | 1.000 EA | 1.000 EA | [35 empty] | No | [42 empty] | https://www.lutron.com/TechnicalDocumentLibrary/369222_ENG.pdf | [7 empty] | Shelf Stock | [39 empty] | 52161525 | [6 empty] | <a href="https://lutron.widen.net/content/4y4cm6o0wa/mp4/RadioRA-3-Processor-Video.mp4?w=2048" target="_blank">Product Video Clip</a> | [6 empty] | <a href="https://www.lutron.com/TechnicalDocumentLibrary/043492.pdf" target="_blank">Warranty Information</a> |  |  |  |  | 0.850 L | [14 empty] | 0 | 0 | 0 | 0 | Lighting Fixtures | 2016-07-15 13:48 | 2024-07-20 11:42 | 0000-00-00 00:00:00 | 2024-07-20 11:42 | 0000-00-00 00:00:00 | [6 empty] | Snow
1 | Lutron Electronics | RR-T5RL-MN | 4460-4687 | 4460 | 4687 | Lutron Electronics | RR-T5RL-MN.jpg | 27557774482 | RADIORA2 LARGE 5 BUTTON TT R/L KEYPAD MN | Lutron RadioRA 2 Tabletop Designer Keypad, 5 button with Raise/Lower, All On and All Off - Midnight |  | 9.2 | 7.1 |  | RR-T5RL-MN.jpg | http://grandbrass.xologic.com/vendors/4460/large/RR-T5RL-MN.jpg | [47 empty] | 0 | 0 | 0 | [6 empty] | 0 | 1 | 1 | EA | 1 | Lighting Controls | [27 empty] | Other Lighting Controls | [242 empty] | <a href="https://www.lutron.com/TechnicalDocumentLibrary/044-164b.pdf" target="_blank">Installation Instructions</a> | [23 empty] | 10.000 DW |  |  | 2.5000 IN | [89 empty] | 1.000 EA | 1.000 EA | [35 empty] | No | [42 empty] | https://www.lutron.com/TechnicalDocumentLibrary/369222_ENG.pdf | [7 empty] | Shelf Stock | [39 empty] | 52161525 | [6 empty] | <a href="https://lutron.widen.net/content/4y4cm6o0wa/mp4/RadioRA-3-Processor-Video.mp4?w=2048" target="_blank">Product Video Clip</a> | [6 empty] | <a href="https://www.lutron.com/TechnicalDocumentLibrary/043492.pdf" target="_blank">Warranty Information</a> |  |  |  |  | 1.000 L | [14 empty] | 0 | 0 | 0 | 0 | Lighting Fixtures | 2016-07-15 13:48 | 2024-07-20 11:11 | 0000-00-00 00:00:00 | 2024-07-20 11:11 | 0000-00-00 00:00:00 | [6 empty] | Midnight
1 | Lutron Electronics | RR-T5RL-SW | 4460-4688 | 4460 | 4688 | Lutron Electronics | RR-T5RL-SW.jpg | 27557774475 | RADIORA2 LARGE 5 BUTTON TT R/L KEYPAD SW | Lutron RadioRA 2 Tabletop Designer Keypad, 5 button with Raise/Lower, All On and All Off - Snow |  | 9.2 | 7.1 |  | RR-T5RL-SW.jpg | http://grandbrass.xologic.com/vendors/4460/large/RR-T5RL-SW.jpg | [47 empty] | 0 | 0 | 0 | [6 empty] | 0 | 1 | 1 | EA | 1 | Lighting Controls | [27 empty] | Other Lighting Controls | [242 empty] | <a href="https://www.lutron.com/TechnicalDocumentLibrary/044-164b.pdf" target="_blank">Installation Instructions</a> | [23 empty] | 10.000 DW |  |  | 2.5000 IN | [89 empty] | 1.000 EA | 1.000 EA | [35 empty] | No | [42 empty] | https://www.lutron.com/TechnicalDocumentLibrary/369222_ENG.pdf | [7 empty] | Shelf Stock | [39 empty] | 52161525 | [6 empty] | <a href="https://lutron.widen.net/content/4y4cm6o0wa/mp4/RadioRA-3-Processor-Video.mp4?w=2048" target="_blank">Product Video Clip</a> | [6 empty] | <a href="https://www.lutron.com/TechnicalDocumentLibrary/043492.pdf" target="_blank">Warranty Information</a> |  |  |  |  | 1.000 L | [14 empty] | 0 | 0 | 0 | 0 | Lighting Fixtures | 2016-07-15 13:48 | 2024-07-20 11:16 | 0000-00-00 00:00:00 | 2024-07-20 11:16 | 0000-00-00 00:00:00 | [6 empty] | Snow
1 | Lutron Electronics | RR-VCRX-WH | 4460-4689 | 4460 | 4689 | Lutron Electronics | RR-VCRX-WH.jpg | 27557774673 | RADIORA2 VISOR CONTROL | RadioRA 2 Car visor receiver unit, 120V |  | 6.9 | 2.5 |  | RR-VCRX-WH.jpg | http://grandbrass.xologic.com/vendors/4460/large/RR-VCRX-WH.jpg | [47 empty] | 0 | 0 | 0 | [6 empty] | 0 | 1 | 1 | EA | 1 | Lighting Controls | [7 empty] | White | [19 empty] | Other Lighting Controls | [242 empty] | <a href="https://www.lutron.com/TechnicalDocumentLibrary/HWQS_Visor_Control_043363a.pdf" target="_blank">Installation Instructions</a> | [23 empty] | 10.000 DW |  |  | 9.3000 IN | [89 empty] | 1.000 EA | 1.000 EA | [35 empty] | No | [42 empty] | https://www.lutron.com/TechnicalDocumentLibrary/369224_ENG.pdf | [7 empty] | Shelf Stock | [39 empty] | 32101670 | [13 empty] | <a href="https://www.lutron.com/TechnicalDocumentLibrary/043492.pdf" target="_blank">Warranty Information</a> |  |  |  |  | 1.000 L | [14 empty] | 0 | 0 | 0 | 0 | Lighting Fixtures | 2016-07-15 13:48 | 2024-07-20 11:15 | 0000-00-00 00:00:00 | 2024-07-20 11:15 | 0000-00-00 00:00:00 | [6 empty] | White
1 | Lutron Electronics | RRD-W1RLD-AL | 4460-4716 | 4460 | 4716 | Lutron Electronics | RRD-W1RLD-WH_lo.jpg | 27557773140 | RADIORA2 1RLD WALL KEYPAD ALMOND | Lutron RadioRA 2 seeTouch Wall Mount Designer Keypad, Dual Group with 1 Raise/Lower - Almond |  | 5.3 | 3.9 |  | RRD-W1RLD-WH_lo.jpg | http://grandbrass.xologic.com/vendors/4460/large/RRD-W1RLD-WH_lo.jpg | [47 empty] | 0 | 0 | 0 | [6 empty] | 0 | 1 | 1 | EA | 1 | Lighting Controls | [7 empty] | Nickel | [19 empty] | Other Lighting Controls | [242 empty] | <a href="https://www.lutron.com/TechnicalDocumentLibrary/044352.pdf" target="_blank">Installation Instructions</a> | [23 empty] | 25.000 DW |  |  | 5.3000 IN | [89 empty] | 1.000 EA | 1.000 EA | [35 empty] | No | [42 empty] | https://www.lutron.com/TechnicalDocumentLibrary/369221_ENG.pdf | [7 empty] | Shelf Stock | [39 empty] | 52161525 | [6 empty] | <a href="https://lutron.widen.net/content/4y4cm6o0wa/mp4/RadioRA-3-Processor-Video.mp4?w=2048" target="_blank">Product Video Clip</a> | [6 empty] | <a href="https://www.lutron.com/TechnicalDocumentLibrary/043492.pdf" target="_blank">Warranty Information</a> |  |  |  |  | 0.400 L | [14 empty] | 0 | 0 | 0 | 0 | Lighting Fixtures | 2016-07-15 13:49 | 2024-07-20 11:42 | 0000-00-00 00:00:00 | 2024-07-20 11:42 | 0000-00-00 00:00:00 | [6 empty] | Almond
1 | Lutron Electronics | RRD-W1RLD-BI | 4460-4718 | 4460 | 4718 | Lutron Electronics | RRD-W1RLD-WH_lo.jpg | 27557773164 | RADIORA2 1RLD WALL KEYPAD BISCUIT | Lutron RadioRA 2 seeTouch Wall Mount Designer Keypad, Dual Group with 1 Raise/Lower - Biscuit |  | 5.3 | 3.9 |  | RRD-W1RLD-WH_lo.jpg | http://grandbrass.xologic.com/vendors/4460/large/RRD-W1RLD-WH_lo.jpg | [47 empty] | 0 | 0 | 0 | [6 empty] | 0 | 1 | 1 | EA | 1 | Lighting Controls | [7 empty] | Brown | [19 empty] | Other Lighting Controls | [242 empty] | <a href="https://www.lutron.com/TechnicalDocumentLibrary/044352.pdf" target="_blank">Installation Instructions</a> | [23 empty] | 25.000 DW |  |  | 5.3000 IN | [89 empty] | 1.000 EA | 1.000 EA | [35 empty] | No | [42 empty] | https://www.lutron.com/TechnicalDocumentLibrary/369221_ENG.pdf | [7 empty] | Shelf Stock | [39 empty] | 52161525 | [6 empty] | <a href="https://lutron.widen.net/content/4y4cm6o0wa/mp4/RadioRA-3-Processor-Video.mp4?w=2048" target="_blank">Product Video Clip</a> | [6 empty] | <a href="https://www.lutron.com/TechnicalDocumentLibrary/043492.pdf" target="_blank">Warranty Information</a> |  |  |  |  | 0.400 L | [14 empty] | 0 | 0 | 0 | 0 | Lighting Fixtures | 2016-07-15 13:49 | 2024-07-20 11:12 | 0000-00-00 00:00:00 | 2024-07-20 11:12 | 0000-00-00 00:00:00 | [6 empty] | Biscuit
1 | Lutron Electronics | RRD-W1RLD-BL | 4460-4719 | 4460 | 4719 | Lutron Electronics | RRD-W1RLD-WH_lo.jpg | 27557773171 | RADIORA2 1RLD WALL KEYPAD BLACK | Lutron RadioRA 2 seeTouch Wall Mount Designer Keypad, Dual Group with 1 Raise/Lower - Black |  | 5.3 | 3.9 |  | RRD-W1RLD-WH_lo.jpg | http://grandbrass.xologic.com/vendors/4460/large/RRD-W1RLD-WH_lo.jpg | [47 empty] | 0 | 0 | 0 | [6 empty] | 0 | 1 | 1 | EA | 1 | Lighting Controls | [7 empty] | Black | [19 empty] | Other Lighting Controls | [242 empty] | <a href="https://www.lutron.com/TechnicalDocumentLibrary/044352.pdf" target="_blank">Installation Instructions</a> | [23 empty] | 25.000 DW |  |  | 5.3000 IN | [89 empty] | 1.000 EA | 1.000 EA | [35 empty] | No | [42 empty] | https://www.lutron.com/TechnicalDocumentLibrary/369221_ENG.pdf | [7 empty] | Shelf Stock | [39 empty] | 52161525 | [6 empty] | <a href="https://lutron.widen.net/content/4y4cm6o0wa/mp4/RadioRA-3-Processor-Video.mp4?w=2048" target="_blank">Product Video Clip</a> | [6 empty] | <a href="https://www.lutron.com/TechnicalDocumentLibrary/043492.pdf" target="_blank">Warranty Information</a> |  |  |  |  | 0.400 L | [14 empty] | 0 | 0 | 0 | 0 | Lighting Fixtures | 2016-07-15 13:49 | 2024-07-20 11:13 | 0000-00-00 00:00:00 | 2024-07-20 11:13 | 0000-00-00 00:00:00 | [6 empty] | Black
1 | Lutron Electronics | RRD-W1RLD-BR | 4460-4720 | 4460 | 4720 | Lutron Electronics | RRD-W1RLD-WH_lo.jpg | 27557773188 | RADIORA2 1RLD WALL KEYPAD BROWN | Lutron RadioRA 2 seeTouch Wall Mount Designer Keypad, Dual Group with 1 Raise/Lower - Brown |  | 5.3 | 3.9 |  | RRD-W1RLD-WH_lo.jpg | http://grandbrass.xologic.com/vendors/4460/large/RRD-W1RLD-WH_lo.jpg | [47 empty] | 0 | 0 | 0 | [6 empty] | 0 | 1 | 1 | EA | 1 | Lighting Controls | [7 empty] | Brown | [19 empty] | Other Lighting Controls | [242 empty] | <a href="https://www.lutron.com/TechnicalDocumentLibrary/044352.pdf" target="_blank">Installation Instructions</a> | [23 empty] | 25.000 DW |  |  | 5.3000 IN | [89 empty] | 1.000 EA | 1.000 EA | [35 empty] | No | [42 empty] | https://www.lutron.com/TechnicalDocumentLibrary/369221_ENG.pdf | [7 empty] | Shelf Stock | [39 empty] | 52161525 | [6 empty] | <a href="https://lutron.widen.net/content/4y4cm6o0wa/mp4/RadioRA-3-Processor-Video.mp4?w=2048" target="_blank">Product Video Clip</a> | [6 empty] | <a href="https://www.lutron.com/TechnicalDocumentLibrary/043492.pdf" target="_blank">Warranty Information</a> |  |  |  |  | 0.400 L | [14 empty] | 0 | 0 | 0 | 0 | Lighting Fixtures | 2016-07-15 13:49 | 2024-07-20 11:15 | 0000-00-00 00:00:00 | 2024-07-20 11:15 | 0000-00-00 00:00:00 | [6 empty] | Brown
1 | Lutron Electronics | RRD-W1RLD-GR | 4460-4724 | 4460 | 4724 | Lutron Electronics | RRD-W1RLD-WH_lo.jpg | 27557773225 | RADIORA2 1RLD WALL KEYPAD GRAY | Lutron RadioRA 2 seeTouch Wall Mount Designer Keypad, Dual Group with 1 Raise/Lower - Gray |  | 5.3 | 3.9 |  | RRD-W1RLD-WH_lo.jpg | http://grandbrass.xologic.com/vendors/4460/large/RRD-W1RLD-WH_lo.jpg | [47 empty] | 0 | 0 | 0 | [6 empty] | 0 | 1 | 1 | EA | 1 | Lighting Controls | [7 empty] | Gray | [19 empty] | Other Lighting Controls | [242 empty] | <a href="https://www.lutron.com/TechnicalDocumentLibrary/044352.pdf" target="_blank">Installation Instructions</a> | [23 empty] | 25.000 DW |  |  | 5.3000 IN | [89 empty] | 1.000 EA | 1.000 EA | [35 empty] | No | [42 empty] | https://www.lutron.com/TechnicalDocumentLibrary/369221_ENG.pdf | [7 empty] | Shelf Stock | [39 empty] | 52161525 | [6 empty] | <a href="https://lutron.widen.net/content/4y4cm6o0wa/mp4/RadioRA-3-Processor-Video.mp4?w=2048" target="_blank">Product Video Clip</a> | [6 empty] | <a href="https://www.lutron.com/TechnicalDocumentLibrary/043492.pdf" target="_blank">Warranty Information</a> |  |  |  |  | 0.400 L | [14 empty] | 0 | 0 | 0 | 0 | Lighting Fixtures | 2016-07-15 13:49 | 2024-07-20 11:14 | 0000-00-00 00:00:00 | 2024-07-20 11:14 | 0000-00-00 00:00:00 | [6 empty] | Gray
1 | Lutron Electronics | RRD-W1RLD-HT | 4460-4726 | 4460 | 4726 | Lutron Electronics | RRD-W1RLD-WH_lo.jpg | 27557773249 | RADIORA2 1RLD WALL KEYPAD HOT | Lutron RadioRA 2 seeTouch Wall Mount Designer Keypad, Dual Group with 1 Raise/Lower - Hot |  | 5.3 | 3.9 |  | RRD-W1RLD-WH_lo.jpg | http://grandbrass.xologic.com/vendors/4460/large/RRD-W1RLD-WH_lo.jpg | [47 empty] | 0 | 0 | 0 | [6 empty] | 0 | 1 | 1 | EA | 1 | Lighting Controls | [27 empty] | Other Lighting Controls | [242 empty] | <a href="https://www.lutron.com/TechnicalDocumentLibrary/044352.pdf" target="_blank">Installation Instructions</a> | [23 empty] | 25.000 DW |  |  | 5.3000 IN | [89 empty] | 1.000 EA | 1.000 EA | [35 empty] | No | [42 empty] | https://www.lutron.com/TechnicalDocumentLibrary/369221_ENG.pdf | [7 empty] | Shelf Stock | [39 empty] | 52161525 | [6 empty] | <a href="https://lutron.widen.net/content/4y4cm6o0wa/mp4/RadioRA-3-Processor-Video.mp4?w=2048" target="_blank">Product Video Clip</a> | [6 empty] | <a href="https://www.lutron.com/TechnicalDocumentLibrary/043492.pdf" target="_blank">Warranty Information</a> |  |  |  |  | 0.400 L | [14 empty] | 0 | 0 | 0 | 0 | Lighting Fixtures | 2016-07-15 13:49 | 2024-07-20 11:17 | 0000-00-00 00:00:00 | 2024-07-20 11:17 | 0000-00-00 00:00:00
1 | Lutron Electronics | RRD-W1RLD-IV | 4460-4727 | 4460 | 4727 | Lutron Electronics | RRD-W1RLD-WH_lo.jpg | 27557773256 | RADIORA2 1RLD WALL KEYPAD IVORY | Lutron RadioRA 2 seeTouch Wall Mount Designer Keypad, Dual Group with 1 Raise/Lower - Ivory |  | 5.3 | 3.9 |  | RRD-W1RLD-WH_lo.jpg | http://grandbrass.xologic.com/vendors/4460/large/RRD-W1RLD-WH_lo.jpg | [47 empty] | 0 | 0 | 0 | [6 empty] | 0 | 1 | 1 | EA | 1 | Lighting Controls | [7 empty] | White | [19 empty] | Other Lighting Controls | [242 empty] | <a href="https://www.lutron.com/TechnicalDocumentLibrary/044352.pdf" target="_blank">Installation Instructions</a> | [23 empty] | 25.000 DW |  |  | 5.3000 IN | [89 empty] | 1.000 EA | 1.000 EA | [35 empty] | No | [42 empty] | https://www.lutron.com/TechnicalDocumentLibrary/369221_ENG.pdf | [7 empty] | Shelf Stock | [39 empty] | 52161525 | [6 empty] | <a href="https://lutron.widen.net/content/4y4cm6o0wa/mp4/RadioRA-3-Processor-Video.mp4?w=2048" target="_blank">Product Video Clip</a> | [6 empty] | <a href="https://www.lutron.com/TechnicalDocumentLibrary/043492.pdf" target="_blank">Warranty Information</a> |  |  |  |  | 0.400 L | [14 empty] | 0 | 0 | 0 | 0 | Lighting Fixtures | 2016-07-15 13:49 | 2024-07-20 11:12 | 0000-00-00 00:00:00 | 2024-07-20 11:12 | 0000-00-00 00:00:00 | [6 empty] | Ivory
1 | Lutron Electronics | RRD-W1RLD-LA | 4460-4728 | 4460 | 4728 | Lutron Electronics | RRD-W1RLD-WH_lo.jpg | 27557773263 | RADIORA2 1RLD WALL KEYPAD LIGHT ALMOND | Lutron RadioRA 2 seeTouch Wall Mount Designer Keypad, Dual Group with 1 Raise/Lower - Light Almond |  | 5.3 | 3.9 |  | RRD-W1RLD-WH_lo.jpg | http://grandbrass.xologic.com/vendors/4460/large/RRD-W1RLD-WH_lo.jpg | [47 empty] | 0 | 0 | 0 | [6 empty] | 0 | 1 | 1 | EA | 1 | Lighting Controls | [27 empty] | Other Lighting Controls | [242 empty] | <a href="https://www.lutron.com/TechnicalDocumentLibrary/044352.pdf" target="_blank">Installation Instructions</a> | [23 empty] | 25.000 DW |  |  | 5.3000 IN | [89 empty] | 1.000 EA | 1.000 EA | [35 empty] | No | [42 empty] | https://www.lutron.com/TechnicalDocumentLibrary/369221_ENG.pdf | [7 empty] | Shelf Stock | [39 empty] | 52161525 | [6 empty] | <a href="https://lutron.widen.net/content/4y4cm6o0wa/mp4/RadioRA-3-Processor-Video.mp4?w=2048" target="_blank">Product Video Clip</a> | [6 empty] | <a href="https://www.lutron.com/TechnicalDocumentLibrary/043492.pdf" target="_blank">Warranty Information</a> |  |  |  |  | 0.400 L | [14 empty] | 0 | 0 | 0 | 0 | Lighting Fixtures | 2016-07-15 13:49 | 2024-07-20 11:17 | 0000-00-00 00:00:00 | 2024-07-20 11:17 | 0000-00-00 00:00:00
1 | Lutron Electronics | RRD-W1RLD-MN | 4460-4730 | 4460 | 4730 | Lutron Electronics | RRD-W1RLD-WH_lo.jpg | 27557773287 | RADIORA2 1RLD WALL KEYPAD MIDNIGHT | Lutron RadioRA 2 seeTouch Wall Mount Designer Keypad, Dual Group with 1 Raise/Lower - Midnight |  | 5.3 | 3.9 |  | RRD-W1RLD-WH_lo.jpg | http://grandbrass.xologic.com/vendors/4460/large/RRD-W1RLD-WH_lo.jpg | [47 empty] | 0 | 0 | 0 | [6 empty] | 0 | 1 | 1 | EA | 1 | Lighting Controls | [27 empty] | Other Lighting Controls | [242 empty] | <a href="https://www.lutron.com/TechnicalDocumentLibrary/044352.pdf" target="_blank">Installation Instructions</a> | [23 empty] | 25.000 DW |  |  | 5.3000 IN | [89 empty] | 1.000 EA | 1.000 EA | [35 empty] | No | [42 empty] | https://www.lutron.com/TechnicalDocumentLibrary/369221_ENG.pdf | [7 empty] | Shelf Stock | [39 empty] | 52161525 | [6 empty] | <a href="https://lutron.widen.net/content/4y4cm6o0wa/mp4/RadioRA-3-Processor-Video.mp4?w=2048" target="_blank">Product Video Clip</a> | [6 empty] | <a href="https://www.lutron.com/TechnicalDocumentLibrary/043492.pdf" target="_blank">Warranty Information</a> |  |  |  |  | 0.400 L | [14 empty] | 0 | 0 | 0 | 0 | Lighting Fixtures | 2016-07-15 13:49 | 2024-07-20 11:12 | 0000-00-00 00:00:00 | 2024-07-20 11:12 | 0000-00-00 00:00:00 | [6 empty] | Midnight
1 | Lutron Electronics | RRD-W1RLD-PD | 4460-4733 | 4460 | 4733 | Lutron Electronics | RRD-W1RLD-WH_lo.jpg | 27557773317 | RADIORA2 1RLD WALL KEYPAD PALLADIUM | Lutron RadioRA 2 seeTouch Wall Mount Designer Keypad, Dual Group with 1 Raise/Lower - Palladiom |  | 5.3 | 3.9 |  | RRD-W1RLD-WH_lo.jpg | http://grandbrass.xologic.com/vendors/4460/large/RRD-W1RLD-WH_lo.jpg | [47 empty] | 0 | 0 | 0 | [6 empty] | 0 | 1 | 1 | EA | 1 | Lighting Controls | [27 empty] | Other Lighting Controls | [242 empty] | <a href="https://www.lutron.com/TechnicalDocumentLibrary/044352.pdf" target="_blank">Installation Instructions</a> | [23 empty] | 25.000 DW |  |  | 5.3000 IN | [89 empty] | 1.000 EA | 1.000 EA | [35 empty] | No | [42 empty] | https://www.lutron.com/TechnicalDocumentLibrary/369221_ENG.pdf | [7 empty] | Shelf Stock | [39 empty] | 52161525 | [6 empty] | <a href="https://lutron.widen.net/content/4y4cm6o0wa/mp4/RadioRA-3-Processor-Video.mp4?w=2048" target="_blank">Product Video Clip</a> | [6 empty] | <a href="https://www.lutron.com/TechnicalDocumentLibrary/043492.pdf" target="_blank">Warranty Information</a> |  |  |  |  | 0.400 L | [14 empty] | 0 | 0 | 0 | 0 | Lighting Fixtures | 2016-07-15 13:50 | 2024-07-20 11:13 | 0000-00-00 00:00:00 | 2024-07-20 11:13 | 0000-00-00 00:00:00 | [6 empty] | Palladium
1 | Lutron Electronics | RRD-W1RLD-SW | 4460-4737 | 4460 | 4737 | Lutron Electronics | RRD-W1RLD-WH_lo.jpg | 27557773355 | RADIORA2 1RLD WALL KEYPAD SNOW | Lutron RadioRA 2 seeTouch Wall Mount Designer Keypad, Dual Group with 1 Raise/Lower - Snow White |  | 5.3 | 3.9 |  | RRD-W1RLD-WH_lo.jpg | http://grandbrass.xologic.com/vendors/4460/large/RRD-W1RLD-WH_lo.jpg | [47 empty] | 0 | 0 | 0 | [6 empty] | 0 | 1 | 1 | EA | 1 | Lighting Controls | [27 empty] | Other Lighting Controls | [242 empty] | <a href="https://www.lutron.com/TechnicalDocumentLibrary/044352.pdf" target="_blank">Installation Instructions</a> | [23 empty] | 25.000 DW |  |  | 5.3000 IN | [89 empty] | 1.000 EA | 1.000 EA | [35 empty] | No | [42 empty] | https://www.lutron.com/TechnicalDocumentLibrary/369221_ENG.pdf | [7 empty] | Shelf Stock | [39 empty] | 52161525 | [6 empty] | <a href="https://lutron.widen.net/content/4y4cm6o0wa/mp4/RadioRA-3-Processor-Video.mp4?w=2048" target="_blank">Product Video Clip</a> | [6 empty] | <a href="https://www.lutron.com/TechnicalDocumentLibrary/043492.pdf" target="_blank">Warranty Information</a> |  |  |  |  | 0.400 L | [14 empty] | 0 | 0 | 0 | 0 | Lighting Fixtures | 2016-07-15 13:50 | 2024-07-20 11:12 | 0000-00-00 00:00:00 | 2024-07-20 11:12 | 0000-00-00 00:00:00 | [6 empty] | Snow
1 | Lutron Electronics | RRD-W1RLD-TP | 4460-4739 | 4460 | 4739 | Lutron Electronics | RRD-W1RLD-WH_lo.jpg | 27557773379 | RADIORA2 1RLD WALL KEYPAD TAUPE | Lutron RadioRA 2 seeTouch Wall Mount Designer Keypad, Dual Group with 1 Raise/Lower - Taupe |  | 5.3 | 3.9 |  | RRD-W1RLD-WH_lo.jpg | http://grandbrass.xologic.com/vendors/4460/large/RRD-W1RLD-WH_lo.jpg | [47 empty] | 0 | 0 | 0 | [6 empty] | 0 | 1 | 1 | EA | 1 | Lighting Controls | [27 empty] | Other Lighting Controls | [242 empty] | <a href="https://www.lutron.com/TechnicalDocumentLibrary/044352.pdf" target="_blank">Installation Instructions</a> | [23 empty] | 25.000 DW |  |  | 5.3000 IN | [89 empty] | 1.000 EA | 1.000 EA | [35 empty] | No | [42 empty] | https://www.lutron.com/TechnicalDocumentLibrary/369221_ENG.pdf | [7 empty] | Shelf Stock | [39 empty] | 52161525 | [6 empty] | <a href="https://lutron.widen.net/content/4y4cm6o0wa/mp4/RadioRA-3-Processor-Video.mp4?w=2048" target="_blank">Product Video Clip</a> | [6 empty] | <a href="https://www.lutron.com/TechnicalDocumentLibrary/043492.pdf" target="_blank">Warranty Information</a> |  |  |  |  | 0.400 L | [14 empty] | 0 | 0 | 0 | 0 | Lighting Fixtures | 2016-07-15 13:50 | 2024-07-20 11:16 | 0000-00-00 00:00:00 | 2024-07-20 11:16 | 0000-00-00 00:00:00 | [6 empty] | Taupe
1 | Lutron Electronics | RRD-W1RLD-WH | 4460-4741 | 4460 | 4741 | Lutron Electronics | RRD-W1RLD-WH.jpg | 27557773393 | RADIORA2 1RLD WALL KEYPAD WHITE | Lutron RadioRA 2 seeTouch Wall Mount Designer Keypad, Dual Group with 1 Raise/Lower - White |  | 5.3 | 3.9 |  | RRD-W1RLD-WH.jpg | http://grandbrass.xologic.com/vendors/4460/large/RRD-W1RLD-WH.jpg | [47 empty] | 0 | 0 | 0 | [6 empty] | 0 | 1 | 1 | EA | 1 | Lighting Controls | [7 empty] | White | [19 empty] | Other Lighting Controls | [242 empty] | <a href="https://www.lutron.com/TechnicalDocumentLibrary/044352.pdf" target="_blank">Installation Instructions</a> | [23 empty] | 25.000 DW |  |  | 5.3000 IN | [89 empty] | 1.000 EA | 1.000 EA | [35 empty] | No | [42 empty] | https://www.lutron.com/TechnicalDocumentLibrary/369221_ENG.pdf | [7 empty] | Shelf Stock | [39 empty] | 52161525 | [6 empty] | <a href="https://lutron.widen.net/content/4y4cm6o0wa/mp4/RadioRA-3-Processor-Video.mp4?w=2048" target="_blank">Product Video Clip</a> | [6 empty] | <a href="https://www.lutron.com/TechnicalDocumentLibrary/043492.pdf" target="_blank">Warranty Information</a> |  |  |  |  | 0.400 L | [14 empty] | 0 | 0 | 0 | 0 | Lighting Fixtures | 2016-07-15 13:50 | 2024-07-20 11:17 | 0000-00-00 00:00:00 | 2024-07-20 11:17 | 0000-00-00 00:00:00 | [6 empty] | White
1 | Lutron Electronics | RRD-W2RLD-AL | 4460-4742 | 4460 | 4742 | Lutron Electronics | RRD-W2RLD-WH_lo.jpg | 27557773409 | RADIORA2 2RLD WALL KEYPAD ALMOND | Lutron RadioRA 2 seeTouch Wall Mount Designer Keypad, Dual Group with 2 Raise/Lower - Almond |  | 5.3 | 5.4 |  | RRD-W2RLD-WH_lo.jpg | http://grandbrass.xologic.com/vendors/4460/large/RRD-W2RLD-WH_lo.jpg | [47 empty] | 0 | 0 | 0 | [6 empty] | 0 | 1 | 1 | EA | 1 | Lighting Controls | [7 empty] | Nickel | [19 empty] | Other Lighting Controls | [242 empty] | <a href="https://www.lutron.com/TechnicalDocumentLibrary/044352.pdf" target="_blank">Installation Instructions</a> | [23 empty] | 25.000 DW |  |  | 4.0000 IN | [89 empty] | 1.000 EA | 1.000 EA | [35 empty] | No | [42 empty] | https://www.lutron.com/TechnicalDocumentLibrary/369221_ENG.pdf | [7 empty] | Shelf Stock | [39 empty] | 52161525 | [6 empty] | <a href="https://lutron.widen.net/content/4y4cm6o0wa/mp4/RadioRA-3-Processor-Video.mp4?w=2048" target="_blank">Product Video Clip</a> | [6 empty] | <a href="https://www.lutron.com/TechnicalDocumentLibrary/043492.pdf" target="_blank">Warranty Information</a> |  |  |  |  | 0.400 L | [14 empty] | 0 | 0 | 0 | 0 | Lighting Fixtures | 2016-07-15 13:50 | 2024-07-20 11:12 | 0000-00-00 00:00:00 | 2024-07-20 11:12 | 0000-00-00 00:00:00 | [6 empty] | Almond
1 | Lutron Electronics | RRD-W2RLD-BI | 4460-4744 | 4460 | 4744 | Lutron Electronics | RRD-W2RLD-WH_lo.jpg | 27557773423 | RADIORA2 2RLD WALL KEYPAD BISCUIT | Lutron RadioRA 2 seeTouch Wall Mount Designer Keypad, Dual Group with 2 Raise/Lower - Biscuit |  | 5.3 | 5.4 |  | RRD-W2RLD-WH_lo.jpg | http://grandbrass.xologic.com/vendors/4460/large/RRD-W2RLD-WH_lo.jpg | [47 empty] | 0 | 0 | 0 | [6 empty] | 0 | 1 | 1 | EA | 1 | Lighting Controls | [7 empty] | Brown | [19 empty] | Other Lighting Controls | [242 empty] | <a href="https://www.lutron.com/TechnicalDocumentLibrary/044352.pdf" target="_blank">Installation Instructions</a> | [23 empty] | 25.000 DW |  |  | 4.0000 IN | [89 empty] | 1.000 EA | 1.000 EA | [35 empty] | No | [42 empty] | https://www.lutron.com/TechnicalDocumentLibrary/369221_ENG.pdf | [7 empty] | Shelf Stock | [39 empty] | 52161525 | [6 empty] | <a href="https://lutron.widen.net/content/4y4cm6o0wa/mp4/RadioRA-3-Processor-Video.mp4?w=2048" target="_blank">Product Video Clip</a> | [6 empty] | <a href="https://www.lutron.com/TechnicalDocumentLibrary/043492.pdf" target="_blank">Warranty Information</a> |  |  |  |  | 0.400 L | [14 empty] | 0 | 0 | 0 | 0 | Lighting Fixtures | 2016-07-15 13:50 | 2024-07-20 11:15 | 0000-00-00 00:00:00 | 2024-07-20 11:15 | 0000-00-00 00:00:00 | [6 empty] | Biscuit
1 | Lutron Electronics | RRD-W2RLD-BL | 4460-4745 | 4460 | 4745 | Lutron Electronics | RRD-W2RLD-WH_lo.jpg | 27557773430 | RADIORA2 2RLD WALL KEYPAD BLACK | Lutron RadioRA 2 seeTouch Wall Mount Designer Keypad, Dual Group with 2 Raise/Lower - Black |  | 5.3 | 5.4 |  | RRD-W2RLD-WH_lo.jpg | http://grandbrass.xologic.com/vendors/4460/large/RRD-W2RLD-WH_lo.jpg | [47 empty] | 0 | 0 | 0 | [6 empty] | 0 | 1 | 1 | EA | 1 | Lighting Controls | [7 empty] | Black | [19 empty] | Other Lighting Controls | [242 empty] | <a href="https://www.lutron.com/TechnicalDocumentLibrary/044352.pdf" target="_blank">Installation Instructions</a> | [23 empty] | 25.000 DW |  |  | 4.0000 IN | [89 empty] | 1.000 EA | 1.000 EA | [35 empty] | No | [42 empty] | https://www.lutron.com/TechnicalDocumentLibrary/369221_ENG.pdf | [7 empty] | Shelf Stock | [39 empty] | 52161525 | [6 empty] | <a href="https://lutron.widen.net/content/4y4cm6o0wa/mp4/RadioRA-3-Processor-Video.mp4?w=2048" target="_blank">Product Video Clip</a> | [6 empty] | <a href="https://www.lutron.com/TechnicalDocumentLibrary/043492.pdf" target="_blank">Warranty Information</a> |  |  |  |  | 0.400 L | [14 empty] | 0 | 0 | 0 | 0 | Lighting Fixtures | 2016-07-15 13:50 | 2024-07-20 11:17 | 0000-00-00 00:00:00 | 2024-07-20 11:17 | 0000-00-00 00:00:00 | [6 empty] | Black
1 | Lutron Electronics | RRD-W2RLD-BR | 4460-4746 | 4460 | 4746 | Lutron Electronics | RRD-W2RLD-WH_lo.jpg | 27557773447 | RADIORA2 2RLD WALL KEYPAD BROWN | Lutron RadioRA 2 seeTouch Wall Mount Designer Keypad, Dual Group with 2 Raise/Lower - Brown |  | 5.3 | 5.4 |  | RRD-W2RLD-WH_lo.jpg | http://grandbrass.xologic.com/vendors/4460/large/RRD-W2RLD-WH_lo.jpg | [47 empty] | 0 | 0 | 0 | [6 empty] | 0 | 1 | 1 | EA | 1 | Lighting Controls | [7 empty] | Brown | [19 empty] | Other Lighting Controls | [242 empty] | <a href="https://www.lutron.com/TechnicalDocumentLibrary/044352.pdf" target="_blank">Installation Instructions</a> | [23 empty] | 25.000 DW |  |  | 4.0000 IN | [89 empty] | 1.000 EA | 1.000 EA | [35 empty] | No | [42 empty] | https://www.lutron.com/TechnicalDocumentLibrary/369221_ENG.pdf | [7 empty] | Shelf Stock | [39 empty] | 52161525 | [6 empty] | <a href="https://lutron.widen.net/content/4y4cm6o0wa/mp4/RadioRA-3-Processor-Video.mp4?w=2048" target="_blank">Product Video Clip</a> | [6 empty] | <a href="https://www.lutron.com/TechnicalDocumentLibrary/043492.pdf" target="_blank">Warranty Information</a> |  |  |  |  | 0.400 L | [14 empty] | 0 | 0 | 0 | 0 | Lighting Fixtures | 2016-07-15 13:50 | 2024-07-20 11:14 | 0000-00-00 00:00:00 | 2024-07-20 11:14 | 0000-00-00 00:00:00 | [6 empty] | Brown
1 | Lutron Electronics | RRD-W2RLD-GR | 4460-4750 | 4460 | 4750 | Lutron Electronics | RRD-W2RLD-WH_lo.jpg | 27557773485 | RADIORA2 2RLD WALL KEYPAD GRAY | Lutron RadioRA 2 seeTouch Wall Mount Designer Keypad, Dual Group with 2 Raise/Lower - Gray |  | 5.3 | 5.4 |  | RRD-W2RLD-WH_lo.jpg | http://grandbrass.xologic.com/vendors/4460/large/RRD-W2RLD-WH_lo.jpg | [47 empty] | 0 | 0 | 0 | [6 empty] | 0 | 1 | 1 | EA | 1 | Lighting Controls | [7 empty] | Gray | [19 empty] | Other Lighting Controls | [242 empty] | <a href="https://www.lutron.com/TechnicalDocumentLibrary/044352.pdf" target="_blank">Installation Instructions</a> | [23 empty] | 25.000 DW |  |  | 4.0000 IN | [89 empty] | 1.000 EA | 1.000 EA | [35 empty] | No | [42 empty] | https://www.lutron.com/TechnicalDocumentLibrary/369221_ENG.pdf | [7 empty] | Shelf Stock | [39 empty] | 52161525 | [6 empty] | <a href="https://lutron.widen.net/content/4y4cm6o0wa/mp4/RadioRA-3-Processor-Video.mp4?w=2048" target="_blank">Product Video Clip</a> | [6 empty] | <a href="https://www.lutron.com/TechnicalDocumentLibrary/043492.pdf" target="_blank">Warranty Information</a> |  |  |  |  | 0.400 L | [14 empty] | 0 | 0 | 0 | 0 | Lighting Fixtures | 2016-07-15 13:50 | 2024-07-20 11:13 | 0000-00-00 00:00:00 | 2024-07-20 11:13 | 0000-00-00 00:00:00 | [6 empty] | Gray
1 | Lutron Electronics | RRD-W2RLD-HT | 4460-4752 | 4460 | 4752 | Lutron Electronics | RRD-W2RLD-WH_lo.jpg | 27557773508 | RADIORA2 2RLD WALL KEYPAD HOT | Lutron RadioRA 2 seeTouch Wall Mount Designer Keypad, Dual Group with 2 Raise/Lower - Hot |  | 5.3 | 5.4 |  | RRD-W2RLD-WH_lo.jpg | http://grandbrass.xologic.com/vendors/4460/large/RRD-W2RLD-WH_lo.jpg | [47 empty] | 0 | 0 | 0 | [6 empty] | 0 | 1 | 1 | EA | 1 | Lighting Controls | [27 empty] | Other Lighting Controls | [242 empty] | <a href="https://www.lutron.com/TechnicalDocumentLibrary/044352.pdf" target="_blank">Installation Instructions</a> | [23 empty] | 25.000 DW |  |  | 4.0000 IN | [89 empty] | 1.000 EA | 1.000 EA | [35 empty] | No | [42 empty] | https://www.lutron.com/TechnicalDocumentLibrary/369221_ENG.pdf | [7 empty] | Shelf Stock | [39 empty] | 52161525 | [6 empty] | <a href="https://lutron.widen.net/content/4y4cm6o0wa/mp4/RadioRA-3-Processor-Video.mp4?w=2048" target="_blank">Product Video Clip</a> | [6 empty] | <a href="https://www.lutron.com/TechnicalDocumentLibrary/043492.pdf" target="_blank">Warranty Information</a> |  |  |  |  | 0.400 L | [14 empty] | 0 | 0 | 0 | 0 | Lighting Fixtures | 2016-07-15 13:50 | 2024-07-20 11:13 | 0000-00-00 00:00:00 | 2024-07-20 11:13 | 0000-00-00 00:00:00
1 | Lutron Electronics | RRD-W2RLD-IV | 4460-4753 | 4460 | 4753 | Lutron Electronics | RRD-W2RLD-WH_lo.jpg | 27557773515 | RADIORA2 2RLD WALL KEYPAD IVORY | Lutron RadioRA 2 seeTouch Wall Mount Designer Keypad, Dual Group with 2 Raise/Lower - Ivory |  | 5.3 | 5.4 |  | RRD-W2RLD-WH_lo.jpg | http://grandbrass.xologic.com/vendors/4460/large/RRD-W2RLD-WH_lo.jpg | [47 empty] | 0 | 0 | 0 | [6 empty] | 0 | 1 | 1 | EA | 1 | Lighting Controls | [7 empty] | White | [19 empty] | Other Lighting Controls | [242 empty] | <a href="https://www.lutron.com/TechnicalDocumentLibrary/044352.pdf" target="_blank">Installation Instructions</a> | [23 empty] | 25.000 DW |  |  | 4.0000 IN | [89 empty] | 1.000 EA | 1.000 EA | [35 empty] | No | [42 empty] | https://www.lutron.com/TechnicalDocumentLibrary/369221_ENG.pdf | [7 empty] | Shelf Stock | [39 empty] | 52161525 | [6 empty] | <a href="https://lutron.widen.net/content/4y4cm6o0wa/mp4/RadioRA-3-Processor-Video.mp4?w=2048" target="_blank">Product Video Clip</a> | [6 empty] | <a href="https://www.lutron.com/TechnicalDocumentLibrary/043492.pdf" target="_blank">Warranty Information</a> |  |  |  |  | 0.400 L | [14 empty] | 0 | 0 | 0 | 0 | Lighting Fixtures | 2016-07-15 13:50 | 2024-07-20 11:13 | 0000-00-00 00:00:00 | 2024-07-20 11:13 | 0000-00-00 00:00:00 | [6 empty] | Ivory
1 | Lutron Electronics | RRD-W2RLD-LA | 4460-4754 | 4460 | 4754 | Lutron Electronics | RRD-W2RLD-WH_lo.jpg | 27557773522 | RADIORA2 2RLD WALL KEYPAD LIGHT ALMOND | Lutron RadioRA 2 seeTouch Wall Mount Designer Keypad, Dual Group with 2 Raise/Lower - Light Almond |  | 5.3 | 5.4 |  | RRD-W2RLD-WH_lo.jpg | http://grandbrass.xologic.com/vendors/4460/large/RRD-W2RLD-WH_lo.jpg | [47 empty] | 0 | 0 | 0 | [6 empty] | 0 | 1 | 1 | EA | 1 | Lighting Controls | [27 empty] | Other Lighting Controls | [242 empty] | <a href="https://www.lutron.com/TechnicalDocumentLibrary/044352.pdf" target="_blank">Installation Instructions</a> | [23 empty] | 25.000 DW |  |  | 4.0000 IN | [89 empty] | 1.000 EA | 1.000 EA | [35 empty] | No | [42 empty] | https://www.lutron.com/TechnicalDocumentLibrary/369221_ENG.pdf | [7 empty] | Shelf Stock | [39 empty] | 52161525 | [6 empty] | <a href="https://lutron.widen.net/content/4y4cm6o0wa/mp4/RadioRA-3-Processor-Video.mp4?w=2048" target="_blank">Product Video Clip</a> | [6 empty] | <a href="https://www.lutron.com/TechnicalDocumentLibrary/043492.pdf" target="_blank">Warranty Information</a> |  |  |  |  | 0.400 L | [14 empty] | 0 | 0 | 0 | 0 | Lighting Fixtures | 2016-07-15 13:50 | 2024-07-20 11:42 | 0000-00-00 00:00:00 | 2024-07-20 11:42 | 0000-00-00 00:00:00
1 | Lutron Electronics | RRD-W2RLD-MN | 4460-4756 | 4460 | 4756 | Lutron Electronics | RRD-W2RLD-WH_lo.jpg | 27557773546 | RADIORA2 2RLD WALL KEYPAD MIDNIGHT | Lutron RadioRA 2 seeTouch Wall Mount Designer Keypad, Dual Group with 2 Raise/Lower - Midnight |  | 5.3 | 5.4 |  | RRD-W2RLD-WH_lo.jpg | http://grandbrass.xologic.com/vendors/4460/large/RRD-W2RLD-WH_lo.jpg | [47 empty] | 0 | 0 | 0 | [6 empty] | 0 | 1 | 1 | EA | 1 | Lighting Controls | [27 empty] | Other Lighting Controls | [242 empty] | <a href="https://www.lutron.com/TechnicalDocumentLibrary/044352.pdf" target="_blank">Installation Instructions</a> | [23 empty] | 25.000 DW |  |  | 4.0000 IN | [89 empty] | 1.000 EA | 1.000 EA | [35 empty] | No | [42 empty] | https://www.lutron.com/TechnicalDocumentLibrary/369221_ENG.pdf | [7 empty] | Shelf Stock | [39 empty] | 52161525 | [6 empty] | <a href="https://lutron.widen.net/content/4y4cm6o0wa/mp4/RadioRA-3-Processor-Video.mp4?w=2048" target="_blank">Product Video Clip</a> | [6 empty] | <a href="https://www.lutron.com/TechnicalDocumentLibrary/043492.pdf" target="_blank">Warranty Information</a> |  |  |  |  | 0.400 L | [14 empty] | 0 | 0 | 0 | 0 | Lighting Fixtures | 2016-07-15 13:50 | 2024-07-20 11:17 | 0000-00-00 00:00:00 | 2024-07-20 11:17 | 0000-00-00 00:00:00 | [6 empty] | Midnight
1 | Lutron Electronics | RRD-W2RLD-PD | 4460-4759 | 4460 | 4759 | Lutron Electronics | RRD-W2RLD-WH_lo.jpg | 27557773577 | RADIORA2 2RLD WALL KEYPAD PALLADIUM | Lutron RadioRA 2 seeTouch Wall Mount Designer Keypad, Dual Group with 2 Raise/Lower - Palladiom |  | 5.3 | 5.4 |  | RRD-W2RLD-WH_lo.jpg | http://grandbrass.xologic.com/vendors/4460/large/RRD-W2RLD-WH_lo.jpg | [47 empty] | 0 | 0 | 0 | [6 empty] | 0 | 1 | 1 | EA | 1 | Lighting Controls | [27 empty] | Other Lighting Controls | [242 empty] | <a href="https://www.lutron.com/TechnicalDocumentLibrary/044352.pdf" target="_blank">Installation Instructions</a> | [23 empty] | 25.000 DW |  |  | 4.0000 IN | [89 empty] | 1.000 EA | 1.000 EA | [35 empty] | No | [42 empty] | https://www.lutron.com/TechnicalDocumentLibrary/369221_ENG.pdf | [7 empty] | Shelf Stock | [39 empty] | 52161525 | [6 empty] | <a href="https://lutron.widen.net/content/4y4cm6o0wa/mp4/RadioRA-3-Processor-Video.mp4?w=2048" target="_blank">Product Video Clip</a> | [6 empty] | <a href="https://www.lutron.com/TechnicalDocumentLibrary/043492.pdf" target="_blank">Warranty Information</a> |  |  |  |  | 0.400 L | [14 empty] | 0 | 0 | 0 | 0 | Lighting Fixtures | 2016-07-15 13:50 | 2024-07-20 11:12 | 0000-00-00 00:00:00 | 2024-07-20 11:12 | 0000-00-00 00:00:00 | [6 empty] | Palladium
1 | Lutron Electronics | RRD-W2RLD-SW | 4460-4763 | 4460 | 4763 | Lutron Electronics | RRD-W2RLD-WH_lo.jpg | 27557773614 | RADIORA2 2RLD WALL KEYPAD SNOW | Lutron RadioRA 2 seeTouch Wall Mount Designer Keypad, Dual Group with 2 Raise/Lower - Snow White |  | 5.3 | 5.4 |  | RRD-W2RLD-WH_lo.jpg | http://grandbrass.xologic.com/vendors/4460/large/RRD-W2RLD-WH_lo.jpg | [47 empty] | 0 | 0 | 0 | [6 empty] | 0 | 1 | 1 | EA | 1 | Lighting Controls | [27 empty] | Other Lighting Controls | [242 empty] | <a href="https://www.lutron.com/TechnicalDocumentLibrary/044352.pdf" target="_blank">Installation Instructions</a> | [23 empty] | 25.000 DW |  |  | 4.0000 IN | [89 empty] | 1.000 EA | 1.000 EA | [35 empty] | No | [42 empty] | https://www.lutron.com/TechnicalDocumentLibrary/369221_ENG.pdf | [7 empty] | Shelf Stock | [39 empty] | 52161525 | [6 empty] | <a href="https://lutron.widen.net/content/4y4cm6o0wa/mp4/RadioRA-3-Processor-Video.mp4?w=2048" target="_blank">Product Video Clip</a> | [6 empty] | <a href="https://www.lutron.com/TechnicalDocumentLibrary/043492.pdf" target="_blank">Warranty Information</a> |  |  |  |  | 0.400 L | [14 empty] | 0 | 0 | 0 | 0 | Lighting Fixtures | 2016-07-15 13:50 | 2024-07-20 11:16 | 0000-00-00 00:00:00 | 2024-07-20 11:16 | 0000-00-00 00:00:00 | [6 empty] | Snow
1 | Lutron Electronics | RRD-W2RLD-TP | 4460-4765 | 4460 | 4765 | Lutron Electronics | RRD-W2RLD-WH_lo.jpg | 27557773638 | RADIORA2 2RLD WALL KEYPAD TAUPE | Lutron RadioRA 2 seeTouch Wall Mount Designer Keypad, Dual Group with 2 Raise/Lower - Taupe |  | 5.3 | 5.4 |  | RRD-W2RLD-WH_lo.jpg | http://grandbrass.xologic.com/vendors/4460/large/RRD-W2RLD-WH_lo.jpg | [47 empty] | 0 | 0 | 0 | [6 empty] | 0 | 1 | 1 | EA | 1 | Lighting Controls | [27 empty] | Other Lighting Controls | [242 empty] | <a href="https://www.lutron.com/TechnicalDocumentLibrary/044352.pdf" target="_blank">Installation Instructions</a> | [23 empty] | 25.000 DW |  |  | 4.0000 IN | [89 empty] | 1.000 EA | 1.000 EA | [35 empty] | No | [42 empty] | https://www.lutron.com/TechnicalDocumentLibrary/369221_ENG.pdf | [7 empty] | Shelf Stock | [39 empty] | 52161525 | [6 empty] | <a href="https://lutron.widen.net/content/4y4cm6o0wa/mp4/RadioRA-3-Processor-Video.mp4?w=2048" target="_blank">Product Video Clip</a> | [6 empty] | <a href="https://www.lutron.com/TechnicalDocumentLibrary/043492.pdf" target="_blank">Warranty Information</a> |  |  |  |  | 0.400 L | [14 empty] | 0 | 0 | 0 | 0 | Lighting Fixtures | 2016-07-15 13:51 | 2024-07-20 11:10 | 0000-00-00 00:00:00 | 2024-07-20 11:10 | 0000-00-00 00:00:00 | [6 empty] | Taupe
1 | Lutron Electronics | RRD-W2RLD-WH | 4460-4767 | 4460 | 4767 | Lutron Electronics | RRD-W2RLD-WH.jpg | 27557773652 | RADIORA2 2RLD WALL KEYPAD WHITE | Lutron RadioRA 2 seeTouch Wall Mount Designer Keypad, Dual Group with 2 Raise/Lower - White |  | 5.3 | 5.4 |  | RRD-W2RLD-WH.jpg | http://grandbrass.xologic.com/vendors/4460/large/RRD-W2RLD-WH.jpg | [47 empty] | 0 | 0 | 0 | [6 empty] | 0 | 1 | 1 | EA | 1 | Lighting Controls | [7 empty] | White | [19 empty] | Other Lighting Controls | [242 empty] | <a href="https://www.lutron.com/TechnicalDocumentLibrary/044352.pdf" target="_blank">Installation Instructions</a> | [23 empty] | 25.000 DW |  |  | 4.0000 IN | [89 empty] | 1.000 EA | 1.000 EA | [35 empty] | No | [42 empty] | https://www.lutron.com/TechnicalDocumentLibrary/369221_ENG.pdf | [7 empty] | Shelf Stock | [39 empty] | 52161525 | [6 empty] | <a href="https://lutron.widen.net/content/4y4cm6o0wa/mp4/RadioRA-3-Processor-Video.mp4?w=2048" target="_blank">Product Video Clip</a> | [6 empty] | <a href="https://www.lutron.com/TechnicalDocumentLibrary/043492.pdf" target="_blank">Warranty Information</a> |  |  |  |  | 0.400 L | [14 empty] | 0 | 0 | 0 | 0 | Lighting Fixtures | 2016-07-15 13:51 | 2024-07-20 11:12 | 0000-00-00 00:00:00 | 2024-07-20 11:12 | 0000-00-00 00:00:00 | [6 empty] | White
1 | Lutron Electronics | RRD-W3BD-AL | 4460-4768 | 4460 | 4768 | Lutron Electronics | RRD-W3BD-WH_lo.jpg | 27557772884 | RADIORA2 3BD WALL KEYPAD ALMOND | Lutron RadioRA 2 seeTouch Wall Mount Designer Keypad, 3 Button Dual Group - Almond |  | 5.3 | 3.9 |  | RRD-W3BD-WH_lo.jpg | http://grandbrass.xologic.com/vendors/4460/large/RRD-W3BD-WH_lo.jpg | [47 empty] | 0 | 0 | 0 | [6 empty] | 0 | 1 | 1 | EA | 1 | Lighting Controls | [7 empty] | Nickel | [19 empty] | Other Lighting Controls | [242 empty] | <a href="https://www.lutron.com/TechnicalDocumentLibrary/044352.pdf" target="_blank">Installation Instructions</a> | [23 empty] | 25.000 DW |  |  | 5.3000 IN | [89 empty] | 1.000 EA | 1.000 EA | [35 empty] | No | [42 empty] | https://www.lutron.com/TechnicalDocumentLibrary/369221_ENG.pdf | [7 empty] | Shelf Stock | [39 empty] | 52161525 | [6 empty] | <a href="https://lutron.widen.net/content/4y4cm6o0wa/mp4/RadioRA-3-Processor-Video.mp4?w=2048" target="_blank">Product Video Clip</a> | [6 empty] | <a href="https://www.lutron.com/TechnicalDocumentLibrary/043492.pdf" target="_blank">Warranty Information</a> |  |  |  |  | 0.600 L | [14 empty] | 0 | 0 | 0 | 0 | Lighting Fixtures | 2016-07-15 13:51 | 2024-07-20 11:13 | 0000-00-00 00:00:00 | 2024-07-20 11:13 | 0000-00-00 00:00:00 | [6 empty] | Almond
1 | Lutron Electronics | RRD-W3BD-BI | 4460-4770 | 4460 | 4770 | Lutron Electronics | RRD-W3BD-WH_lo.jpg | 27557772907 | RADIORA2 3BD WALL KEYPAD BISCUIT | Lutron RadioRA 2 seeTouch Wall Mount Designer Keypad, 3 Button Dual Group - Biscuit |  | 5.3 | 3.9 |  | RRD-W3BD-WH_lo.jpg | http://grandbrass.xologic.com/vendors/4460/large/RRD-W3BD-WH_lo.jpg | [47 empty] | 0 | 0 | 0 | [6 empty] | 0 | 1 | 1 | EA | 1 | Lighting Controls | [7 empty] | Brown | [19 empty] | Other Lighting Controls | [242 empty] | <a href="https://www.lutron.com/TechnicalDocumentLibrary/044352.pdf" target="_blank">Installation Instructions</a> | [23 empty] | 25.000 DW |  |  | 5.3000 IN | [89 empty] | 1.000 EA | 1.000 EA | [35 empty] | No | [42 empty] | https://www.lutron.com/TechnicalDocumentLibrary/369221_ENG.pdf | [7 empty] | Shelf Stock | [39 empty] | 52161525 | [6 empty] | <a href="https://lutron.widen.net/content/4y4cm6o0wa/mp4/RadioRA-3-Processor-Video.mp4?w=2048" target="_blank">Product Video Clip</a> | [6 empty] | <a href="https://www.lutron.com/TechnicalDocumentLibrary/043492.pdf" target="_blank">Warranty Information</a> |  |  |  |  | 0.600 L | [14 empty] | 0 | 0 | 0 | 0 | Lighting Fixtures | 2016-07-15 13:51 | 2024-07-20 11:13 | 0000-00-00 00:00:00 | 2024-07-20 11:13 | 0000-00-00 00:00:00 | [6 empty] | Biscuit
1 | Lutron Electronics | RRD-W3BD-BL | 4460-4771 | 4460 | 4771 | Lutron Electronics | RRD-W3BD-WH_lo.jpg | 27557772914 | RADIORA2 3BD WALL KEYPAD BLACK | Lutron RadioRA 2 seeTouch Wall Mount Designer Keypad, 3 Button Dual Group - Black |  | 5.3 | 3.9 |  | RRD-W3BD-WH_lo.jpg | http://grandbrass.xologic.com/vendors/4460/large/RRD-W3BD-WH_lo.jpg | [47 empty] | 0 | 0 | 0 | [6 empty] | 0 | 1 | 1 | EA | 1 | Lighting Controls | [7 empty] | Black | [19 empty] | Other Lighting Controls | [242 empty] | <a href="https://www.lutron.com/TechnicalDocumentLibrary/044352.pdf" target="_blank">Installation Instructions</a> | [23 empty] | 25.000 DW |  |  | 5.3000 IN | [89 empty] | 1.000 EA | 1.000 EA | [35 empty] | No | [42 empty] | https://www.lutron.com/TechnicalDocumentLibrary/369221_ENG.pdf | [7 empty] | Shelf Stock | [39 empty] | 52161525 | [6 empty] | <a href="https://lutron.widen.net/content/4y4cm6o0wa/mp4/RadioRA-3-Processor-Video.mp4?w=2048" target="_blank">Product Video Clip</a> | [6 empty] | <a href="https://www.lutron.com/TechnicalDocumentLibrary/043492.pdf" target="_blank">Warranty Information</a> |  |  |  |  | 0.600 L | [14 empty] | 0 | 0 | 0 | 0 | Lighting Fixtures | 2016-07-15 13:51 | 2024-07-20 11:12 | 0000-00-00 00:00:00 | 2024-07-20 11:12 | 0000-00-00 00:00:00 | [6 empty] | Black
1 | Lutron Electronics | RRD-W3BD-BR | 4460-4772 | 4460 | 4772 | Lutron Electronics | RRD-W3BD-WH_lo.jpg | 27557772921 | RADIORA2 3BD WALL KEYPAD BROWN | Lutron RadioRA 2 seeTouch Wall Mount Designer Keypad, 3 Button Dual Group - Brown |  | 5.3 | 3.9 |  | RRD-W3BD-WH_lo.jpg | http://grandbrass.xologic.com/vendors/4460/large/RRD-W3BD-WH_lo.jpg | [47 empty] | 0 | 0 | 0 | [6 empty] | 0 | 1 | 1 | EA | 1 | Lighting Controls | [7 empty] | Brown | [19 empty] | Other Lighting Controls | [242 empty] | <a href="https://www.lutron.com/TechnicalDocumentLibrary/044352.pdf" target="_blank">Installation Instructions</a> | [23 empty] | 25.000 DW |  |  | 5.3000 IN | [89 empty] | 1.000 EA | 1.000 EA | [35 empty] | No | [42 empty] | https://www.lutron.com/TechnicalDocumentLibrary/369221_ENG.pdf | [7 empty] | Shelf Stock | [39 empty] | 52161525 | [6 empty] | <a href="https://lutron.widen.net/content/4y4cm6o0wa/mp4/RadioRA-3-Processor-Video.mp4?w=2048" target="_blank">Product Video Clip</a> | [6 empty] | <a href="https://www.lutron.com/TechnicalDocumentLibrary/043492.pdf" target="_blank">Warranty Information</a> |  |  |  |  | 0.600 L | [14 empty] | 0 | 0 | 0 | 0 | Lighting Fixtures | 2016-07-15 13:51 | 2024-07-20 11:12 | 0000-00-00 00:00:00 | 2024-07-20 11:12 | 0000-00-00 00:00:00 | [6 empty] | Brown
1 | Lutron Electronics | RRD-W3BD-GR | 4460-4776 | 4460 | 4776 | Lutron Electronics | RRD-W3BD-WH_lo.jpg | 27557772969 | RADIORA2 3BD WALL KEYPAD GRAY | Lutron RadioRA 2 seeTouch Wall Mount Designer Keypad, 3 Button Dual Group - Gray |  | 5.3 | 3.9 |  | RRD-W3BD-WH_lo.jpg | http://grandbrass.xologic.com/vendors/4460/large/RRD-W3BD-WH_lo.jpg | [47 empty] | 0 | 0 | 0 | [6 empty] | 0 | 1 | 1 | EA | 1 | Lighting Controls | [7 empty] | Gray | [19 empty] | Other Lighting Controls | [242 empty] | <a href="https://www.lutron.com/TechnicalDocumentLibrary/044352.pdf" target="_blank">Installation Instructions</a> | [23 empty] | 25.000 DW |  |  | 5.3000 IN | [89 empty] | 1.000 EA | 1.000 EA | [35 empty] | No | [42 empty] | https://www.lutron.com/TechnicalDocumentLibrary/369221_ENG.pdf | [7 empty] | Shelf Stock | [39 empty] | 52161525 | [6 empty] | <a href="https://lutron.widen.net/content/4y4cm6o0wa/mp4/RadioRA-3-Processor-Video.mp4?w=2048" target="_blank">Product Video Clip</a> | [6 empty] | <a href="https://www.lutron.com/TechnicalDocumentLibrary/043492.pdf" target="_blank">Warranty Information</a> |  |  |  |  | 0.600 L | [14 empty] | 0 | 0 | 0 | 0 | Lighting Fixtures | 2016-07-15 13:51 | 2024-07-20 11:12 | 0000-00-00 00:00:00 | 2024-07-20 11:12 | 0000-00-00 00:00:00 | [6 empty] | Gray
1 | Lutron Electronics | RRD-W3BD-HT | 4460-4778 | 4460 | 4778 | Lutron Electronics | RRD-W3BD-WH_lo.jpg | 27557772983 | RADIORA2 3BD WALL KEYPAD HOT | Lutron RadioRA 2 seeTouch Wall Mount Designer Keypad, 3 Button Dual Group - Hot |  | 5.3 | 3.9 |  | RRD-W3BD-WH_lo.jpg | http://grandbrass.xologic.com/vendors/4460/large/RRD-W3BD-WH_lo.jpg | [47 empty] | 0 | 0 | 0 | [6 empty] | 0 | 1 | 1 | EA | 1 | Lighting Controls | [27 empty] | Other Lighting Controls | [242 empty] | <a href="https://www.lutron.com/TechnicalDocumentLibrary/044352.pdf" target="_blank">Installation Instructions</a> | [23 empty] | 25.000 DW |  |  | 5.3000 IN | [89 empty] | 1.000 EA | 1.000 EA | [35 empty] | No | [42 empty] | https://www.lutron.com/TechnicalDocumentLibrary/369221_ENG.pdf | [7 empty] | Shelf Stock | [39 empty] | 52161525 | [6 empty] | <a href="https://lutron.widen.net/content/4y4cm6o0wa/mp4/RadioRA-3-Processor-Video.mp4?w=2048" target="_blank">Product Video Clip</a> | [6 empty] | <a href="https://www.lutron.com/TechnicalDocumentLibrary/043492.pdf" target="_blank">Warranty Information</a> |  |  |  |  | 0.600 L | [14 empty] | 0 | 0 | 0 | 0 | Lighting Fixtures | 2016-07-15 13:51 | 2024-07-20 11:15 | 0000-00-00 00:00:00 | 2024-07-20 11:15 | 0000-00-00 00:00:00
1 | Lutron Electronics | RRD-W3BD-IV | 4460-4779 | 4460 | 4779 | Lutron Electronics | RRD-W3BD-WH_lo.jpg | 27557772990 | RADIORA2 3BD WALL KEYPAD IVORY | Lutron RadioRA 2 seeTouch Wall Mount Designer Keypad, 3 Button Dual Group - Ivory |  | 5.3 | 3.9 |  | RRD-W3BD-WH_lo.jpg | http://grandbrass.xologic.com/vendors/4460/large/RRD-W3BD-WH_lo.jpg | [47 empty] | 0 | 0 | 0 | [6 empty] | 0 | 1 | 1 | EA | 1 | Lighting Controls | [7 empty] | White | [19 empty] | Other Lighting Controls | [242 empty] | <a href="https://www.lutron.com/TechnicalDocumentLibrary/044352.pdf" target="_blank">Installation Instructions</a> | [23 empty] | 25.000 DW |  |  | 5.3000 IN | [89 empty] | 1.000 EA | 1.000 EA | [35 empty] | No | [42 empty] | https://www.lutron.com/TechnicalDocumentLibrary/369221_ENG.pdf | [7 empty] | Shelf Stock | [39 empty] | 52161525 | [6 empty] | <a href="https://lutron.widen.net/content/4y4cm6o0wa/mp4/RadioRA-3-Processor-Video.mp4?w=2048" target="_blank">Product Video Clip</a> | [6 empty] | <a href="https://www.lutron.com/TechnicalDocumentLibrary/043492.pdf" target="_blank">Warranty Information</a> |  |  |  |  | 0.600 L | [14 empty] | 0 | 0 | 0 | 0 | Lighting Fixtures | 2016-07-15 13:51 | 2024-07-20 11:08 | 0000-00-00 00:00:00 | 2024-07-20 11:08 | 0000-00-00 00:00:00 | [6 empty] | Ivory
1 | Lutron Electronics | RRD-W3BD-LA | 4460-4780 | 4460 | 4780 | Lutron Electronics | RRD-W3BD-WH_lo.jpg | 27557773003 | RADIORA2 3BD WALL KEYPAD LIGHT ALMOND | Lutron RadioRA 2 seeTouch Wall Mount Designer Keypad, 3 Button Dual Group - Light Almond |  | 5.3 | 3.9 |  | RRD-W3BD-WH_lo.jpg | http://grandbrass.xologic.com/vendors/4460/large/RRD-W3BD-WH_lo.jpg | [47 empty] | 0 | 0 | 0 | [6 empty] | 0 | 1 | 1 | EA | 1 | Lighting Controls | [27 empty] | Other Lighting Controls | [242 empty] | <a href="https://www.lutron.com/TechnicalDocumentLibrary/044352.pdf" target="_blank">Installation Instructions</a> | [23 empty] | 25.000 DW |  |  | 5.3000 IN | [89 empty] | 1.000 EA | 1.000 EA | [35 empty] | No | [42 empty] | https://www.lutron.com/TechnicalDocumentLibrary/369221_ENG.pdf | [7 empty] | Shelf Stock | [39 empty] | 52161525 | [6 empty] | <a href="https://lutron.widen.net/content/4y4cm6o0wa/mp4/RadioRA-3-Processor-Video.mp4?w=2048" target="_blank">Product Video Clip</a> | [6 empty] | <a href="https://www.lutron.com/TechnicalDocumentLibrary/043492.pdf" target="_blank">Warranty Information</a> |  |  |  |  | 0.600 L | [14 empty] | 0 | 0 | 0 | 0 | Lighting Fixtures | 2016-07-15 13:51 | 2024-07-20 11:14 | 0000-00-00 00:00:00 | 2024-07-20 11:14 | 0000-00-00 00:00:00
1 | Lutron Electronics | RRD-W3BD-MN | 4460-4782 | 4460 | 4782 | Lutron Electronics | RRD-W3BD-SS_lo.jpg | 27557773027 | RADIORA2 3BD WALL KEYPAD MIDNIGHT | Lutron RadioRA 2 seeTouch Wall Mount Designer Keypad, 3 Button Dual Group - Midnight |  | 5.3 | 3.9 |  | RRD-W3BD-SS_lo.jpg | http://grandbrass.xologic.com/vendors/4460/large/RRD-W3BD-SS_lo.jpg | [47 empty] | 0 | 0 | 0 | [6 empty] | 0 | 1 | 1 | EA | 1 | Lighting Controls | [27 empty] | Other Lighting Controls | [242 empty] | <a href="https://www.lutron.com/TechnicalDocumentLibrary/044352.pdf" target="_blank">Installation Instructions</a> | [23 empty] | 25.000 DW |  |  | 5.3000 IN | [89 empty] | 1.000 EA | 1.000 EA | [35 empty] | No | [42 empty] | https://www.lutron.com/TechnicalDocumentLibrary/369221_ENG.pdf | [7 empty] | Shelf Stock | [39 empty] | 52161525 | [6 empty] | <a href="https://lutron.widen.net/content/4y4cm6o0wa/mp4/RadioRA-3-Processor-Video.mp4?w=2048" target="_blank">Product Video Clip</a> | [6 empty] | <a href="https://www.lutron.com/TechnicalDocumentLibrary/043492.pdf" target="_blank">Warranty Information</a> |  |  |  |  | 0.600 L | [14 empty] | 0 | 0 | 0 | 0 | Lighting Fixtures | 2016-07-15 13:51 | 2024-07-20 11:11 | 0000-00-00 00:00:00 | 2024-07-20 11:11 | 0000-00-00 00:00:00 | [6 empty] | Midnight
1 | Lutron Electronics | RRD-W3BD-PD | 4460-4785 | 4460 | 4785 | Lutron Electronics | RRD-W3BD-WH_lo.jpg | 27557773058 | RADIORA2 3BD WALL KEYPAD PALLADIUM | Lutron RadioRA 2 seeTouch Wall Mount Designer Keypad, 3 Button Dual Group - Palladiom |  | 5.3 | 3.9 |  | RRD-W3BD-WH_lo.jpg | http://grandbrass.xologic.com/vendors/4460/large/RRD-W3BD-WH_lo.jpg | [47 empty] | 0 | 0 | 0 | [6 empty] | 0 | 1 | 1 | EA | 1 | Lighting Controls | [27 empty] | Other Lighting Controls | [242 empty] | <a href="https://www.lutron.com/TechnicalDocumentLibrary/044352.pdf" target="_blank">Installation Instructions</a> | [23 empty] | 25.000 DW |  |  | 5.3000 IN | [89 empty] | 1.000 EA | 1.000 EA | [35 empty] | No | [42 empty] | https://www.lutron.com/TechnicalDocumentLibrary/369221_ENG.pdf | [7 empty] | Shelf Stock | [39 empty] | 52161525 | [6 empty] | <a href="https://lutron.widen.net/content/4y4cm6o0wa/mp4/RadioRA-3-Processor-Video.mp4?w=2048" target="_blank">Product Video Clip</a> | [6 empty] | <a href="https://www.lutron.com/TechnicalDocumentLibrary/043492.pdf" target="_blank">Warranty Information</a> |  |  |  |  | 0.600 L | [14 empty] | 0 | 0 | 0 | 0 | Lighting Fixtures | 2016-07-15 13:51 | 2024-07-20 11:12 | 0000-00-00 00:00:00 | 2024-07-20 11:12 | 0000-00-00 00:00:00 | [6 empty] | Palladium
1 | Lutron Electronics | RRD-W3BD-SW | 4460-4789 | 4460 | 4789 | Lutron Electronics | RRD-W3BD-WH_lo.jpg | 27557773096 | RADIORA2 3BD WALL KEYPAD SNOW | Lutron RadioRA 2 seeTouch Wall Mount Designer Keypad, 3 Button Dual Group - Snow White |  | 5.3 | 3.9 |  | RRD-W3BD-WH_lo.jpg | http://grandbrass.xologic.com/vendors/4460/large/RRD-W3BD-WH_lo.jpg | [47 empty] | 0 | 0 | 0 | [6 empty] | 0 | 1 | 1 | EA | 1 | Lighting Controls | [27 empty] | Other Lighting Controls | [242 empty] | <a href="https://www.lutron.com/TechnicalDocumentLibrary/044352.pdf" target="_blank">Installation Instructions</a> | [23 empty] | 25.000 DW |  |  | 5.3000 IN | [89 empty] | 1.000 EA | 1.000 EA | [35 empty] | No | [42 empty] | https://www.lutron.com/TechnicalDocumentLibrary/369221_ENG.pdf | [7 empty] | Shelf Stock | [39 empty] | 52161525 | [6 empty] | <a href="https://lutron.widen.net/content/4y4cm6o0wa/mp4/RadioRA-3-Processor-Video.mp4?w=2048" target="_blank">Product Video Clip</a> | [6 empty] | <a href="https://www.lutron.com/TechnicalDocumentLibrary/043492.pdf" target="_blank">Warranty Information</a> |  |  |  |  | 0.600 L | [14 empty] | 0 | 0 | 0 | 0 | Lighting Fixtures | 2016-07-15 13:51 | 2024-07-20 11:14 | 0000-00-00 00:00:00 | 2024-07-20 11:14 | 0000-00-00 00:00:00 | [6 empty] | Snow
1 | Lutron Electronics | RRD-W3BD-TP | 4460-4791 | 4460 | 4791 | Lutron Electronics | RRD-W3BD-WH_lo.jpg | 27557773119 | RADIORA2 3BD WALL KEYPAD TAUPE | Lutron RadioRA 2 seeTouch Wall Mount Designer Keypad, 3 Button Dual Group - Taupe |  | 5.3 | 3.9 |  | RRD-W3BD-WH_lo.jpg | http://grandbrass.xologic.com/vendors/4460/large/RRD-W3BD-WH_lo.jpg | [47 empty] | 0 | 0 | 0 | [6 empty] | 0 | 1 | 1 | EA | 1 | Lighting Controls | [27 empty] | Other Lighting Controls | [242 empty] | <a href="https://www.lutron.com/TechnicalDocumentLibrary/044352.pdf" target="_blank">Installation Instructions</a> | [23 empty] | 25.000 DW |  |  | 5.3000 IN | [89 empty] | 1.000 EA | 1.000 EA | [35 empty] | No | [42 empty] | https://www.lutron.com/TechnicalDocumentLibrary/369221_ENG.pdf | [7 empty] | Shelf Stock | [39 empty] | 52161525 | [6 empty] | <a href="https://lutron.widen.net/content/4y4cm6o0wa/mp4/RadioRA-3-Processor-Video.mp4?w=2048" target="_blank">Product Video Clip</a> | [6 empty] | <a href="https://www.lutron.com/TechnicalDocumentLibrary/043492.pdf" target="_blank">Warranty Information</a> |  |  |  |  | 0.600 L | [14 empty] | 0 | 0 | 0 | 0 | Lighting Fixtures | 2016-07-15 13:51 | 2024-07-20 11:11 | 0000-00-00 00:00:00 | 2024-07-20 11:11 | 0000-00-00 00:00:00 | [6 empty] | Taupe
1 | Lutron Electronics | RRD-W3BD-WH | 4460-4793 | 4460 | 4793 | Lutron Electronics | RRD-W3BD-WH.jpg | 27557773133 | RADIORA2 3BD WALL KEYPAD WHITE | Lutron RadioRA 2 seeTouch Wall Mount Designer Keypad, 3 Button Dual Group - White |  | 5.3 | 3.9 |  | RRD-W3BD-WH.jpg | http://grandbrass.xologic.com/vendors/4460/large/RRD-W3BD-WH.jpg | [47 empty] | 0 | 0 | 0 | [6 empty] | 0 | 1 | 1 | EA | 1 | Lighting Controls | [7 empty] | White | [19 empty] | Other Lighting Controls | [242 empty] | <a href="https://www.lutron.com/TechnicalDocumentLibrary/044352.pdf" target="_blank">Installation Instructions</a> | [23 empty] | 25.000 DW |  |  | 5.3000 IN | [89 empty] | 1.000 EA | 1.000 EA | [35 empty] | No | [42 empty] | https://www.lutron.com/TechnicalDocumentLibrary/369221_ENG.pdf | [7 empty] | Shelf Stock | [39 empty] | 52161525 | [6 empty] | <a href="https://lutron.widen.net/content/4y4cm6o0wa/mp4/RadioRA-3-Processor-Video.mp4?w=2048" target="_blank">Product Video Clip</a> | [6 empty] | <a href="https://www.lutron.com/TechnicalDocumentLibrary/043492.pdf" target="_blank">Warranty Information</a> |  |  |  |  | 0.600 L | [14 empty] | 0 | 0 | 0 | 0 | Lighting Fixtures | 2016-07-15 13:51 | 2024-07-20 11:12 | 0000-00-00 00:00:00 | 2024-07-20 11:12 | 0000-00-00 00:00:00 | [6 empty] | White
1 | Lutron Electronics | RRD-W3BRL-AL | 4460-4794 | 4460 | 4794 | Lutron Electronics | RRD-W3BRL-WH_lo.jpg | 27557771849 | RADIORA2 3BRL WALL KEYPAD ALMOND | Lutron RadioRA 2 seeTouch Wall Mount Designer Keypad, 3 Button with Raise/Lower- Almond |  | 5.2 | 5.4 |  | RRD-W3BRL-WH_lo.jpg | http://grandbrass.xologic.com/vendors/4460/large/RRD-W3BRL-WH_lo.jpg | [47 empty] | 0 | 0 | 0 | [6 empty] | 0 | 1 | 1 | EA | 1 | Lighting Controls | [7 empty] | Nickel | [19 empty] | Other Lighting Controls | [242 empty] | <a href="https://www.lutron.com/TechnicalDocumentLibrary/044352.pdf" target="_blank">Installation Instructions</a> | [23 empty] | 25.000 DW |  |  | 4.0000 IN | [89 empty] | 1.000 EA | 1.000 EA | [35 empty] | No | [42 empty] | https://www.lutron.com/TechnicalDocumentLibrary/369221_ENG.pdf | [7 empty] | Shelf Stock | [39 empty] | 52161525 | [6 empty] | <a href="https://lutron.widen.net/content/4y4cm6o0wa/mp4/RadioRA-3-Processor-Video.mp4?w=2048" target="_blank">Product Video Clip</a> | [6 empty] | <a href="https://www.lutron.com/TechnicalDocumentLibrary/043492.pdf" target="_blank">Warranty Information</a> |  |  |  |  | 0.500 L | [14 empty] | 0 | 0 | 0 | 0 | Lighting Fixtures | 2016-07-15 13:51 | 2024-07-20 11:12 | 0000-00-00 00:00:00 | 2024-07-20 11:12 | 0000-00-00 00:00:00 | [6 empty] | Almond
1 | Lutron Electronics | RRD-W3BRL-BI | 4460-4796 | 4460 | 4796 | Lutron Electronics | RRD-W3BRL-WH_lo.jpg | 27557771863 | RADIORA2 3BRL WALL KEYPAD BISCUIT | Lutron RadioRA 2 seeTouch Wall Mount Designer Keypad, 3 Button with Raise/Lower- Biscuit |  | 5.2 | 5.4 |  | RRD-W3BRL-WH_lo.jpg | http://grandbrass.xologic.com/vendors/4460/large/RRD-W3BRL-WH_lo.jpg | [47 empty] | 0 | 0 | 0 | [6 empty] | 0 | 1 | 1 | EA | 1 | Lighting Controls | [7 empty] | Brown | [19 empty] | Other Lighting Controls | [242 empty] | <a href="https://www.lutron.com/TechnicalDocumentLibrary/044352.pdf" target="_blank">Installation Instructions</a> | [23 empty] | 25.000 DW |  |  | 4.0000 IN | [89 empty] | 1.000 EA | 1.000 EA | [35 empty] | No | [42 empty] | https://www.lutron.com/TechnicalDocumentLibrary/369221_ENG.pdf | [7 empty] | Shelf Stock | [39 empty] | 52161525 | [6 empty] | <a href="https://lutron.widen.net/content/4y4cm6o0wa/mp4/RadioRA-3-Processor-Video.mp4?w=2048" target="_blank">Product Video Clip</a> | [6 empty] | <a href="https://www.lutron.com/TechnicalDocumentLibrary/043492.pdf" target="_blank">Warranty Information</a> |  |  |  |  | 0.500 L | [14 empty] | 0 | 0 | 0 | 0 | Lighting Fixtures | 2016-07-15 13:51 | 2024-07-20 11:15 | 0000-00-00 00:00:00 | 2024-07-20 11:15 | 0000-00-00 00:00:00 | [6 empty] | Biscuit
1 | Lutron Electronics | RRD-W3BRL-BL | 4460-4797 | 4460 | 4797 | Lutron Electronics | RRD-W3BRL-WH_lo.jpg | 27557771870 | RADIORA2 3BRL WALL KEYPAD BLACK | Lutron RadioRA 2 seeTouch Wall Mount Designer Keypad, 3 Button with Raise/Lower- Black |  | 5.2 | 5.4 |  | RRD-W3BRL-WH_lo.jpg | http://grandbrass.xologic.com/vendors/4460/large/RRD-W3BRL-WH_lo.jpg | [47 empty] | 0 | 0 | 0 | [6 empty] | 0 | 1 | 1 | EA | 1 | Lighting Controls | [7 empty] | Black | [19 empty] | Other Lighting Controls | [242 empty] | <a href="https://www.lutron.com/TechnicalDocumentLibrary/044352.pdf" target="_blank">Installation Instructions</a> | [23 empty] | 25.000 DW |  |  | 4.0000 IN | [89 empty] | 1.000 EA | 1.000 EA | [35 empty] | No | [42 empty] | https://www.lutron.com/TechnicalDocumentLibrary/369221_ENG.pdf | [7 empty] | Shelf Stock | [39 empty] | 52161525 | [6 empty] | <a href="https://lutron.widen.net/content/4y4cm6o0wa/mp4/RadioRA-3-Processor-Video.mp4?w=2048" target="_blank">Product Video Clip</a> | [6 empty] | <a href="https://www.lutron.com/TechnicalDocumentLibrary/043492.pdf" target="_blank">Warranty Information</a> |  |  |  |  | 0.500 L | [14 empty] | 0 | 0 | 0 | 0 | Lighting Fixtures | 2016-07-15 13:52 | 2024-07-20 11:12 | 0000-00-00 00:00:00 | 2024-07-20 11:12 | 0000-00-00 00:00:00 | [6 empty] | Black
1 | Lutron Electronics | RRD-W3BRL-BR | 4460-4798 | 4460 | 4798 | Lutron Electronics | RRD-W3BRL-WH_lo.jpg | 27557771887 | RADIORA2 3BRL WALL KEYPAD BROWN | Lutron RadioRA 2 seeTouch Wall Mount Designer Keypad, 3 Button with Raise/Lower- Brown |  | 5.2 | 5.4 |  | RRD-W3BRL-WH_lo.jpg | http://grandbrass.xologic.com/vendors/4460/large/RRD-W3BRL-WH_lo.jpg | [47 empty] | 0 | 0 | 0 | [6 empty] | 0 | 1 | 1 | EA | 1 | Lighting Controls | [7 empty] | Brown | [19 empty] | Other Lighting Controls | [242 empty] | <a href="https://www.lutron.com/TechnicalDocumentLibrary/044352.pdf" target="_blank">Installation Instructions</a> | [23 empty] | 25.000 DW |  |  | 4.0000 IN | [89 empty] | 1.000 EA | 1.000 EA | [35 empty] | No | [42 empty] | https://www.lutron.com/TechnicalDocumentLibrary/369221_ENG.pdf | [7 empty] | Shelf Stock | [39 empty] | 52161525 | [6 empty] | <a href="https://lutron.widen.net/content/4y4cm6o0wa/mp4/RadioRA-3-Processor-Video.mp4?w=2048" target="_blank">Product Video Clip</a> | [6 empty] | <a href="https://www.lutron.com/TechnicalDocumentLibrary/043492.pdf" target="_blank">Warranty Information</a> |  |  |  |  | 0.500 L | [14 empty] | 0 | 0 | 0 | 0 | Lighting Fixtures | 2016-07-15 13:52 | 2024-07-20 11:14 | 0000-00-00 00:00:00 | 2024-07-20 11:14 | 0000-00-00 00:00:00 | [6 empty] | Brown
1 | Lutron Electronics | RRD-W3BRL-GR | 4460-4802 | 4460 | 4802 | Lutron Electronics | RRD-W3BRL-WH_lo.jpg | 27557771924 | RADIORA2 3BRL WALL KEYPAD GRAY | Lutron RadioRA 2 seeTouch Wall Mount Designer Keypad, 3 Button with Raise/Lower- Gray |  | 5.2 | 5.4 |  | RRD-W3BRL-WH_lo.jpg | http://grandbrass.xologic.com/vendors/4460/large/RRD-W3BRL-WH_lo.jpg | [47 empty] | 0 | 0 | 0 | [6 empty] | 0 | 1 | 1 | EA | 1 | Lighting Controls | [7 empty] | Gray | [19 empty] | Other Lighting Controls | [242 empty] | <a href="https://www.lutron.com/TechnicalDocumentLibrary/044352.pdf" target="_blank">Installation Instructions</a> | [23 empty] | 25.000 DW |  |  | 4.0000 IN | [89 empty] | 1.000 EA | 1.000 EA | [35 empty] | No | [42 empty] | https://www.lutron.com/TechnicalDocumentLibrary/369221_ENG.pdf | [7 empty] | Shelf Stock | [13 empty] | <a href="https://files.lutron.com/ImageLibrary/Products/RadioRA_2/All/Keypads/Wall-mounted_Keypads/lo/RRD-W3BRL-WH_lo.jpg" target="_blank">Tech Drawing</a> | [25 empty] | 52161525 | [6 empty] | <a href="https://lutron.widen.net/content/4y4cm6o0wa/mp4/RadioRA-3-Processor-Video.mp4?w=2048" target="_blank">Product Video Clip</a> | [6 empty] | <a href="https://www.lutron.com/TechnicalDocumentLibrary/043492.pdf" target="_blank">Warranty Information</a> |  |  |  |  | 0.500 L | [14 empty] | 0 | 0 | 0 | 0 | Lighting Fixtures | 2016-07-15 13:52 | 2024-07-20 11:12 | 0000-00-00 00:00:00 | 2024-07-20 11:12 | 0000-00-00 00:00:00 | [6 empty] | Gray
1 | Lutron Electronics | RRD-W3BRL-HT | 4460-4804 | 4460 | 4804 | Lutron Electronics | RRD-W3BRL-WH_lo.jpg | 27557771948 | RADIORA2 3BRL WALL KEYPAD HOT | Lutron RadioRA 2 seeTouch Wall Mount Designer Keypad, 3 Button with Raise/Lower- Hot |  | 5.2 | 5.4 |  | RRD-W3BRL-WH_lo.jpg | http://grandbrass.xologic.com/vendors/4460/large/RRD-W3BRL-WH_lo.jpg | [47 empty] | 0 | 0 | 0 | [6 empty] | 0 | 1 | 1 | EA | 1 | Lighting Controls | [27 empty] | Other Lighting Controls | [242 empty] | <a href="https://www.lutron.com/TechnicalDocumentLibrary/044352.pdf" target="_blank">Installation Instructions</a> | [23 empty] | 25.000 DW |  |  | 4.0000 IN | [89 empty] | 1.000 EA | 1.000 EA | [35 empty] | No | [42 empty] | https://www.lutron.com/TechnicalDocumentLibrary/369221_ENG.pdf | [7 empty] | Shelf Stock | [39 empty] | 52161525 | [6 empty] | <a href="https://lutron.widen.net/content/4y4cm6o0wa/mp4/RadioRA-3-Processor-Video.mp4?w=2048" target="_blank">Product Video Clip</a> | [6 empty] | <a href="https://www.lutron.com/TechnicalDocumentLibrary/043492.pdf" target="_blank">Warranty Information</a> |  |  |  |  | 0.500 L | [14 empty] | 0 | 0 | 0 | 0 | Lighting Fixtures | 2016-07-15 13:52 | 2024-07-20 11:42 | 0000-00-00 00:00:00 | 2024-07-20 11:42 | 0000-00-00 00:00:00
1 | Lutron Electronics | RRD-W3BRL-IV | 4460-4805 | 4460 | 4805 | Lutron Electronics | RRD-W3BRL-WH_lo.jpg | 27557771955 | RADIORA2 3BRL WALL KEYPAD IVORY | Lutron RadioRA 2 seeTouch Wall Mount Designer Keypad, 3 Button with Raise/Lower- Ivory |  | 5.2 | 5.4 |  | RRD-W3BRL-WH_lo.jpg | http://grandbrass.xologic.com/vendors/4460/large/RRD-W3BRL-WH_lo.jpg | [47 empty] | 0 | 0 | 0 | [6 empty] | 0 | 1 | 1 | EA | 1 | Lighting Controls | [7 empty] | White | [19 empty] | Other Lighting Controls | [242 empty] | <a href="https://www.lutron.com/TechnicalDocumentLibrary/044352.pdf" target="_blank">Installation Instructions</a> | [23 empty] | 25.000 DW |  |  | 4.0000 IN | [89 empty] | 1.000 EA | 1.000 EA | [35 empty] | No | [42 empty] | https://www.lutron.com/TechnicalDocumentLibrary/369221_ENG.pdf | [7 empty] | Shelf Stock | [39 empty] | 52161525 | [6 empty] | <a href="https://lutron.widen.net/content/4y4cm6o0wa/mp4/RadioRA-3-Processor-Video.mp4?w=2048" target="_blank">Product Video Clip</a> | [6 empty] | <a href="https://www.lutron.com/TechnicalDocumentLibrary/043492.pdf" target="_blank">Warranty Information</a> |  |  |  |  | 0.500 L | [14 empty] | 0 | 0 | 0 | 0 | Lighting Fixtures | 2016-07-15 13:52 | 2024-07-20 11:42 | 0000-00-00 00:00:00 | 2024-07-20 11:42 | 0000-00-00 00:00:00 | [6 empty] | Ivory
1 | Lutron Electronics | RRD-W3BRL-LA | 4460-4806 | 4460 | 4806 | Lutron Electronics | RRD-W3BRL-WH_lo.jpg | 27557771962 | RADIORA2 3BRL WALL KEYPAD LIGHT ALMOND | Lutron RadioRA 2 seeTouch Wall Mount Designer Keypad, 3 Button with Raise/Lower- Light Almond |  | 5.2 | 5.4 |  | RRD-W3BRL-WH_lo.jpg | http://grandbrass.xologic.com/vendors/4460/large/RRD-W3BRL-WH_lo.jpg | [47 empty] | 0 | 0 | 0 | [6 empty] | 0 | 1 | 1 | EA | 1 | Lighting Controls | [27 empty] | Other Lighting Controls | [242 empty] | <a href="https://www.lutron.com/TechnicalDocumentLibrary/044352.pdf" target="_blank">Installation Instructions</a> | [23 empty] | 25.000 DW |  |  | 4.0000 IN | [89 empty] | 1.000 EA | 1.000 EA | [35 empty] | No | [42 empty] | https://www.lutron.com/TechnicalDocumentLibrary/369221_ENG.pdf | [7 empty] | Shelf Stock | [39 empty] | 52161525 | [6 empty] | <a href="https://lutron.widen.net/content/4y4cm6o0wa/mp4/RadioRA-3-Processor-Video.mp4?w=2048" target="_blank">Product Video Clip</a> | [6 empty] | <a href="https://www.lutron.com/TechnicalDocumentLibrary/043492.pdf" target="_blank">Warranty Information</a> |  |  |  |  | 0.500 L | [14 empty] | 0 | 0 | 0 | 0 | Lighting Fixtures | 2016-07-15 13:52 | 2024-07-20 11:16 | 0000-00-00 00:00:00 | 2024-07-20 11:16 | 0000-00-00 00:00:00
1 | Lutron Electronics | RRD-W3BRL-MN | 4460-4808 | 4460 | 4808 | Lutron Electronics | RRD-W3BRL-WH_lo.jpg | 27557771986 | RADIORA2 3BRL WALL KEYPAD MIDNIGHT | Lutron RadioRA 2 seeTouch Wall Mount Designer Keypad, 3 Button with Raise/Lower- Midnight |  | 5.2 | 5.4 |  | RRD-W3BRL-WH_lo.jpg | http://grandbrass.xologic.com/vendors/4460/large/RRD-W3BRL-WH_lo.jpg | [47 empty] | 0 | 0 | 0 | [6 empty] | 0 | 1 | 1 | EA | 1 | Lighting Controls | [27 empty] | Other Lighting Controls | [242 empty] | <a href="https://www.lutron.com/TechnicalDocumentLibrary/044352.pdf" target="_blank">Installation Instructions</a> | [23 empty] | 25.000 DW |  |  | 4.0000 IN | [89 empty] | 1.000 EA | 1.000 EA | [35 empty] | No | [42 empty] | https://www.lutron.com/TechnicalDocumentLibrary/369221_ENG.pdf | [7 empty] | Shelf Stock | [39 empty] | 52161525 | [6 empty] | <a href="https://lutron.widen.net/content/4y4cm6o0wa/mp4/RadioRA-3-Processor-Video.mp4?w=2048" target="_blank">Product Video Clip</a> | [6 empty] | <a href="https://www.lutron.com/TechnicalDocumentLibrary/043492.pdf" target="_blank">Warranty Information</a> |  |  |  |  | 0.500 L | [14 empty] | 0 | 0 | 0 | 0 | Lighting Fixtures | 2016-07-15 13:52 | 2024-07-20 11:10 | 0000-00-00 00:00:00 | 2024-07-20 11:10 | 0000-00-00 00:00:00 | [6 empty] | Midnight
1 | Lutron Electronics | RRD-W3BRL-PD | 4460-4811 | 4460 | 4811 | Lutron Electronics | RRD-W3BRL-WH_lo.jpg | 27557772013 | RADIORA2 3BRL WALL KEYPAD PALLADIUM | Lutron RadioRA 2 seeTouch Wall Mount Designer Keypad, 3 Button with Raise/Lower- Palladiom |  | 5.2 | 5.4 |  | RRD-W3BRL-WH_lo.jpg | http://grandbrass.xologic.com/vendors/4460/large/RRD-W3BRL-WH_lo.jpg | [47 empty] | 0 | 0 | 0 | [6 empty] | 0 | 1 | 1 | EA | 1 | Lighting Controls | [27 empty] | Other Lighting Controls | [242 empty] | <a href="https://www.lutron.com/TechnicalDocumentLibrary/044352.pdf" target="_blank">Installation Instructions</a> | [23 empty] | 25.000 DW |  |  | 4.0000 IN | [89 empty] | 1.000 EA | 1.000 EA | [35 empty] | No | [42 empty] | https://www.lutron.com/TechnicalDocumentLibrary/369221_ENG.pdf | [7 empty] | Shelf Stock | [39 empty] | 52161525 | [6 empty] | <a href="https://lutron.widen.net/content/4y4cm6o0wa/mp4/RadioRA-3-Processor-Video.mp4?w=2048" target="_blank">Product Video Clip</a> | [6 empty] | <a href="https://www.lutron.com/TechnicalDocumentLibrary/043492.pdf" target="_blank">Warranty Information</a> |  |  |  |  | 0.500 L | [14 empty] | 0 | 0 | 0 | 0 | Lighting Fixtures | 2016-07-15 13:52 | 2024-07-20 11:12 | 0000-00-00 00:00:00 | 2024-07-20 11:12 | 0000-00-00 00:00:00 | [6 empty] | Palladium
1 | Lutron Electronics | RRD-W3BRL-SW | 4460-4815 | 4460 | 4815 | Lutron Electronics | RRD-W3BRL-WH_lo.jpg | 27557772051 | RADIORA2 3BRL WALL KEYPAD SNOW | Lutron RadioRA 2 seeTouch Wall Mount Designer Keypad, 3 Button with Raise/Lower- Snow White |  | 5.2 | 5.4 |  | RRD-W3BRL-WH_lo.jpg | http://grandbrass.xologic.com/vendors/4460/large/RRD-W3BRL-WH_lo.jpg | [47 empty] | 0 | 0 | 0 | [6 empty] | 0 | 1 | 1 | EA | 1 | Lighting Controls | [27 empty] | Other Lighting Controls | [242 empty] | <a href="https://www.lutron.com/TechnicalDocumentLibrary/044352.pdf" target="_blank">Installation Instructions</a> | [23 empty] | 25.000 DW |  |  | 4.0000 IN | [89 empty] | 1.000 EA | 1.000 EA | [35 empty] | No | [42 empty] | https://www.lutron.com/TechnicalDocumentLibrary/369221_ENG.pdf | [7 empty] | Shelf Stock | [39 empty] | 52161525 | [6 empty] | <a href="https://lutron.widen.net/content/4y4cm6o0wa/mp4/RadioRA-3-Processor-Video.mp4?w=2048" target="_blank">Product Video Clip</a> | [6 empty] | <a href="https://www.lutron.com/TechnicalDocumentLibrary/043492.pdf" target="_blank">Warranty Information</a> |  |  |  |  | 0.500 L | [14 empty] | 0 | 0 | 0 | 0 | Lighting Fixtures | 2016-07-15 13:52 | 2024-07-20 11:10 | 0000-00-00 00:00:00 | 2024-07-20 11:10 | 0000-00-00 00:00:00 | [6 empty] | Snow
1 | Lutron Electronics | RRD-W3BRL-TP | 4460-4817 | 4460 | 4817 | Lutron Electronics | RRD-W3BRL-WH_lo.jpg | 27557772075 | RADIORA2 3BRL WALL KEYPAD TAUPE | Lutron RadioRA 2 seeTouch Wall Mount Designer Keypad, 3 Button with Raise/Lower- Taupe |  | 5.2 | 5.4 |  | RRD-W3BRL-WH_lo.jpg | http://grandbrass.xologic.com/vendors/4460/large/RRD-W3BRL-WH_lo.jpg | [47 empty] | 0 | 0 | 0 | [6 empty] | 0 | 1 | 1 | EA | 1 | Lighting Controls | [27 empty] | Other Lighting Controls | [242 empty] | <a href="https://www.lutron.com/TechnicalDocumentLibrary/044352.pdf" target="_blank">Installation Instructions</a> | [23 empty] | 25.000 DW |  |  | 4.0000 IN | [89 empty] | 1.000 EA | 1.000 EA | [35 empty] | No | [42 empty] | https://www.lutron.com/TechnicalDocumentLibrary/369221_ENG.pdf | [7 empty] | Shelf Stock | [39 empty] | 52161525 | [6 empty] | <a href="https://lutron.widen.net/content/4y4cm6o0wa/mp4/RadioRA-3-Processor-Video.mp4?w=2048" target="_blank">Product Video Clip</a> | [6 empty] | <a href="https://www.lutron.com/TechnicalDocumentLibrary/043492.pdf" target="_blank">Warranty Information</a> |  |  |  |  | 0.500 L | [14 empty] | 0 | 0 | 0 | 0 | Lighting Fixtures | 2016-07-15 13:52 | 2024-07-20 11:17 | 0000-00-00 00:00:00 | 2024-07-20 11:17 | 0000-00-00 00:00:00 | [6 empty] | Taupe
1 | Lutron Electronics | RRD-W3BRL-WH | 4460-4819 | 4460 | 4819 | Lutron Electronics | RRD-W3BRL-WH.jpg | 27557772099 | RADIORA2 3BRL WALL KEYPAD WHITE | Lutron RadioRA 2 seeTouch Wall Mount Designer Keypad, 3 Button with Raise/Lower- White |  | 5.2 | 5.4 |  | RRD-W3BRL-WH.jpg | http://grandbrass.xologic.com/vendors/4460/large/RRD-W3BRL-WH.jpg | [47 empty] | 0 | 0 | 0 | [6 empty] | 0 | 1 | 1 | EA | 1 | Lighting Controls | [7 empty] | White | [19 empty] | Other Lighting Controls | [242 empty] | <a href="https://www.lutron.com/TechnicalDocumentLibrary/044352.pdf" target="_blank">Installation Instructions</a> | [23 empty] | 25.000 DW |  |  | 4.0000 IN | [89 empty] | 1.000 EA | 1.000 EA | [35 empty] | No | [42 empty] | https://www.lutron.com/TechnicalDocumentLibrary/369221_ENG.pdf | [7 empty] | Shelf Stock | [39 empty] | 52161525 | [6 empty] | <a href="https://lutron.widen.net/content/4y4cm6o0wa/mp4/RadioRA-3-Processor-Video.mp4?w=2048" target="_blank">Product Video Clip</a> | [6 empty] | <a href="https://www.lutron.com/TechnicalDocumentLibrary/043492.pdf" target="_blank">Warranty Information</a> |  |  |  |  | 0.500 L | [14 empty] | 0 | 0 | 0 | 0 | Lighting Fixtures | 2016-07-15 13:52 | 2024-07-20 11:42 | 0000-00-00 00:00:00 | 2024-07-20 11:42 | 0000-00-00 00:00:00 | [6 empty] | White
1 | Lutron Electronics | RRD-W5BRLIR-AL | 4460-4820 | 4460 | 4820 | Lutron Electronics | RRD-W5BRLIR-WH_lo.jpg | 27557772105 | RADIORA2 5BRLIR WALL KEYPAD ALMOND | RadioRA 2 Wall-mounted Keypad, 5-button with raise/lower and IR receiver on insert in almond |  | 5.2 | 5.4 |  | RRD-W5BRLIR-WH_lo.jpg | http://grandbrass.xologic.com/vendors/4460/large/RRD-W5BRLIR-WH_lo.jpg | [47 empty] | 0 | 0 | 0 | [6 empty] | 0 | 1 | 1 | EA | 1 | Lighting Controls | [7 empty] | Nickel | [19 empty] | Other Lighting Controls | [242 empty] | <a href="https://www.lutron.com/TechnicalDocumentLibrary/044352.pdf" target="_blank">Installation Instructions</a> | [23 empty] | 25.000 DW |  |  | 4.0000 IN | [89 empty] | 1.000 EA | 1.000 EA | [35 empty] | No | [42 empty] | https://www.lutron.com/TechnicalDocumentLibrary/369221_ENG.pdf | [7 empty] | Shelf Stock | [39 empty] | 52161525 | [13 empty] | <a href="https://www.lutron.com/TechnicalDocumentLibrary/043492.pdf" target="_blank">Warranty Information</a> |  |  |  |  | 0.500 L | [14 empty] | 0 | 0 | 0 | 0 | Lighting Fixtures | 2016-07-15 13:52 | 2024-07-20 11:12 | 0000-00-00 00:00:00 | 2024-07-20 11:12 | 0000-00-00 00:00:00 | [6 empty] | Almond
1 | Lutron Electronics | RRD-W5BRLIR-BI | 4460-4822 | 4460 | 4822 | Lutron Electronics | RRD-W5BRLIR-WH_lo.jpg | 27557772129 | RADIORA2 5BRLIR WALL KEYPAD BISCUIT | RadioRA 2 Wall-mounted Keypad, 5-button with raise/lower and IR receiver on insert in biscuit |  | 5.2 | 5.4 |  | RRD-W5BRLIR-WH_lo.jpg | http://grandbrass.xologic.com/vendors/4460/large/RRD-W5BRLIR-WH_lo.jpg | [47 empty] | 0 | 0 | 0 | [6 empty] | 0 | 1 | 1 | EA | 1 | Lighting Controls | [7 empty] | Brown | [19 empty] | Other Lighting Controls | [242 empty] | <a href="https://www.lutron.com/TechnicalDocumentLibrary/044352.pdf" target="_blank">Installation Instructions</a> | [23 empty] | 25.000 DW |  |  | 4.0000 IN | [89 empty] | 1.000 EA | 1.000 EA | [35 empty] | No | [42 empty] | https://www.lutron.com/TechnicalDocumentLibrary/369221_ENG.pdf | [7 empty] | Shelf Stock | [39 empty] | 52161525 | [13 empty] | <a href="https://www.lutron.com/TechnicalDocumentLibrary/043492.pdf" target="_blank">Warranty Information</a> |  |  |  |  | 0.500 L | [14 empty] | 0 | 0 | 0 | 0 | Lighting Fixtures | 2016-07-15 13:52 | 2024-07-20 11:10 | 0000-00-00 00:00:00 | 2024-07-20 11:10 | 0000-00-00 00:00:00 | [6 empty] | Biscuit
1 | Lutron Electronics | RRD-W5BRLIR-BL | 4460-4823 | 4460 | 4823 | Lutron Electronics | RRD-W5BRLIR-WH_lo.jpg | 27557772136 | RADIORA2 5BRLIR WALL KEYPAD BLACK | RadioRA 2 Wall-mounted Keypad, 5-button with raise/lower and IR receiver on insert in black |  | 5.2 | 5.4 |  | RRD-W5BRLIR-WH_lo.jpg | http://grandbrass.xologic.com/vendors/4460/large/RRD-W5BRLIR-WH_lo.jpg | [47 empty] | 0 | 0 | 0 | [6 empty] | 0 | 1 | 1 | EA | 1 | Lighting Controls | [7 empty] | Black | [19 empty] | Other Lighting Controls | [242 empty] | <a href="https://www.lutron.com/TechnicalDocumentLibrary/044352.pdf" target="_blank">Installation Instructions</a> | [23 empty] | 25.000 DW |  |  | 4.0000 IN | [89 empty] | 1.000 EA | 1.000 EA | [35 empty] | No | [42 empty] | https://www.lutron.com/TechnicalDocumentLibrary/369221_ENG.pdf | [7 empty] | Shelf Stock | [39 empty] | 52161525 | [13 empty] | <a href="https://www.lutron.com/TechnicalDocumentLibrary/043492.pdf" target="_blank">Warranty Information</a> |  |  |  |  | 0.500 L | [14 empty] | 0 | 0 | 0 | 0 | Lighting Fixtures | 2016-07-15 13:52 | 2024-07-20 11:15 | 0000-00-00 00:00:00 | 2024-07-20 11:15 | 0000-00-00 00:00:00 | [6 empty] | Black
1 | Lutron Electronics | RRD-W5BRLIR-BR | 4460-4824 | 4460 | 4824 | Lutron Electronics | RRD-W5BRLIR-WH_lo.jpg | 27557772143 | RADIORA2 5BRLIR WALL KEYPAD BROWN | RadioRA 2 Wall-mounted Keypad, 5-button with raise/lower and IR receiver on insert in brown |  | 5.2 | 5.4 |  | RRD-W5BRLIR-WH_lo.jpg | http://grandbrass.xologic.com/vendors/4460/large/RRD-W5BRLIR-WH_lo.jpg | [47 empty] | 0 | 0 | 0 | [6 empty] | 0 | 1 | 1 | EA | 1 | Lighting Controls | [7 empty] | Brown | [19 empty] | Other Lighting Controls | [242 empty] | <a href="https://www.lutron.com/TechnicalDocumentLibrary/044352.pdf" target="_blank">Installation Instructions</a> | [23 empty] | 25.000 DW |  |  | 4.0000 IN | [89 empty] | 1.000 EA | 1.000 EA | [35 empty] | No | [42 empty] | https://www.lutron.com/TechnicalDocumentLibrary/369221_ENG.pdf | [7 empty] | Shelf Stock | [39 empty] | 52161525 | [13 empty] | <a href="https://www.lutron.com/TechnicalDocumentLibrary/043492.pdf" target="_blank">Warranty Information</a> |  |  |  |  | 0.500 L | [14 empty] | 0 | 0 | 0 | 0 | Lighting Fixtures | 2016-07-15 13:52 | 2024-07-20 11:16 | 0000-00-00 00:00:00 | 2024-07-20 11:16 | 0000-00-00 00:00:00 | [6 empty] | Brown
1 | Lutron Electronics | RRD-W5BRLIR-GR | 4460-4828 | 4460 | 4828 | Lutron Electronics | RRD-W5BRLIR-WH_lo.jpg | 27557772181 | RADIORA2 5BRLIR WALL KEYPAD GRAY | RadioRA 2 Wall-mounted Keypad, 5-button with raise/lower and IR receiver on insert in gray |  | 5.2 | 5.4 |  | RRD-W5BRLIR-WH_lo.jpg | http://grandbrass.xologic.com/vendors/4460/large/RRD-W5BRLIR-WH_lo.jpg | [47 empty] | 0 | 0 | 0 | [6 empty] | 0 | 1 | 1 | EA | 1 | Lighting Controls | [7 empty] | Gray | [19 empty] | Other Lighting Controls | [242 empty] | <a href="https://www.lutron.com/TechnicalDocumentLibrary/044352.pdf" target="_blank">Installation Instructions</a> | [23 empty] | 25.000 DW |  |  | 4.0000 IN | [89 empty] | 1.000 EA | 1.000 EA | [35 empty] | No | [42 empty] | https://www.lutron.com/TechnicalDocumentLibrary/369221_ENG.pdf | [7 empty] | Shelf Stock | [39 empty] | 52161525 | [13 empty] | <a href="https://www.lutron.com/TechnicalDocumentLibrary/043492.pdf" target="_blank">Warranty Information</a> |  |  |  |  | 0.500 L | [14 empty] | 0 | 0 | 0 | 0 | Lighting Fixtures | 2016-07-15 13:52 | 2024-07-20 11:12 | 0000-00-00 00:00:00 | 2024-07-20 11:12 | 0000-00-00 00:00:00 | [6 empty] | Gray
1 | Lutron Electronics | RRD-W5BRLIR-HT | 4460-4830 | 4460 | 4830 | Lutron Electronics | RRD-W5BRLIR-WH_lo.jpg | 27557772204 | RADIORA2 5BRLIR WALL KEYPAD HOT | RadioRA 2 Wall-mounted Keypad, 5-button with raise/lower and IR receiver on insert in hot |  | 5.2 | 5.4 |  | RRD-W5BRLIR-WH_lo.jpg | http://grandbrass.xologic.com/vendors/4460/large/RRD-W5BRLIR-WH_lo.jpg | [47 empty] | 0 | 0 | 0 | [6 empty] | 0 | 1 | 1 | EA | 1 | Lighting Controls | [27 empty] | Other Lighting Controls | [242 empty] | <a href="https://www.lutron.com/TechnicalDocumentLibrary/044352.pdf" target="_blank">Installation Instructions</a> | [23 empty] | 25.000 DW |  |  | 4.0000 IN | [89 empty] | 1.000 EA | 1.000 EA | [35 empty] | No | [42 empty] | https://www.lutron.com/TechnicalDocumentLibrary/369221_ENG.pdf | [7 empty] | Shelf Stock | [39 empty] | 52161525 | [13 empty] | <a href="https://www.lutron.com/TechnicalDocumentLibrary/043492.pdf" target="_blank">Warranty Information</a> |  |  |  |  | 0.500 L | [14 empty] | 0 | 0 | 0 | 0 | Lighting Fixtures | 2016-07-15 13:53 | 2024-07-20 11:15 | 0000-00-00 00:00:00 | 2024-07-20 11:15 | 0000-00-00 00:00:00
1 | Lutron Electronics | RRD-W5BRLIR-IV | 4460-4831 | 4460 | 4831 | Lutron Electronics | RRD-W5BRLIR-WH_lo.jpg | 27557772211 | RADIORA2 5BRLIR WALL KEYPAD IVORY | RadioRA 2 Wall-mounted Keypad, 5-button with raise/lower and IR receiver on insert in ivory |  | 5.2 | 5.4 |  | RRD-W5BRLIR-WH_lo.jpg | http://grandbrass.xologic.com/vendors/4460/large/RRD-W5BRLIR-WH_lo.jpg | [47 empty] | 0 | 0 | 0 | [6 empty] | 0 | 1 | 1 | EA | 1 | Lighting Controls | [7 empty] | White | [19 empty] | Other Lighting Controls | [242 empty] | <a href="https://www.lutron.com/TechnicalDocumentLibrary/044352.pdf" target="_blank">Installation Instructions</a> | [23 empty] | 25.000 DW |  |  | 4.0000 IN | [89 empty] | 1.000 EA | 1.000 EA | [35 empty] | No | [42 empty] | https://www.lutron.com/TechnicalDocumentLibrary/369221_ENG.pdf | [7 empty] | Shelf Stock | [39 empty] | 52161525 | [13 empty] | <a href="https://www.lutron.com/TechnicalDocumentLibrary/043492.pdf" target="_blank">Warranty Information</a> |  |  |  |  | 0.500 L | [14 empty] | 0 | 0 | 0 | 0 | Lighting Fixtures | 2016-07-15 13:53 | 2024-07-20 11:17 | 0000-00-00 00:00:00 | 2024-07-20 11:17 | 0000-00-00 00:00:00 | [6 empty] | Ivory
1 | Lutron Electronics | RRD-W5BRLIR-LA | 4460-4832 | 4460 | 4832 | Lutron Electronics | RRD-W5BRLIR-WH_lo.jpg | 27557772228 | RADIORA2 5BRLIR WALL KEYPAD LIGHT ALMOND | RadioRA 2 Wall-mounted Keypad, 5-button with raise/lower and IR receiver on insert in light almond |  | 5.2 | 5.4 |  | RRD-W5BRLIR-WH_lo.jpg | http://grandbrass.xologic.com/vendors/4460/large/RRD-W5BRLIR-WH_lo.jpg | [47 empty] | 0 | 0 | 0 | [6 empty] | 0 | 1 | 1 | EA | 1 | Lighting Controls | [27 empty] | Other Lighting Controls | [242 empty] | <a href="https://www.lutron.com/TechnicalDocumentLibrary/044352.pdf" target="_blank">Installation Instructions</a> | [23 empty] | 25.000 DW |  |  | 4.0000 IN | [89 empty] | 1.000 EA | 1.000 EA | [35 empty] | No | [42 empty] | https://www.lutron.com/TechnicalDocumentLibrary/369221_ENG.pdf | [7 empty] | Shelf Stock | [39 empty] | 52161525 | [13 empty] | <a href="https://www.lutron.com/TechnicalDocumentLibrary/043492.pdf" target="_blank">Warranty Information</a> |  |  |  |  | 0.500 L | [14 empty] | 0 | 0 | 0 | 0 | Lighting Fixtures | 2016-07-15 13:53 | 2024-07-20 11:14 | 0000-00-00 00:00:00 | 2024-07-20 11:14 | 0000-00-00 00:00:00
1 | Lutron Electronics | RRD-W5BRLIR-MN | 4460-4834 | 4460 | 4834 | Lutron Electronics | RRD-W5BRLIR-MN.jpg | 27557772242 | RADIORA2 5BRLIR WALL KEYPAD MIDNIGHT | RadioRA 2 Wall-mounted Keypad, 5-button with raise/lower and IR receiver on insert in midnight |  | 5.2 | 5.4 |  | RRD-W5BRLIR-MN.jpg | http://grandbrass.xologic.com/vendors/4460/large/RRD-W5BRLIR-MN.jpg | [47 empty] | 0 | 0 | 0 | [6 empty] | 0 | 1 | 1 | EA | 1 | Lighting Controls | [27 empty] | Other Lighting Controls | [242 empty] | <a href="https://www.lutron.com/TechnicalDocumentLibrary/044352.pdf" target="_blank">Installation Instructions</a> | [23 empty] | 25.000 DW |  |  | 4.0000 IN | [89 empty] | 1.000 EA | 1.000 EA | [35 empty] | No | [42 empty] | https://www.lutron.com/TechnicalDocumentLibrary/369221_ENG.pdf | [7 empty] | Shelf Stock | [39 empty] | 52161525 | [13 empty] | <a href="https://www.lutron.com/TechnicalDocumentLibrary/043492.pdf" target="_blank">Warranty Information</a> |  |  |  |  | 0.500 L | [14 empty] | 0 | 0 | 0 | 0 | Lighting Fixtures | 2016-07-15 13:53 | 2024-07-20 11:11 | 0000-00-00 00:00:00 | 2024-07-20 11:11 | 0000-00-00 00:00:00 | [6 empty] | Midnight
1 | Lutron Electronics | RRD-W5BRLIR-PD | 4460-4837 | 4460 | 4837 | Lutron Electronics | RRD-W5BRLIR-WH_lo.jpg | 27557772273 | RADIORA2 5BRLIR WALL KEYPAD PALLADIUM | RadioRA 2 Wall-mounted Keypad, 5-button with raise/lower and IR receiver on insert in palladium |  | 5.2 | 5.4 |  | RRD-W5BRLIR-WH_lo.jpg | http://grandbrass.xologic.com/vendors/4460/large/RRD-W5BRLIR-WH_lo.jpg | [47 empty] | 0 | 0 | 0 | [6 empty] | 0 | 1 | 1 | EA | 1 | Lighting Controls | [27 empty] | Other Lighting Controls | [242 empty] | <a href="https://www.lutron.com/TechnicalDocumentLibrary/044352.pdf" target="_blank">Installation Instructions</a> | [23 empty] | 25.000 DW |  |  | 4.0000 IN | [89 empty] | 1.000 EA | 1.000 EA | [35 empty] | No | [42 empty] | https://www.lutron.com/TechnicalDocumentLibrary/369221_ENG.pdf | [7 empty] | Shelf Stock | [39 empty] | 52161525 | [13 empty] | <a href="https://www.lutron.com/TechnicalDocumentLibrary/043492.pdf" target="_blank">Warranty Information</a> |  |  |  |  | 0.500 L | [14 empty] | 0 | 0 | 0 | 0 | Lighting Fixtures | 2016-07-15 13:53 | 2024-07-20 11:13 | 0000-00-00 00:00:00 | 2024-07-20 11:13 | 0000-00-00 00:00:00 | [6 empty] | Palladium
1 | Lutron Electronics | RRD-W5BRLIR-SW | 4460-4841 | 4460 | 4841 | Lutron Electronics | RRD-W5BRLIR-WH_lo.jpg | 27557772310 | RADIORA2 5BRLIR WALL KEYPAD SNOW | RadioRA 2 Wall-mounted Keypad, 5-button with raise/lower and IR receiver on insert in snow |  | 5.2 | 5.4 |  | RRD-W5BRLIR-WH_lo.jpg | http://grandbrass.xologic.com/vendors/4460/large/RRD-W5BRLIR-WH_lo.jpg | [47 empty] | 0 | 0 | 0 | [6 empty] | 0 | 1 | 1 | EA | 1 | Lighting Controls | [27 empty] | Other Lighting Controls | [242 empty] | <a href="https://www.lutron.com/TechnicalDocumentLibrary/044352.pdf" target="_blank">Installation Instructions</a> | [23 empty] | 25.000 DW |  |  | 4.0000 IN | [89 empty] | 1.000 EA | 1.000 EA | [35 empty] | No | [42 empty] | https://www.lutron.com/TechnicalDocumentLibrary/369221_ENG.pdf | [7 empty] | Shelf Stock | [39 empty] | 52161525 | [13 empty] | <a href="https://www.lutron.com/TechnicalDocumentLibrary/043492.pdf" target="_blank">Warranty Information</a> |  |  |  |  | 0.500 L | [14 empty] | 0 | 0 | 0 | 0 | Lighting Fixtures | 2016-07-15 13:53 | 2024-07-20 11:14 | 0000-00-00 00:00:00 | 2024-07-20 11:14 | 0000-00-00 00:00:00 | [6 empty] | Snow
1 | Lutron Electronics | RRD-W5BRLIR-TP | 4460-4843 | 4460 | 4843 | Lutron Electronics | RRD-W5BRLIR-WH_lo.jpg | 27557772334 | RADIORA2 5BRLIR WALL KEYPAD TAUPE | RadioRA 2 Wall-mounted Keypad, 5-button with raise/lower and IR receiver on insert in taupe |  | 5.2 | 5.4 |  | RRD-W5BRLIR-WH_lo.jpg | http://grandbrass.xologic.com/vendors/4460/large/RRD-W5BRLIR-WH_lo.jpg | [47 empty] | 0 | 0 | 0 | [6 empty] | 0 | 1 | 1 | EA | 1 | Lighting Controls | [27 empty] | Other Lighting Controls | [242 empty] | <a href="https://www.lutron.com/TechnicalDocumentLibrary/044352.pdf" target="_blank">Installation Instructions</a> | [23 empty] | 25.000 DW |  |  | 4.0000 IN | [89 empty] | 1.000 EA | 1.000 EA | [35 empty] | No | [42 empty] | https://www.lutron.com/TechnicalDocumentLibrary/369221_ENG.pdf | [7 empty] | Shelf Stock | [39 empty] | 52161525 | [13 empty] | <a href="https://www.lutron.com/TechnicalDocumentLibrary/043492.pdf" target="_blank">Warranty Information</a> |  |  |  |  | 0.500 L | [14 empty] | 0 | 0 | 0 | 0 | Lighting Fixtures | 2016-07-15 13:53 | 2024-07-20 11:15 | 0000-00-00 00:00:00 | 2024-07-20 11:15 | 0000-00-00 00:00:00 | [6 empty] | Taupe
1 | Lutron Electronics | RRD-W5BRLIR-WH | 4460-4845 | 4460 | 4845 | Lutron Electronics | RRD-W5BRLIR-WH.jpg | 27557772358 | RADIORA2 5BRLIR WALL KEYPAD WHITE | RadioRA 2 Wall-mounted Keypad, 5-button with raise/lower and IR receiver on insert in white |  | 5.2 | 5.4 |  | RRD-W5BRLIR-WH.jpg | http://grandbrass.xologic.com/vendors/4460/large/RRD-W5BRLIR-WH.jpg | [47 empty] | 0 | 0 | 0 | [6 empty] | 0 | 1 | 1 | EA | 1 | Lighting Controls | [7 empty] | White | [19 empty] | Other Lighting Controls | [242 empty] | <a href="https://www.lutron.com/TechnicalDocumentLibrary/044352.pdf" target="_blank">Installation Instructions</a> | [23 empty] | 25.000 DW |  |  | 4.0000 IN | [89 empty] | 1.000 EA | 1.000 EA | [35 empty] | No | [42 empty] | https://www.lutron.com/TechnicalDocumentLibrary/369221_ENG.pdf | [7 empty] | Shelf Stock | [39 empty] | 52161525 | [13 empty] | <a href="https://www.lutron.com/TechnicalDocumentLibrary/043492.pdf" target="_blank">Warranty Information</a> |  |  |  |  | 0.500 L | [14 empty] | 0 | 0 | 0 | 0 | Lighting Fixtures | 2016-07-15 13:53 | 2024-07-20 11:12 | 0000-00-00 00:00:00 | 2024-07-20 11:12 | 0000-00-00 00:00:00 | [6 empty] | White
1 | Lutron Electronics | RRD-W6BRL-AL | 4460-4846 | 4460 | 4846 | Lutron Electronics | RRD-W6BRL-AL.jpg | 27557772365 | RADIORA2 6BRL WALL KEYPAD ALMOND | Lutron RadioRA 2 seeTouch Wall Mount Designer Keypad, 6 Button with Raise/Lower - Almond |  | 5.2 | 5.4 |  | RRD-W6BRL-AL.jpg | http://grandbrass.xologic.com/vendors/4460/large/RRD-W6BRL-AL.jpg | [47 empty] | 0 | 0 | 0 | [6 empty] | 0 | 1 | 1 | EA | 1 | Lighting Controls | [7 empty] | Nickel | [19 empty] | Other Lighting Controls | [49 empty] | <a href="https://www.lutron.com/technicaldocumentlibrary/367-1663.pdf" target="_blank">Manufacturer Brochure</a> | [192 empty] | <a href="https://www.lutron.com/TechnicalDocumentLibrary/044352.pdf" target="_blank">Installation Instructions</a> | [23 empty] | 25.000 DW |  |  | 4.0000 IN | [89 empty] | 1.000 EA | 1.000 EA | [35 empty] | No | [42 empty] | https://www.lutron.com/TechnicalDocumentLibrary/369221_ENG.pdf | [7 empty] | Shelf Stock | [39 empty] | 52161525 | [6 empty] | <a href="https://lutron.widen.net/content/4y4cm6o0wa/mp4/RadioRA-3-Processor-Video.mp4?w=2048" target="_blank">Product Video Clip</a> | [6 empty] | <a href="https://www.lutron.com/TechnicalDocumentLibrary/043492.pdf" target="_blank">Warranty Information</a> |  |  |  |  | 0.500 L | [14 empty] | 0 | 0 | 0 | 0 | Lighting Fixtures | 2016-07-15 13:53 | 2024-07-20 11:11 | 0000-00-00 00:00:00 | 2024-07-20 11:11 | 0000-00-00 00:00:00 | [6 empty] | Almond
1 | Lutron Electronics | RRD-W6BRL-BI | 4460-4848 | 4460 | 4848 | Lutron Electronics | RRD-W6BRL-BI.jpg | 27557772389 | RADIORA2 6BRL WALL KEYPAD BISCUIT | Lutron RadioRA 2 seeTouch Wall Mount Designer Keypad, 6 Button with Raise/Lower - Biscuit |  | 5.2 | 5.4 |  | RRD-W6BRL-BI.jpg | http://grandbrass.xologic.com/vendors/4460/large/RRD-W6BRL-BI.jpg | [47 empty] | 0 | 0 | 0 | [6 empty] | 0 | 1 | 1 | EA | 1 | Lighting Controls | [7 empty] | Brown | [19 empty] | Other Lighting Controls | [49 empty] | <a href="https://www.lutron.com/technicaldocumentlibrary/367-1663.pdf" target="_blank">Manufacturer Brochure</a> | [192 empty] | <a href="https://www.lutron.com/TechnicalDocumentLibrary/044352.pdf" target="_blank">Installation Instructions</a> | [23 empty] | 25.000 DW |  |  | 4.0000 IN | [89 empty] | 1.000 EA | 1.000 EA | [35 empty] | No | [42 empty] | https://www.lutron.com/TechnicalDocumentLibrary/369221_ENG.pdf | [7 empty] | Shelf Stock | [39 empty] | 52161525 | [6 empty] | <a href="https://lutron.widen.net/content/4y4cm6o0wa/mp4/RadioRA-3-Processor-Video.mp4?w=2048" target="_blank">Product Video Clip</a> | [6 empty] | <a href="https://www.lutron.com/TechnicalDocumentLibrary/043492.pdf" target="_blank">Warranty Information</a> |  |  |  |  | 0.500 L | [14 empty] | 0 | 0 | 0 | 0 | Lighting Fixtures | 2016-07-15 13:53 | 2024-07-20 11:14 | 0000-00-00 00:00:00 | 2024-07-20 11:14 | 0000-00-00 00:00:00 | [6 empty] | Biscuit
1 | Lutron Electronics | RRD-W6BRL-BL | 4460-4849 | 4460 | 4849 | Lutron Electronics | RRD-W6BRL-BL.jpg | 27557772396 | RADIORA2 6BRL WALL KEYPAD BLACK | Lutron RadioRA 2 seeTouch Wall Mount Designer Keypad, 6 Button with Raise/Lower - Black |  | 5.2 | 5.4 |  | RRD-W6BRL-BL.jpg | http://grandbrass.xologic.com/vendors/4460/large/RRD-W6BRL-BL.jpg | [47 empty] | 0 | 0 | 0 | [6 empty] | 0 | 1 | 1 | EA | 1 | Lighting Controls | [7 empty] | Black | [19 empty] | Other Lighting Controls | [49 empty] | <a href="https://www.lutron.com/technicaldocumentlibrary/367-1663.pdf" target="_blank">Manufacturer Brochure</a> | [192 empty] | <a href="https://www.lutron.com/TechnicalDocumentLibrary/044352.pdf" target="_blank">Installation Instructions</a> | [23 empty] | 25.000 DW |  |  | 4.0000 IN | [89 empty] | 1.000 EA | 1.000 EA | [35 empty] | No | [42 empty] | https://www.lutron.com/TechnicalDocumentLibrary/369221_ENG.pdf | [7 empty] | Shelf Stock | [39 empty] | 52161525 | [6 empty] | <a href="https://lutron.widen.net/content/4y4cm6o0wa/mp4/RadioRA-3-Processor-Video.mp4?w=2048" target="_blank">Product Video Clip</a> | [6 empty] | <a href="https://www.lutron.com/TechnicalDocumentLibrary/043492.pdf" target="_blank">Warranty Information</a> |  |  |  |  | 0.500 L | [14 empty] | 0 | 0 | 0 | 0 | Lighting Fixtures | 2016-07-15 13:53 | 2024-07-20 11:16 | 0000-00-00 00:00:00 | 2024-07-20 11:16 | 0000-00-00 00:00:00 | [6 empty] | Black
1 | Lutron Electronics | RRD-W6BRL-BR | 4460-4850 | 4460 | 4850 | Lutron Electronics | RRD-W6BRL-BR.jpg | 27557772402 | RADIORA2 6BRL WALL KEYPAD BROWN | Lutron RadioRA 2 seeTouch Wall Mount Designer Keypad, 6 Button with Raise/Lower - Brown |  | 5.2 | 5.4 |  | RRD-W6BRL-BR.jpg | http://grandbrass.xologic.com/vendors/4460/large/RRD-W6BRL-BR.jpg | [47 empty] | 0 | 0 | 0 | [6 empty] | 0 | 1 | 1 | EA | 1 | Lighting Controls | [7 empty] | Brown | [19 empty] | Other Lighting Controls | [49 empty] | <a href="https://www.lutron.com/technicaldocumentlibrary/367-1663.pdf" target="_blank">Manufacturer Brochure</a> | [192 empty] | <a href="https://www.lutron.com/TechnicalDocumentLibrary/044352.pdf" target="_blank">Installation Instructions</a> | [23 empty] | 25.000 DW |  |  | 4.0000 IN | [89 empty] | 1.000 EA | 1.000 EA | [35 empty] | No | [42 empty] | https://www.lutron.com/TechnicalDocumentLibrary/369221_ENG.pdf | [7 empty] | Shelf Stock | [39 empty] | 52161525 | [6 empty] | <a href="https://lutron.widen.net/content/4y4cm6o0wa/mp4/RadioRA-3-Processor-Video.mp4?w=2048" target="_blank">Product Video Clip</a> | [6 empty] | <a href="https://www.lutron.com/TechnicalDocumentLibrary/043492.pdf" target="_blank">Warranty Information</a> |  |  |  |  | 0.500 L | [14 empty] | 0 | 0 | 0 | 0 | Lighting Fixtures | 2016-07-15 13:53 | 2024-07-20 11:15 | 0000-00-00 00:00:00 | 2024-07-20 11:15 | 0000-00-00 00:00:00 | [6 empty] | Brown
1 | Lutron Electronics | RRD-W6BRL-GR | 4460-4854 | 4460 | 4854 | Lutron Electronics | RRD-W6BRL-GR.jpg | 27557772440 | RADIORA2 6BRL WALL KEYPAD GRAY | Lutron RadioRA 2 seeTouch Wall Mount Designer Keypad, 6 Button with Raise/Lower - Gray |  | 5.2 | 5.4 |  | RRD-W6BRL-GR.jpg | http://grandbrass.xologic.com/vendors/4460/large/RRD-W6BRL-GR.jpg | [47 empty] | 0 | 0 | 0 | [6 empty] | 0 | 1 | 1 | EA | 1 | Lighting Controls | [7 empty] | Gray | [19 empty] | Other Lighting Controls | [49 empty] | <a href="https://www.lutron.com/technicaldocumentlibrary/367-1663.pdf" target="_blank">Manufacturer Brochure</a> | [192 empty] | <a href="https://www.lutron.com/TechnicalDocumentLibrary/044352.pdf" target="_blank">Installation Instructions</a> | [23 empty] | 25.000 DW |  |  | 4.0000 IN | [89 empty] | 1.000 EA | 1.000 EA | [35 empty] | No | [42 empty] | https://www.lutron.com/TechnicalDocumentLibrary/369221_ENG.pdf | [7 empty] | Shelf Stock | [39 empty] | 52161525 | [6 empty] | <a href="https://lutron.widen.net/content/4y4cm6o0wa/mp4/RadioRA-3-Processor-Video.mp4?w=2048" target="_blank">Product Video Clip</a> | [6 empty] | <a href="https://www.lutron.com/TechnicalDocumentLibrary/043492.pdf" target="_blank">Warranty Information</a> |  |  |  |  | 0.500 L | [14 empty] | 0 | 0 | 0 | 0 | Lighting Fixtures | 2016-07-15 13:53 | 2024-07-20 11:42 | 0000-00-00 00:00:00 | 2024-07-20 11:42 | 0000-00-00 00:00:00 | [6 empty] | Gray
1 | Lutron Electronics | RRD-W6BRL-HT | 4460-4856 | 4460 | 4856 | Lutron Electronics | RRD-W6BRL-HT.jpg | 27557772464 | RADIORA2 6BRL WALL KEYPAD HOT | Lutron RadioRA 2 seeTouch Wall Mount Designer Keypad, 6 Button with Raise/Lower - Hot |  | 5.2 | 5.4 |  | RRD-W6BRL-HT.jpg | http://grandbrass.xologic.com/vendors/4460/large/RRD-W6BRL-HT.jpg | [47 empty] | 0 | 0 | 0 | [6 empty] | 0 | 1 | 1 | EA | 1 | Lighting Controls | [27 empty] | Other Lighting Controls | [49 empty] | <a href="https://www.lutron.com/technicaldocumentlibrary/367-1663.pdf" target="_blank">Manufacturer Brochure</a> | [192 empty] | <a href="https://www.lutron.com/TechnicalDocumentLibrary/044352.pdf" target="_blank">Installation Instructions</a> | [23 empty] | 25.000 DW |  |  | 4.0000 IN | [89 empty] | 1.000 EA | 1.000 EA | [35 empty] | No | [42 empty] | https://www.lutron.com/TechnicalDocumentLibrary/369221_ENG.pdf | [7 empty] | Shelf Stock | [39 empty] | 52161525 | [6 empty] | <a href="https://lutron.widen.net/content/4y4cm6o0wa/mp4/RadioRA-3-Processor-Video.mp4?w=2048" target="_blank">Product Video Clip</a> | [6 empty] | <a href="https://www.lutron.com/TechnicalDocumentLibrary/043492.pdf" target="_blank">Warranty Information</a> |  |  |  |  | 0.500 L | [14 empty] | 0 | 0 | 0 | 0 | Lighting Fixtures | 2016-07-15 13:53 | 2024-07-20 11:17 | 0000-00-00 00:00:00 | 2024-07-20 11:17 | 0000-00-00 00:00:00
1 | Lutron Electronics | RRD-W6BRL-IV | 4460-4857 | 4460 | 4857 | Lutron Electronics | RRD-W6BRL-IV.jpg | 27557772471 | RADIORA2 6BRL WALL KEYPAD IVORY | Lutron RadioRA 2 seeTouch Wall Mount Designer Keypad, 6 Button with Raise/Lower - Ivory |  | 5.2 | 5.4 |  | RRD-W6BRL-IV.jpg | http://grandbrass.xologic.com/vendors/4460/large/RRD-W6BRL-IV.jpg | [47 empty] | 0 | 0 | 0 | [6 empty] | 0 | 1 | 1 | EA | 1 | Lighting Controls | [7 empty] | White | [19 empty] | Other Lighting Controls | [49 empty] | <a href="https://www.lutron.com/technicaldocumentlibrary/367-1663.pdf" target="_blank">Manufacturer Brochure</a> | [192 empty] | <a href="https://www.lutron.com/TechnicalDocumentLibrary/044352.pdf" target="_blank">Installation Instructions</a> | [23 empty] | 25.000 DW |  |  | 4.0000 IN | [89 empty] | 1.000 EA | 1.000 EA | [35 empty] | No | [42 empty] | https://www.lutron.com/TechnicalDocumentLibrary/369221_ENG.pdf | [7 empty] | Shelf Stock | [39 empty] | 52161525 | [6 empty] | <a href="https://lutron.widen.net/content/4y4cm6o0wa/mp4/RadioRA-3-Processor-Video.mp4?w=2048" target="_blank">Product Video Clip</a> | [6 empty] | <a href="https://www.lutron.com/TechnicalDocumentLibrary/043492.pdf" target="_blank">Warranty Information</a> |  |  |  |  | 0.500 L | [14 empty] | 0 | 0 | 0 | 0 | Lighting Fixtures | 2016-07-15 13:53 | 2024-07-20 11:15 | 0000-00-00 00:00:00 | 2024-07-20 11:15 | 0000-00-00 00:00:00 | [6 empty] | Ivory
1 | Lutron Electronics | RRD-W6BRL-LA | 4460-4858 | 4460 | 4858 | Lutron Electronics | RRD-W6BRL-LA.jpg | 27557772488 | RADIORA2 6BRL WALL KEYPAD LIGHT ALMOND | Lutron RadioRA 2 seeTouch Wall Mount Designer Keypad, 6 Button with Raise/Lower - Light Almond |  | 5.2 | 5.4 |  | RRD-W6BRL-LA.jpg | http://grandbrass.xologic.com/vendors/4460/large/RRD-W6BRL-LA.jpg | [47 empty] | 0 | 0 | 0 | [6 empty] | 0 | 1 | 1 | EA | 1 | Lighting Controls | [27 empty] | Other Lighting Controls | [49 empty] | <a href="https://www.lutron.com/technicaldocumentlibrary/367-1663.pdf" target="_blank">Manufacturer Brochure</a> | [192 empty] | <a href="https://www.lutron.com/TechnicalDocumentLibrary/044352.pdf" target="_blank">Installation Instructions</a> | [23 empty] | 25.000 DW |  |  | 4.0000 IN | [89 empty] | 1.000 EA | 1.000 EA | [35 empty] | No | [42 empty] | https://www.lutron.com/TechnicalDocumentLibrary/369221_ENG.pdf | [7 empty] | Shelf Stock | [39 empty] | 52161525 | [6 empty] | <a href="https://lutron.widen.net/content/4y4cm6o0wa/mp4/RadioRA-3-Processor-Video.mp4?w=2048" target="_blank">Product Video Clip</a> | [6 empty] | <a href="https://www.lutron.com/TechnicalDocumentLibrary/043492.pdf" target="_blank">Warranty Information</a> |  |  |  |  | 0.500 L | [14 empty] | 0 | 0 | 0 | 0 | Lighting Fixtures | 2016-07-15 13:53 | 2024-07-20 11:10 | 0000-00-00 00:00:00 | 2024-07-20 11:10 | 0000-00-00 00:00:00
1 | Lutron Electronics | RRD-W6BRL-MN | 4460-4860 | 4460 | 4860 | Lutron Electronics | RRD-W6BRL-MN.jpg | 27557772501 | RADIORA2 6BRL WALL KEYPAD MIDNIGHT | Lutron RadioRA 2 seeTouch Wall Mount Designer Keypad, 6 Button with Raise/Lower - Midnight |  | 5.2 | 5.4 |  | RRD-W6BRL-MN.jpg | http://grandbrass.xologic.com/vendors/4460/large/RRD-W6BRL-MN.jpg | [47 empty] | 0 | 0 | 0 | [6 empty] | 0 | 1 | 1 | EA | 1 | Lighting Controls | [27 empty] | Other Lighting Controls | [49 empty] | <a href="https://www.lutron.com/technicaldocumentlibrary/367-1663.pdf" target="_blank">Manufacturer Brochure</a> | [192 empty] | <a href="https://www.lutron.com/TechnicalDocumentLibrary/044352.pdf" target="_blank">Installation Instructions</a> | [23 empty] | 25.000 DW |  |  | 4.0000 IN | [89 empty] | 1.000 EA | 1.000 EA | [35 empty] | No | [42 empty] | https://www.lutron.com/TechnicalDocumentLibrary/369221_ENG.pdf | [7 empty] | Shelf Stock | [39 empty] | 52161525 | [6 empty] | <a href="https://lutron.widen.net/content/4y4cm6o0wa/mp4/RadioRA-3-Processor-Video.mp4?w=2048" target="_blank">Product Video Clip</a> | [6 empty] | <a href="https://www.lutron.com/TechnicalDocumentLibrary/043492.pdf" target="_blank">Warranty Information</a> |  |  |  |  | 0.500 L | [14 empty] | 0 | 0 | 0 | 0 | Lighting Fixtures | 2016-07-15 13:53 | 2024-07-20 11:15 | 0000-00-00 00:00:00 | 2024-07-20 11:15 | 0000-00-00 00:00:00 | [6 empty] | Midnight
1 | Lutron Electronics | RRD-W6BRL-PD | 4460-4863 | 4460 | 4863 | Lutron Electronics | RRD-W6BRL-PD.jpg | 27557772532 | RADIORA2 6BRL WALL KEYPAD PALLADIUM | Lutron RadioRA 2 seeTouch Wall Mount Designer Keypad, 6 Button with Raise/Lower - Palladiom |  | 5.2 | 5.4 |  | RRD-W6BRL-PD.jpg | http://grandbrass.xologic.com/vendors/4460/large/RRD-W6BRL-PD.jpg | [47 empty] | 0 | 0 | 0 | [6 empty] | 0 | 1 | 1 | EA | 1 | Lighting Controls | [27 empty] | Other Lighting Controls | [49 empty] | <a href="https://www.lutron.com/technicaldocumentlibrary/367-1663.pdf" target="_blank">Manufacturer Brochure</a> | [192 empty] | <a href="https://www.lutron.com/TechnicalDocumentLibrary/044352.pdf" target="_blank">Installation Instructions</a> | [23 empty] | 25.000 DW |  |  | 4.0000 IN | [89 empty] | 1.000 EA | 1.000 EA | [35 empty] | No | [42 empty] | https://www.lutron.com/TechnicalDocumentLibrary/369221_ENG.pdf | [7 empty] | Shelf Stock | [39 empty] | 52161525 | [6 empty] | <a href="https://lutron.widen.net/content/4y4cm6o0wa/mp4/RadioRA-3-Processor-Video.mp4?w=2048" target="_blank">Product Video Clip</a> | [6 empty] | <a href="https://www.lutron.com/TechnicalDocumentLibrary/043492.pdf" target="_blank">Warranty Information</a> |  |  |  |  | 0.500 L | [14 empty] | 0 | 0 | 0 | 0 | Lighting Fixtures | 2016-07-15 13:54 | 2024-07-20 11:11 | 0000-00-00 00:00:00 | 2024-07-20 11:11 | 0000-00-00 00:00:00 | [6 empty] | Palladium
1 | Lutron Electronics | RRD-W6BRL-SW | 4460-4867 | 4460 | 4867 | Lutron Electronics | RRD-W6BRL-SW.jpg | 27557772570 | RADIORA2 6BRL WALL KEYPAD SNOW | Lutron RadioRA 2 seeTouch Wall Mount Designer Keypad, 6 Button with Raise/Lower - Snow White |  | 5.2 | 5.4 |  | RRD-W6BRL-SW.jpg | http://grandbrass.xologic.com/vendors/4460/large/RRD-W6BRL-SW.jpg | [47 empty] | 0 | 0 | 0 | [6 empty] | 0 | 1 | 1 | EA | 1 | Lighting Controls | [27 empty] | Other Lighting Controls | [49 empty] | <a href="https://www.lutron.com/technicaldocumentlibrary/367-1663.pdf" target="_blank">Manufacturer Brochure</a> | [192 empty] | <a href="https://www.lutron.com/TechnicalDocumentLibrary/044352.pdf" target="_blank">Installation Instructions</a> | [23 empty] | 25.000 DW |  |  | 4.0000 IN | [89 empty] | 1.000 EA | 1.000 EA | [35 empty] | No | [42 empty] | https://www.lutron.com/TechnicalDocumentLibrary/369221_ENG.pdf | [7 empty] | Shelf Stock | [39 empty] | 52161525 | [6 empty] | <a href="https://lutron.widen.net/content/4y4cm6o0wa/mp4/RadioRA-3-Processor-Video.mp4?w=2048" target="_blank">Product Video Clip</a> | [6 empty] | <a href="https://www.lutron.com/TechnicalDocumentLibrary/043492.pdf" target="_blank">Warranty Information</a> |  |  |  |  | 0.500 L | [14 empty] | 0 | 0 | 0 | 0 | Lighting Fixtures | 2016-07-15 13:54 | 2024-07-20 11:16 | 0000-00-00 00:00:00 | 2024-07-20 11:16 | 0000-00-00 00:00:00 | [6 empty] | Snow
1 | Lutron Electronics | RRD-W6BRL-TP | 4460-4869 | 4460 | 4869 | Lutron Electronics | RRD-W6BRL-TP.jpg | 27557772594 | RADIORA2 6BRL WALL KEYPAD TAUPE | Lutron RadioRA 2 seeTouch Wall Mount Designer Keypad, 6 Button with Raise/Lower - Taupe |  | 5.2 | 5.4 |  | RRD-W6BRL-TP.jpg | http://grandbrass.xologic.com/vendors/4460/large/RRD-W6BRL-TP.jpg | [47 empty] | 0 | 0 | 0 | [6 empty] | 0 | 1 | 1 | EA | 1 | Lighting Controls | [27 empty] | Other Lighting Controls | [49 empty] | <a href="https://www.lutron.com/technicaldocumentlibrary/367-1663.pdf" target="_blank">Manufacturer Brochure</a> | [192 empty] | <a href="https://www.lutron.com/TechnicalDocumentLibrary/044352.pdf" target="_blank">Installation Instructions</a> | [23 empty] | 25.000 DW |  |  | 4.0000 IN | [89 empty] | 1.000 EA | 1.000 EA | [35 empty] | No | [42 empty] | https://www.lutron.com/TechnicalDocumentLibrary/369221_ENG.pdf | [7 empty] | Shelf Stock | [39 empty] | 52161525 | [6 empty] | <a href="https://lutron.widen.net/content/4y4cm6o0wa/mp4/RadioRA-3-Processor-Video.mp4?w=2048" target="_blank">Product Video Clip</a> | [6 empty] | <a href="https://www.lutron.com/TechnicalDocumentLibrary/043492.pdf" target="_blank">Warranty Information</a> |  |  |  |  | 0.500 L | [14 empty] | 0 | 0 | 0 | 0 | Lighting Fixtures | 2016-07-15 13:54 | 2024-07-20 11:42 | 0000-00-00 00:00:00 | 2024-07-20 11:42 | 0000-00-00 00:00:00 | [6 empty] | Taupe
1 | Lutron Electronics | RRD-W6BRL-WH | 4460-4871 | 4460 | 4871 | Lutron Electronics | RRD-W6BRL-WH.jpg | 27557772617 | RADIORA2 6BRL WALL KEYPAD WHITE | Lutron RadioRA 2 seeTouch Wall Mount Designer Keypad, 6 Button with Raise/Lower - White |  | 5.2 | 5.4 |  | RRD-W6BRL-WH.jpg | http://grandbrass.xologic.com/vendors/4460/large/RRD-W6BRL-WH.jpg | [47 empty] | 0 | 0 | 0 | [6 empty] | 0 | 1 | 1 | EA | 1 | Lighting Controls | [7 empty] | White | [19 empty] | Other Lighting Controls | [49 empty] | <a href="https://www.lutron.com/technicaldocumentlibrary/367-1663.pdf" target="_blank">Manufacturer Brochure</a> | [192 empty] | <a href="https://www.lutron.com/TechnicalDocumentLibrary/044352.pdf" target="_blank">Installation Instructions</a> | [23 empty] | 25.000 DW |  |  | 4.0000 IN | [89 empty] | 1.000 EA | 1.000 EA | [35 empty] | No | [42 empty] | https://www.lutron.com/TechnicalDocumentLibrary/369221_ENG.pdf | [7 empty] | Shelf Stock | [39 empty] | 52161525 | [6 empty] | <a href="https://lutron.widen.net/content/4y4cm6o0wa/mp4/RadioRA-3-Processor-Video.mp4?w=2048" target="_blank">Product Video Clip</a> | [6 empty] | <a href="https://www.lutron.com/TechnicalDocumentLibrary/043492.pdf" target="_blank">Warranty Information</a> |  |  |  |  | 0.500 L | [14 empty] | 0 | 0 | 0 | 0 | Lighting Fixtures | 2016-07-15 13:54 | 2024-07-20 11:12 | 0000-00-00 00:00:00 | 2024-07-20 11:12 | 0000-00-00 00:00:00 | [6 empty] | White
1 | Lutron Electronics | RRD-W7B-AL | 4460-4872 | 4460 | 4872 | Lutron Electronics | RRD-W7B-WH_lo.jpg | 27557772624 | RADIORA2 7B WALL KEYPAD ALMOND | Lutron RadioRA 2 seeTouch Wall Mount Designer Keypad, 7 Button Keypad - Almond |  | 5.3 | 3.9 |  | RRD-W7B-WH_lo.jpg | http://grandbrass.xologic.com/vendors/4460/large/RRD-W7B-WH_lo.jpg | [47 empty] | 0 | 0 | 0 | [6 empty] | 0 | 1 | 1 | EA | 1 | Lighting Controls | [7 empty] | Nickel | [19 empty] | Other Lighting Controls | [242 empty] | <a href="https://www.lutron.com/TechnicalDocumentLibrary/044352.pdf" target="_blank">Installation Instructions</a> | [23 empty] | 25.000 DW |  |  | 5.3000 IN | [89 empty] | 1.000 EA | 1.000 EA | [35 empty] | No | [42 empty] | https://www.lutron.com/TechnicalDocumentLibrary/369221_ENG.pdf | [7 empty] | Shelf Stock | [39 empty] | 52161525 | [6 empty] | <a href="https://lutron.widen.net/content/4y4cm6o0wa/mp4/RadioRA-3-Processor-Video.mp4?w=2048" target="_blank">Product Video Clip</a> | [6 empty] | <a href="https://www.lutron.com/TechnicalDocumentLibrary/043492.pdf" target="_blank">Warranty Information</a> |  |  |  |  | 0.420 L | [14 empty] | 0 | 0 | 0 | 0 | Lighting Fixtures | 2016-07-15 13:54 | 2024-07-20 11:12 | 0000-00-00 00:00:00 | 2024-07-20 11:12 | 0000-00-00 00:00:00 | [6 empty] | Almond
1 | Lutron Electronics | RRD-W7B-BI | 4460-4874 | 4460 | 4874 | Lutron Electronics | RRD-W7B-WH_lo.jpg | 27557772648 | RADIORA2 7B WALL KEYPAD BISCUIT | Lutron RadioRA 2 seeTouch Wall Mount Designer Keypad, 7 Button Keypad - Biscuit |  | 5.3 | 3.9 |  | RRD-W7B-WH_lo.jpg | http://grandbrass.xologic.com/vendors/4460/large/RRD-W7B-WH_lo.jpg | [47 empty] | 0 | 0 | 0 | [6 empty] | 0 | 1 | 1 | EA | 1 | Lighting Controls | [7 empty] | Brown | [19 empty] | Other Lighting Controls | [242 empty] | <a href="https://www.lutron.com/TechnicalDocumentLibrary/044352.pdf" target="_blank">Installation Instructions</a> | [23 empty] | 25.000 DW |  |  | 5.3000 IN | [89 empty] | 1.000 EA | 1.000 EA | [35 empty] | No | [42 empty] | https://www.lutron.com/TechnicalDocumentLibrary/369221_ENG.pdf | [7 empty] | Shelf Stock | [39 empty] | 52161525 | [6 empty] | <a href="https://lutron.widen.net/content/4y4cm6o0wa/mp4/RadioRA-3-Processor-Video.mp4?w=2048" target="_blank">Product Video Clip</a> | [6 empty] | <a href="https://www.lutron.com/TechnicalDocumentLibrary/043492.pdf" target="_blank">Warranty Information</a> |  |  |  |  | 0.420 L | [14 empty] | 0 | 0 | 0 | 0 | Lighting Fixtures | 2016-07-15 13:54 | 2024-07-20 11:11 | 0000-00-00 00:00:00 | 2024-07-20 11:11 | 0000-00-00 00:00:00 | [6 empty] | Biscuit
1 | Lutron Electronics | RRD-W7B-BL | 4460-4875 | 4460 | 4875 | Lutron Electronics | RRD-W7B-WH_lo.jpg | 27557772655 | RADIORA2 7B WALL KEYPAD BLACK | Lutron RadioRA 2 seeTouch Wall Mount Designer Keypad, 7 Button Keypad - Black |  | 5.3 | 3.9 |  | RRD-W7B-WH_lo.jpg | http://grandbrass.xologic.com/vendors/4460/large/RRD-W7B-WH_lo.jpg | [47 empty] | 0 | 0 | 0 | [6 empty] | 0 | 1 | 1 | EA | 1 | Lighting Controls | [7 empty] | Black | [19 empty] | Other Lighting Controls | [242 empty] | <a href="https://www.lutron.com/TechnicalDocumentLibrary/044352.pdf" target="_blank">Installation Instructions</a> | [23 empty] | 25.000 DW |  |  | 5.3000 IN | [89 empty] | 1.000 EA | 1.000 EA | [35 empty] | No | [42 empty] | https://www.lutron.com/TechnicalDocumentLibrary/369221_ENG.pdf | [7 empty] | Shelf Stock | [39 empty] | 52161525 | [6 empty] | <a href="https://lutron.widen.net/content/4y4cm6o0wa/mp4/RadioRA-3-Processor-Video.mp4?w=2048" target="_blank">Product Video Clip</a> | [6 empty] | <a href="https://www.lutron.com/TechnicalDocumentLibrary/043492.pdf" target="_blank">Warranty Information</a> |  |  |  |  | 0.420 L | [14 empty] | 0 | 0 | 0 | 0 | Lighting Fixtures | 2016-07-15 13:54 | 2024-07-20 11:10 | 0000-00-00 00:00:00 | 2024-07-20 11:10 | 0000-00-00 00:00:00 | [6 empty] | Black
1 | Lutron Electronics | RRD-W7B-BR | 4460-4876 | 4460 | 4876 | Lutron Electronics | RRD-W7B-WH_lo.jpg | 27557772662 | RADIORA2 7B WALL KEYPAD BROWN | Lutron RadioRA 2 seeTouch Wall Mount Designer Keypad, 7 Button Keypad - Brown |  | 5.3 | 3.9 |  | RRD-W7B-WH_lo.jpg | http://grandbrass.xologic.com/vendors/4460/large/RRD-W7B-WH_lo.jpg | [47 empty] | 0 | 0 | 0 | [6 empty] | 0 | 1 | 1 | EA | 1 | Lighting Controls | [7 empty] | Brown | [19 empty] | Other Lighting Controls | [242 empty] | <a href="https://www.lutron.com/TechnicalDocumentLibrary/044352.pdf" target="_blank">Installation Instructions</a> | [23 empty] | 25.000 DW |  |  | 5.3000 IN | [89 empty] | 1.000 EA | 1.000 EA | [35 empty] | No | [42 empty] | https://www.lutron.com/TechnicalDocumentLibrary/369221_ENG.pdf | [7 empty] | Shelf Stock | [39 empty] | 52161525 | [6 empty] | <a href="https://lutron.widen.net/content/4y4cm6o0wa/mp4/RadioRA-3-Processor-Video.mp4?w=2048" target="_blank">Product Video Clip</a> | [6 empty] | <a href="https://www.lutron.com/TechnicalDocumentLibrary/043492.pdf" target="_blank">Warranty Information</a> |  |  |  |  | 0.420 L | [14 empty] | 0 | 0 | 0 | 0 | Lighting Fixtures | 2016-07-15 13:54 | 2024-07-20 11:14 | 0000-00-00 00:00:00 | 2024-07-20 11:14 | 0000-00-00 00:00:00 | [6 empty] | Brown
1 | Lutron Electronics | RRD-W7B-GR | 4460-4880 | 4460 | 4880 | Lutron Electronics | RRD-W7B-WH_lo.jpg | 27557772709 | RADIORA2 7B WALL KEYPAD GRAY | Lutron RadioRA 2 seeTouch Wall Mount Designer Keypad, 7 Button Keypad - Gray |  | 5.3 | 3.9 |  | RRD-W7B-WH_lo.jpg | http://grandbrass.xologic.com/vendors/4460/large/RRD-W7B-WH_lo.jpg | [47 empty] | 0 | 0 | 0 | [6 empty] | 0 | 1 | 1 | EA | 1 | Lighting Controls | [7 empty] | Gray | [19 empty] | Other Lighting Controls | [242 empty] | <a href="https://www.lutron.com/TechnicalDocumentLibrary/044352.pdf" target="_blank">Installation Instructions</a> | [23 empty] | 25.000 DW |  |  | 5.3000 IN | [89 empty] | 1.000 EA | 1.000 EA | [35 empty] | No | [42 empty] | https://www.lutron.com/TechnicalDocumentLibrary/369221_ENG.pdf | [7 empty] | Shelf Stock | [39 empty] | 52161525 | [6 empty] | <a href="https://lutron.widen.net/content/4y4cm6o0wa/mp4/RadioRA-3-Processor-Video.mp4?w=2048" target="_blank">Product Video Clip</a> | [6 empty] | <a href="https://www.lutron.com/TechnicalDocumentLibrary/043492.pdf" target="_blank">Warranty Information</a> |  |  |  |  | 0.420 L | [14 empty] | 0 | 0 | 0 | 0 | Lighting Fixtures | 2016-07-15 13:54 | 2024-07-20 11:12 | 0000-00-00 00:00:00 | 2024-07-20 11:12 | 0000-00-00 00:00:00 | [6 empty] | Gray
1 | Lutron Electronics | RRD-W7B-HT | 4460-4882 | 4460 | 4882 | Lutron Electronics | RRD-W7B-WH_lo.jpg | 27557772723 | RADIORA2 7B WALL KEYPAD HOT | Lutron RadioRA 2 seeTouch Wall Mount Designer Keypad, 7 Button Keypad - Hot |  | 5.3 | 3.9 |  | RRD-W7B-WH_lo.jpg | http://grandbrass.xologic.com/vendors/4460/large/RRD-W7B-WH_lo.jpg | [47 empty] | 0 | 0 | 0 | [6 empty] | 0 | 1 | 1 | EA | 1 | Lighting Controls | [27 empty] | Other Lighting Controls | [242 empty] | <a href="https://www.lutron.com/TechnicalDocumentLibrary/044352.pdf" target="_blank">Installation Instructions</a> | [23 empty] | 25.000 DW |  |  | 5.3000 IN | [89 empty] | 1.000 EA | 1.000 EA | [35 empty] | No | [42 empty] | https://www.lutron.com/TechnicalDocumentLibrary/369221_ENG.pdf | [7 empty] | Shelf Stock | [39 empty] | 52161525 | [6 empty] | <a href="https://lutron.widen.net/content/4y4cm6o0wa/mp4/RadioRA-3-Processor-Video.mp4?w=2048" target="_blank">Product Video Clip</a> | [6 empty] | <a href="https://www.lutron.com/TechnicalDocumentLibrary/043492.pdf" target="_blank">Warranty Information</a> |  |  |  |  | 0.420 L | [14 empty] | 0 | 0 | 0 | 0 | Lighting Fixtures | 2016-07-15 13:54 | 2024-07-20 11:10 | 0000-00-00 00:00:00 | 2024-07-20 11:10 | 0000-00-00 00:00:00
1 | Lutron Electronics | RRD-W7B-IV | 4460-4883 | 4460 | 4883 | Lutron Electronics | RRD-W7B-WH_lo.jpg | 27557772730 | RADIORA2 7B WALL KEYPAD IVORY | Lutron RadioRA 2 seeTouch Wall Mount Designer Keypad, 7 Button Keypad - Ivory |  | 5.3 | 3.9 |  | RRD-W7B-WH_lo.jpg | http://grandbrass.xologic.com/vendors/4460/large/RRD-W7B-WH_lo.jpg | [47 empty] | 0 | 0 | 0 | [6 empty] | 0 | 1 | 1 | EA | 1 | Lighting Controls | [7 empty] | White | [19 empty] | Other Lighting Controls | [242 empty] | <a href="https://www.lutron.com/TechnicalDocumentLibrary/044352.pdf" target="_blank">Installation Instructions</a> | [23 empty] | 25.000 DW |  |  | 5.3000 IN | [89 empty] | 1.000 EA | 1.000 EA | [35 empty] | No | [42 empty] | https://www.lutron.com/TechnicalDocumentLibrary/369221_ENG.pdf | [7 empty] | Shelf Stock | [39 empty] | 52161525 | [6 empty] | <a href="https://lutron.widen.net/content/4y4cm6o0wa/mp4/RadioRA-3-Processor-Video.mp4?w=2048" target="_blank">Product Video Clip</a> | [6 empty] | <a href="https://www.lutron.com/TechnicalDocumentLibrary/043492.pdf" target="_blank">Warranty Information</a> |  |  |  |  | 0.420 L | [14 empty] | 0 | 0 | 0 | 0 | Lighting Fixtures | 2016-07-15 13:54 | 2024-07-20 11:11 | 0000-00-00 00:00:00 | 2024-07-20 11:11 | 0000-00-00 00:00:00 | [6 empty] | Ivory
1 | Lutron Electronics | RRD-W7B-LA | 4460-4884 | 4460 | 4884 | Lutron Electronics | RRD-W7B-WH_lo.jpg | 27557772747 | RADIORA2 7B WALL KEYPAD LIGHT ALMOND | Lutron RadioRA 2 seeTouch Wall Mount Designer Keypad, 7 Button Keypad - Light Almond |  | 5.3 | 3.9 |  | RRD-W7B-WH_lo.jpg | http://grandbrass.xologic.com/vendors/4460/large/RRD-W7B-WH_lo.jpg | [47 empty] | 0 | 0 | 0 | [6 empty] | 0 | 1 | 1 | EA | 1 | Lighting Controls | [27 empty] | Other Lighting Controls | [242 empty] | <a href="https://www.lutron.com/TechnicalDocumentLibrary/044352.pdf" target="_blank">Installation Instructions</a> | [23 empty] | 25.000 DW |  |  | 5.3000 IN | [89 empty] | 1.000 EA | 1.000 EA | [35 empty] | No | [42 empty] | https://www.lutron.com/TechnicalDocumentLibrary/369221_ENG.pdf | [7 empty] | Shelf Stock | [39 empty] | 52161525 | [6 empty] | <a href="https://lutron.widen.net/content/4y4cm6o0wa/mp4/RadioRA-3-Processor-Video.mp4?w=2048" target="_blank">Product Video Clip</a> | [6 empty] | <a href="https://www.lutron.com/TechnicalDocumentLibrary/043492.pdf" target="_blank">Warranty Information</a> |  |  |  |  | 0.420 L | [14 empty] | 0 | 0 | 0 | 0 | Lighting Fixtures | 2016-07-15 13:54 | 2024-07-20 11:16 | 0000-00-00 00:00:00 | 2024-07-20 11:16 | 0000-00-00 00:00:00
1 | Lutron Electronics | RRD-W7B-MN | 4460-4886 | 4460 | 4886 | Lutron Electronics | RRD-W7B-MN.jpg | 27557772761 | RADIORA2 7B WALL KEYPAD MIDNIGHT | Lutron RadioRA 2 seeTouch Wall Mount Designer Keypad, 7 Button Keypad - Midnight |  | 5.3 | 3.9 |  | RRD-W7B-MN.jpg | http://grandbrass.xologic.com/vendors/4460/large/RRD-W7B-MN.jpg | [47 empty] | 0 | 0 | 0 | [6 empty] | 0 | 1 | 1 | EA | 1 | Lighting Controls | [27 empty] | Other Lighting Controls | [242 empty] | <a href="https://www.lutron.com/TechnicalDocumentLibrary/044352.pdf" target="_blank">Installation Instructions</a> | [23 empty] | 25.000 DW |  |  | 5.3000 IN | [89 empty] | 1.000 EA | 1.000 EA | [35 empty] | No | [42 empty] | https://www.lutron.com/TechnicalDocumentLibrary/369221_ENG.pdf | [7 empty] | Shelf Stock | [39 empty] | 52161525 | [6 empty] | <a href="https://lutron.widen.net/content/4y4cm6o0wa/mp4/RadioRA-3-Processor-Video.mp4?w=2048" target="_blank">Product Video Clip</a> | [6 empty] | <a href="https://www.lutron.com/TechnicalDocumentLibrary/043492.pdf" target="_blank">Warranty Information</a> |  |  |  |  | 0.420 L | [14 empty] | 0 | 0 | 0 | 0 | Lighting Fixtures | 2016-07-15 13:54 | 2024-07-20 11:11 | 0000-00-00 00:00:00 | 2024-07-20 11:11 | 0000-00-00 00:00:00 | [6 empty] | Midnight
1 | Lutron Electronics | RRD-W7B-PD | 4460-4889 | 4460 | 4889 | Lutron Electronics | RRD-W7B-WH_lo.jpg | 27557772792 | RADIORA2 7B WALL KEYPAD PALLADIUM | Lutron RadioRA 2 seeTouch Wall Mount Designer Keypad, 7 Button Keypad - Palladiom |  | 5.3 | 3.9 |  | RRD-W7B-WH_lo.jpg | http://grandbrass.xologic.com/vendors/4460/large/RRD-W7B-WH_lo.jpg | [47 empty] | 0 | 0 | 0 | [6 empty] | 0 | 1 | 1 | EA | 1 | Lighting Controls | [27 empty] | Other Lighting Controls | [242 empty] | <a href="https://www.lutron.com/TechnicalDocumentLibrary/044352.pdf" target="_blank">Installation Instructions</a> | [23 empty] | 25.000 DW |  |  | 5.3000 IN | [89 empty] | 1.000 EA | 1.000 EA | [35 empty] | No | [42 empty] | https://www.lutron.com/TechnicalDocumentLibrary/369221_ENG.pdf | [7 empty] | Shelf Stock | [39 empty] | 52161525 | [6 empty] | <a href="https://lutron.widen.net/content/4y4cm6o0wa/mp4/RadioRA-3-Processor-Video.mp4?w=2048" target="_blank">Product Video Clip</a> | [6 empty] | <a href="https://www.lutron.com/TechnicalDocumentLibrary/043492.pdf" target="_blank">Warranty Information</a> |  |  |  |  | 0.420 L | [14 empty] | 0 | 0 | 0 | 0 | Lighting Fixtures | 2016-07-15 13:54 | 2024-07-20 11:12 | 0000-00-00 00:00:00 | 2024-07-20 11:12 | 0000-00-00 00:00:00 | [6 empty] | Palladium
1 | Lutron Electronics | RRD-W7B-SW | 4460-4893 | 4460 | 4893 | Lutron Electronics | RRD-W7B-WH_lo.jpg | 27557772839 | RADIORA2 7B WALL KEYPAD SNOW | Lutron RadioRA 2 seeTouch Wall Mount Designer Keypad, 7 Button Keypad - Snow White |  | 5.3 | 3.9 |  | RRD-W7B-WH_lo.jpg | http://grandbrass.xologic.com/vendors/4460/large/RRD-W7B-WH_lo.jpg | [47 empty] | 0 | 0 | 0 | [6 empty] | 0 | 1 | 1 | EA | 1 | Lighting Controls | [27 empty] | Other Lighting Controls | [242 empty] | <a href="https://www.lutron.com/TechnicalDocumentLibrary/044352.pdf" target="_blank">Installation Instructions</a> | [23 empty] | 25.000 DW |  |  | 5.3000 IN | [89 empty] | 1.000 EA | 1.000 EA | [35 empty] | No | [42 empty] | https://www.lutron.com/TechnicalDocumentLibrary/369221_ENG.pdf | [7 empty] | Shelf Stock | [39 empty] | 52161525 | [6 empty] | <a href="https://lutron.widen.net/content/4y4cm6o0wa/mp4/RadioRA-3-Processor-Video.mp4?w=2048" target="_blank">Product Video Clip</a> | [6 empty] | <a href="https://www.lutron.com/TechnicalDocumentLibrary/043492.pdf" target="_blank">Warranty Information</a> |  |  |  |  | 0.420 L | [14 empty] | 0 | 0 | 0 | 0 | Lighting Fixtures | 2016-07-15 13:54 | 2024-07-20 11:12 | 0000-00-00 00:00:00 | 2024-07-20 11:12 | 0000-00-00 00:00:00 | [6 empty] | Snow
1 | Lutron Electronics | RRD-W7B-TP | 4460-4895 | 4460 | 4895 | Lutron Electronics | RRD-W7B-WH_lo.jpg | 27557772853 | RADIORA2 7B WALL KEYPAD TAUPE | Lutron RadioRA 2 seeTouch Wall Mount Designer Keypad, 7 Button Keypad - Taupe |  | 5.3 | 3.9 |  | RRD-W7B-WH_lo.jpg | http://grandbrass.xologic.com/vendors/4460/large/RRD-W7B-WH_lo.jpg | [47 empty] | 0 | 0 | 0 | [6 empty] | 0 | 1 | 1 | EA | 1 | Lighting Controls | [27 empty] | Other Lighting Controls | [242 empty] | <a href="https://www.lutron.com/TechnicalDocumentLibrary/044352.pdf" target="_blank">Installation Instructions</a> | [23 empty] | 25.000 DW |  |  | 5.3000 IN | [89 empty] | 1.000 EA | 1.000 EA | [35 empty] | No | [42 empty] | https://www.lutron.com/TechnicalDocumentLibrary/369221_ENG.pdf | [7 empty] | Shelf Stock | [39 empty] | 52161525 | [6 empty] | <a href="https://lutron.widen.net/content/4y4cm6o0wa/mp4/RadioRA-3-Processor-Video.mp4?w=2048" target="_blank">Product Video Clip</a> | [6 empty] | <a href="https://www.lutron.com/TechnicalDocumentLibrary/043492.pdf" target="_blank">Warranty Information</a> |  |  |  |  | 0.420 L | [14 empty] | 0 | 0 | 0 | 0 | Lighting Fixtures | 2016-07-15 13:54 | 2024-07-20 11:13 | 0000-00-00 00:00:00 | 2024-07-20 11:13 | 0000-00-00 00:00:00 | [6 empty] | Taupe
1 | Lutron Electronics | RRD-W7B-WH | 4460-4897 | 4460 | 4897 | Lutron Electronics | RRD-W7B-WH.jpg | 27557772877 | RADIORA2 7B WALL KEYPAD WHITE | Lutron RadioRA 2 seeTouch Wall Mount Designer Keypad, 7 Button Keypad - White |  | 5.3 | 3.9 |  | RRD-W7B-WH.jpg | http://grandbrass.xologic.com/vendors/4460/large/RRD-W7B-WH.jpg | [47 empty] | 0 | 0 | 0 | [6 empty] | 0 | 1 | 1 | EA | 1 | Lighting Controls | [7 empty] | White | [19 empty] | Other Lighting Controls | [242 empty] | <a href="https://www.lutron.com/TechnicalDocumentLibrary/044352.pdf" target="_blank">Installation Instructions</a> | [23 empty] | 25.000 DW |  |  | 5.3000 IN | [89 empty] | 1.000 EA | 1.000 EA | [35 empty] | No | [42 empty] | https://www.lutron.com/TechnicalDocumentLibrary/369221_ENG.pdf | [7 empty] | Shelf Stock | [39 empty] | 52161525 | [6 empty] | <a href="https://lutron.widen.net/content/4y4cm6o0wa/mp4/RadioRA-3-Processor-Video.mp4?w=2048" target="_blank">Product Video Clip</a> | [6 empty] | <a href="https://www.lutron.com/TechnicalDocumentLibrary/043492.pdf" target="_blank">Warranty Information</a> |  |  |  |  | 0.420 L | [14 empty] | 0 | 0 | 0 | 0 | Lighting Fixtures | 2016-07-15 13:55 | 2024-07-20 11:13 | 0000-00-00 00:00:00 | 2024-07-20 11:13 | 0000-00-00 00:00:00 | [6 empty] | White
1 | Lutron Electronics | RRD-10D-AL | 4460-4898 | 4460 | 4898 | Lutron Electronics | RRD-10D-AL.jpg | 27557773935 | RADIORA2 1000W DIMMER ALMOND | RadioRA 2 Dimmer, Incandescent/Halogen, Magnetic Low-Voltage, Multi-location/single-pole, 120V/1000W in almond |  | 2.3 | 4.5 |  | RRD-10D-AL.jpg | http://grandbrass.xologic.com/vendors/4460/large/RRD-10D-AL.jpg | [47 empty] | 0 | 0 | 0 | [6 empty] | 0 | 1 | 1 | EA | 1 | Lighting Controls | [7 empty] | Nickel | [19 empty] | Dimmers | [242 empty] | <a href="https://www.lutron.com/TechnicalDocumentLibrary/044343.pdf" target="_blank">Installation Instructions</a> | [23 empty] | 25.000 DW |  |  | 2.3000 IN | [89 empty] | 1.000 EA | 1.000 EA | [35 empty] | No | [42 empty] | https://www.lutron.com/TechnicalDocumentLibrary/369225_SPA.pdf | [7 empty] | Shelf Stock | [13 empty] | <a href="https://www.lutron.com/TechnicalDocumentLibrary/368-4493_Page_9.pdf" target="_blank">Tech Drawing</a> | [25 empty] | 39122206 | [13 empty] | <a href="https://www.lutron.com/TechnicalDocumentLibrary/043492.pdf" target="_blank">Warranty Information</a> |  |  |  |  | 0.400 L | [14 empty] | 0 | 0 | 0 | 0 | Lighting Fixtures | 2016-07-15 13:55 | 2024-07-20 11:12 | 0000-00-00 00:00:00 | 2024-07-20 11:12 | 0000-00-00 00:00:00 | [6 empty] | Almond
1 | Lutron Electronics | RRD-10D-BI | 4460-4900 | 4460 | 4900 | Lutron Electronics | RRD-10D-BI.jpg | 27557773959 | RADIORA2 1000W DIMMER BISCUIT | RadioRA 2 Dimmer, Incandescent/Halogen, Magnetic Low-Voltage, Multi-location/single-pole, 120V/1000W in biscuit |  | 2.3 | 4.5 |  | RRD-10D-BI.jpg | http://grandbrass.xologic.com/vendors/4460/large/RRD-10D-BI.jpg | [47 empty] | 0 | 0 | 0 | [6 empty] | 0 | 1 | 1 | EA | 1 | Lighting Controls | [7 empty] | Brown | [19 empty] | Dimmers | [242 empty] | <a href="https://www.lutron.com/TechnicalDocumentLibrary/044343.pdf" target="_blank">Installation Instructions</a> | [23 empty] | 25.000 DW |  |  | 2.3000 IN | [89 empty] | 1.000 EA | 1.000 EA | [35 empty] | No | [42 empty] | https://www.lutron.com/TechnicalDocumentLibrary/369225_fre.pdf | [7 empty] | Shelf Stock | [13 empty] | <a href="https://www.lutron.com/TechnicalDocumentLibrary/368-4493_Page_9.pdf" target="_blank">Tech Drawing</a> | [25 empty] | 39122206 | [13 empty] | <a href="https://www.lutron.com/TechnicalDocumentLibrary/043492.pdf" target="_blank">Warranty Information</a> |  |  |  |  | 0.400 L | [14 empty] | 0 | 0 | 0 | 0 | Lighting Fixtures | 2016-07-15 13:55 | 2024-07-20 11:42 | 0000-00-00 00:00:00 | 2024-07-20 11:42 | 0000-00-00 00:00:00 | [6 empty] | Biscuit
1 | Lutron Electronics | RRD-10D-BL | 4460-4901 | 4460 | 4901 | Lutron Electronics | RRD-10D-BL.jpg | 27557773966 | RADIORA2 1000W DIMMER BLACK | RadioRA 2 Dimmer, Incandescent/Halogen, Magnetic Low-Voltage, Multi-location/single-pole, 120V/1000W in black |  | 2.3 | 4.5 |  | RRD-10D-BL.jpg | http://grandbrass.xologic.com/vendors/4460/large/RRD-10D-BL.jpg | [47 empty] | 0 | 0 | 0 | [6 empty] | 0 | 1 | 1 | EA | 1 | Lighting Controls | [7 empty] | Black | [19 empty] | Dimmers | [242 empty] | <a href="https://www.lutron.com/TechnicalDocumentLibrary/044343.pdf" target="_blank">Installation Instructions</a> | [23 empty] | 25.000 DW |  |  | 2.3000 IN | [89 empty] | 1.000 EA | 1.000 EA | [35 empty] | No | [42 empty] | https://www.lutron.com/TechnicalDocumentLibrary/369225_SPA.pdf | [7 empty] | Shelf Stock | [13 empty] | <a href="https://www.lutron.com/TechnicalDocumentLibrary/368-4493_Page_9.pdf" target="_blank">Tech Drawing</a> | [25 empty] | 39122206 | [13 empty] | <a href="https://www.lutron.com/TechnicalDocumentLibrary/043492.pdf" target="_blank">Warranty Information</a> |  |  |  |  | 0.400 L | [14 empty] | 0 | 0 | 0 | 0 | Lighting Fixtures | 2016-07-15 13:55 | 2024-07-20 11:12 | 0000-00-00 00:00:00 | 2024-07-20 11:12 | 0000-00-00 00:00:00 | [6 empty] | Black
1 | Lutron Electronics | RRD-10D-BR | 4460-4902 | 4460 | 4902 | Lutron Electronics | RRD-10D-BR.jpg | 27557773973 | RADIORA2 1000W DIMMER BROWN | RadioRA 2 Dimmer, Incandescent/Halogen, Magnetic Low-Voltage, Multi-location/single-pole, 120V/1000W in brown |  | 2.3 | 4.5 |  | RRD-10D-BR.jpg | http://grandbrass.xologic.com/vendors/4460/large/RRD-10D-BR.jpg | [47 empty] | 0 | 0 | 0 | [6 empty] | 0 | 1 | 1 | EA | 1 | Lighting Controls | [7 empty] | Brown | [19 empty] | Dimmers | [242 empty] | <a href="https://www.lutron.com/TechnicalDocumentLibrary/044343.pdf" target="_blank">Installation Instructions</a> | [23 empty] | 25.000 DW |  |  | 2.3000 IN | [89 empty] | 1.000 EA | 1.000 EA | [35 empty] | No | [42 empty] | https://www.lutron.com/TechnicalDocumentLibrary/369225_SPA.pdf | [7 empty] | Shelf Stock | [13 empty] | <a href="https://www.lutron.com/TechnicalDocumentLibrary/368-4493_Page_9.pdf" target="_blank">Tech Drawing</a> | [25 empty] | 39122206 | [13 empty] | <a href="https://www.lutron.com/TechnicalDocumentLibrary/043492.pdf" target="_blank">Warranty Information</a> |  |  |  |  | 0.400 L | [14 empty] | 0 | 0 | 0 | 0 | Lighting Fixtures | 2016-07-15 13:55 | 2024-07-20 11:14 | 0000-00-00 00:00:00 | 2024-07-20 11:14 | 0000-00-00 00:00:00 | [6 empty] | Brown
1 | Lutron Electronics | RRD-10D-GR | 4460-4906 | 4460 | 4906 | Lutron Electronics | RRD-10D-GR.jpg | 27557774024 | RADIORA2 1000W DIMMER GRAY | RadioRA 2 Dimmer, Incandescent/Halogen, Magnetic Low-Voltage, Multi-location/single-pole, 120V/1000W in gray |  | 2.3 | 4.5 |  | RRD-10D-GR.jpg | http://grandbrass.xologic.com/vendors/4460/large/RRD-10D-GR.jpg | [47 empty] | 0 | 0 | 0 | [6 empty] | 0 | 1 | 1 | EA | 1 | Lighting Controls | [7 empty] | Gray | [19 empty] | Dimmers | [242 empty] | <a href="https://www.lutron.com/TechnicalDocumentLibrary/044343.pdf" target="_blank">Installation Instructions</a> | [23 empty] | 25.000 DW |  |  | 2.3000 IN | [89 empty] | 1.000 EA | 1.000 EA | [35 empty] | No | [42 empty] | https://www.lutron.com/TechnicalDocumentLibrary/369225_SPA.pdf | [7 empty] | Shelf Stock | [13 empty] | <a href="https://www.lutron.com/TechnicalDocumentLibrary/368-4493_Page_9.pdf" target="_blank">Tech Drawing</a> | [25 empty] | 39122206 | [13 empty] | <a href="https://www.lutron.com/TechnicalDocumentLibrary/043492.pdf" target="_blank">Warranty Information</a> |  |  |  |  | 0.400 L | [14 empty] | 0 | 0 | 0 | 0 | Lighting Fixtures | 2016-07-15 13:55 | 2024-07-20 11:12 | 0000-00-00 00:00:00 | 2024-07-20 11:12 | 0000-00-00 00:00:00 | [6 empty] | Gray
1 | Lutron Electronics | RRD-10D-HT | 4460-4908 | 4460 | 4908 | Lutron Electronics | RRD-10D-HT.jpg | 27557774048 | RADIORA2 1000W DIMMER HOT | RadioRA 2 Dimmer, Incandescent/Halogen, Magnetic Low-Voltage, Multi-location/single-pole, 120V/1000W in hot |  | 2.3 | 4.5 |  | RRD-10D-HT.jpg | http://grandbrass.xologic.com/vendors/4460/large/RRD-10D-HT.jpg | [47 empty] | 0 | 0 | 0 | [6 empty] | 0 | 1 | 1 | EA | 1 | Lighting Controls | [27 empty] | Dimmers | [242 empty] | <a href="https://www.lutron.com/TechnicalDocumentLibrary/044343.pdf" target="_blank">Installation Instructions</a> | [23 empty] | 25.000 DW |  |  | 2.3000 IN | [89 empty] | 1.000 EA | 1.000 EA | [35 empty] | No | [42 empty] | https://www.lutron.com/TechnicalDocumentLibrary/369225_SPA.pdf | [7 empty] | Shelf Stock | [13 empty] | <a href="https://www.lutron.com/TechnicalDocumentLibrary/368-4493_Page_9.pdf" target="_blank">Tech Drawing</a> | [25 empty] | 39122206 | [13 empty] | <a href="https://www.lutron.com/TechnicalDocumentLibrary/043492.pdf" target="_blank">Warranty Information</a> |  |  |  |  | 0.400 L | [14 empty] | 0 | 0 | 0 | 0 | Lighting Fixtures | 2016-07-15 13:55 | 2024-07-20 11:15 | 0000-00-00 00:00:00 | 2024-07-20 11:15 | 0000-00-00 00:00:00
1 | Lutron Electronics | RRD-10D-IV | 4460-4909 | 4460 | 4909 | Lutron Electronics | RRD-10D-IV.jpg | 27557774055 | RADIORA2 1000W DIMMER IVORY | RadioRA 2 Dimmer, Incandescent/Halogen, Magnetic Low-Voltage, Multi-location/single-pole, 120V/1000W in ivory |  | 2.3 | 4.5 |  | RRD-10D-IV.jpg | http://grandbrass.xologic.com/vendors/4460/large/RRD-10D-IV.jpg | [47 empty] | 0 | 0 | 0 | [6 empty] | 0 | 1 | 1 | EA | 1 | Lighting Controls | [7 empty] | White | [19 empty] | Dimmers | [242 empty] | <a href="https://www.lutron.com/TechnicalDocumentLibrary/044343.pdf" target="_blank">Installation Instructions</a> | [23 empty] | 25.000 DW |  |  | 2.3000 IN | [89 empty] | 1.000 EA | 1.000 EA | [35 empty] | No | [42 empty] | https://www.lutron.com/TechnicalDocumentLibrary/369225_SPA.pdf | [7 empty] | Shelf Stock | [13 empty] | <a href="https://www.lutron.com/TechnicalDocumentLibrary/368-4493_Page_9.pdf" target="_blank">Tech Drawing</a> | [25 empty] | 39122206 | [13 empty] | <a href="https://www.lutron.com/TechnicalDocumentLibrary/043492.pdf" target="_blank">Warranty Information</a> |  |  |  |  | 0.400 L | [14 empty] | 0 | 0 | 0 | 0 | Lighting Fixtures | 2016-07-15 13:55 | 2024-07-20 11:17 | 0000-00-00 00:00:00 | 2024-07-20 11:17 | 0000-00-00 00:00:00 | [6 empty] | Ivory
1 | Lutron Electronics | RRD-10D-LA | 4460-4910 | 4460 | 4910 | Lutron Electronics | RRD-10D-LA.jpg | 27557774062 | RADIORA2 1000W DIMMER LIGHT ALMOND | RadioRA 2 Dimmer, Incandescent/Halogen, Magnetic Low-Voltage, Multi-location/single-pole, 120V/1000W in light almond |  | 2.3 | 4.5 |  | RRD-10D-LA.jpg | http://grandbrass.xologic.com/vendors/4460/large/RRD-10D-LA.jpg | [47 empty] | 0 | 0 | 0 | [6 empty] | 0 | 1 | 1 | EA | 1 | Lighting Controls | [27 empty] | Dimmers | [242 empty] | <a href="https://www.lutron.com/TechnicalDocumentLibrary/044343.pdf" target="_blank">Installation Instructions</a> | [23 empty] | 25.000 DW |  |  | 2.3000 IN | [89 empty] | 1.000 EA | 1.000 EA | [35 empty] | No | [42 empty] | https://www.lutron.com/TechnicalDocumentLibrary/369225_SPA.pdf | [7 empty] | Shelf Stock | [13 empty] | <a href="https://www.lutron.com/TechnicalDocumentLibrary/368-4493_Page_9.pdf" target="_blank">Tech Drawing</a> | [25 empty] | 39122206 | [13 empty] | <a href="https://www.lutron.com/TechnicalDocumentLibrary/043492.pdf" target="_blank">Warranty Information</a> |  |  |  |  | 0.400 L | [14 empty] | 0 | 0 | 0 | 0 | Lighting Fixtures | 2016-07-15 13:55 | 2024-07-20 11:10 | 0000-00-00 00:00:00 | 2024-07-20 11:10 | 0000-00-00 00:00:00
1 | Lutron Electronics | RRD-10D-MN | 4460-4912 | 4460 | 4912 | Lutron Electronics | RRD-10D-MN.jpg | 27557774086 | RADIORA2 1000W DIMMER MIDNIGHT | RadioRA 2 Dimmer, Incandescent/Halogen, Magnetic Low-Voltage, Multi-location/single-pole, 120V/1000W in midnight |  | 2.3 | 4.5 |  | RRD-10D-MN.jpg | http://grandbrass.xologic.com/vendors/4460/large/RRD-10D-MN.jpg | [47 empty] | 0 | 0 | 0 | [6 empty] | 0 | 1 | 1 | EA | 1 | Lighting Controls | [27 empty] | Dimmers | [242 empty] | <a href="https://www.lutron.com/TechnicalDocumentLibrary/044343.pdf" target="_blank">Installation Instructions</a> | [23 empty] | 25.000 DW |  |  | 2.3000 IN | [89 empty] | 1.000 EA | 1.000 EA | [35 empty] | No | [42 empty] | https://www.lutron.com/TechnicalDocumentLibrary/369225_SPA.pdf | [7 empty] | Shelf Stock | [13 empty] | <a href="https://www.lutron.com/TechnicalDocumentLibrary/368-4493_Page_9.pdf" target="_blank">Tech Drawing</a> | [25 empty] | 39122206 | [13 empty] | <a href="https://www.lutron.com/TechnicalDocumentLibrary/043492.pdf" target="_blank">Warranty Information</a> |  |  |  |  | 0.400 L | [14 empty] | 0 | 0 | 0 | 0 | Lighting Fixtures | 2016-07-15 13:55 | 2024-07-20 11:17 | 0000-00-00 00:00:00 | 2024-07-20 11:17 | 0000-00-00 00:00:00 | [6 empty] | Midnight
1 | Lutron Electronics | RRD-10D-PD | 4460-4915 | 4460 | 4915 | Lutron Electronics | RRD-10D-PD.jpg | 27557774116 | RADIORA2 1000W DIMMER PALLADIUM | RadioRA 2 Dimmer, Incandescent/Halogen, Magnetic Low-Voltage, Multi-location/single-pole, 120V/1000W in palladium |  | 2.3 | 4.5 |  | RRD-10D-PD.jpg | http://grandbrass.xologic.com/vendors/4460/large/RRD-10D-PD.jpg | [47 empty] | 0 | 0 | 0 | [6 empty] | 0 | 1 | 1 | EA | 1 | Lighting Controls | [27 empty] | Dimmers | [242 empty] | <a href="https://www.lutron.com/TechnicalDocumentLibrary/044343.pdf" target="_blank">Installation Instructions</a> | [23 empty] | 25.000 DW |  |  | 2.3000 IN | [89 empty] | 1.000 EA | 1.000 EA | [35 empty] | No | [42 empty] | https://www.lutron.com/TechnicalDocumentLibrary/369225_SPA.pdf | [7 empty] | Shelf Stock | [13 empty] | <a href="https://www.lutron.com/TechnicalDocumentLibrary/368-4493_Page_9.pdf" target="_blank">Tech Drawing</a> | [25 empty] | 39122206 | [13 empty] | <a href="https://www.lutron.com/TechnicalDocumentLibrary/043492.pdf" target="_blank">Warranty Information</a> |  |  |  |  | 0.400 L | [14 empty] | 0 | 0 | 0 | 0 | Lighting Fixtures | 2016-07-15 13:55 | 2024-07-20 11:12 | 0000-00-00 00:00:00 | 2024-07-20 11:12 | 0000-00-00 00:00:00 | [6 empty] | Palladium
1 | Lutron Electronics | RRD-10D-SW | 4460-4919 | 4460 | 4919 | Lutron Electronics | RRD-10D-SW.jpg | 27557774154 | RADIORA2 1000W DIMMER SNOW | RadioRA 2 Dimmer, Incandescent/Halogen, Magnetic Low-Voltage, Multi-location/single-pole, 120V/1000W in snow |  | 2.3 | 4.5 |  | RRD-10D-SW.jpg | http://grandbrass.xologic.com/vendors/4460/large/RRD-10D-SW.jpg | [47 empty] | 0 | 0 | 0 | [6 empty] | 0 | 1 | 1 | EA | 1 | Lighting Controls | [27 empty] | Dimmers | [242 empty] | <a href="https://www.lutron.com/TechnicalDocumentLibrary/044343.pdf" target="_blank">Installation Instructions</a> | [23 empty] | 25.000 DW |  |  | 2.3000 IN | [89 empty] | 1.000 EA | 1.000 EA | [35 empty] | No | [42 empty] | https://www.lutron.com/TechnicalDocumentLibrary/369225_SPA.pdf | [7 empty] | Shelf Stock | [13 empty] | <a href="https://www.lutron.com/TechnicalDocumentLibrary/368-4493_Page_9.pdf" target="_blank">Tech Drawing</a> | [25 empty] | 39122206 | [13 empty] | <a href="https://www.lutron.com/TechnicalDocumentLibrary/043492.pdf" target="_blank">Warranty Information</a> |  |  |  |  | 0.400 L | [14 empty] | 0 | 0 | 0 | 0 | Lighting Fixtures | 2016-07-15 13:55 | 2024-07-20 11:16 | 0000-00-00 00:00:00 | 2024-07-20 11:16 | 0000-00-00 00:00:00 | [6 empty] | Snow
1 | Lutron Electronics | RRD-10D-TP | 4460-4921 | 4460 | 4921 | Lutron Electronics | RRD-10D-TP.jpg | 27557774178 | RADIORA2 1000W DIMMER TAUPE | RadioRA 2 Dimmer, Incandescent/Halogen, Magnetic Low-Voltage, Multi-location/single-pole, 120V/1000W in taupe |  | 2.3 | 4.5 |  | RRD-10D-TP.jpg | http://grandbrass.xologic.com/vendors/4460/large/RRD-10D-TP.jpg | [47 empty] | 0 | 0 | 0 | [6 empty] | 0 | 1 | 1 | EA | 1 | Lighting Controls | [27 empty] | Dimmers | [242 empty] | <a href="https://www.lutron.com/TechnicalDocumentLibrary/044343.pdf" target="_blank">Installation Instructions</a> | [23 empty] | 25.000 DW |  |  | 2.3000 IN | [89 empty] | 1.000 EA | 1.000 EA | [35 empty] | No | [42 empty] | https://www.lutron.com/TechnicalDocumentLibrary/369225_SPA.pdf | [7 empty] | Shelf Stock | [13 empty] | <a href="https://www.lutron.com/TechnicalDocumentLibrary/368-4493_Page_9.pdf" target="_blank">Tech Drawing</a> | [25 empty] | 39122206 | [13 empty] | <a href="https://www.lutron.com/TechnicalDocumentLibrary/043492.pdf" target="_blank">Warranty Information</a> |  |  |  |  | 0.400 L | [14 empty] | 0 | 0 | 0 | 0 | Lighting Fixtures | 2016-07-15 13:55 | 2024-07-20 11:12 | 0000-00-00 00:00:00 | 2024-07-20 11:12 | 0000-00-00 00:00:00 | [6 empty] | Taupe
1 | Lutron Electronics | RRD-10D-WH | 4460-4923 | 4460 | 4923 | Lutron Electronics | RRD-10D-WH.jpg | 27557774192 | RADIORA2 1000W DIMMER WHITE | RadioRA 2 Dimmer, Incandescent/Halogen, Magnetic Low-Voltage, Multi-location/single-pole, 120V/1000W in white |  | 2.3 | 4.5 |  | RRD-10D-WH.jpg | http://grandbrass.xologic.com/vendors/4460/large/RRD-10D-WH.jpg | [47 empty] | 0 | 0 | 0 | [6 empty] | 0 | 1 | 1 | EA | 1 | Lighting Controls | [7 empty] | White | [19 empty] | Dimmers | [242 empty] | <a href="https://www.lutron.com/TechnicalDocumentLibrary/044343.pdf" target="_blank">Installation Instructions</a> | [23 empty] | 25.000 DW |  |  | 2.3000 IN | [89 empty] | 1.000 EA | 1.000 EA | [35 empty] | No | [42 empty] | https://www.lutron.com/TechnicalDocumentLibrary/369225_fre.pdf | [7 empty] | Shelf Stock | [13 empty] | <a href="https://www.lutron.com/TechnicalDocumentLibrary/368-4493_Page_9.pdf" target="_blank">Tech Drawing</a> | [25 empty] | 39122206 | [13 empty] | <a href="https://www.lutron.com/TechnicalDocumentLibrary/043492.pdf" target="_blank">Warranty Information</a> |  |  |  |  | 0.400 L | [14 empty] | 0 | 0 | 0 | 0 | Lighting Fixtures | 2016-07-15 13:55 | 2024-07-20 11:12 | 0000-00-00 00:00:00 | 2024-07-20 11:12 | 0000-00-00 00:00:00 | [6 empty] | White
1 | Lutron Electronics | RRD-10ND-AL | 4460-4924 | 4460 | 4924 | Lutron Electronics | RRD-10ND-AL.jpg | 27557774208 | RADIORA2 1000W NEUTRAL DIMMER ALMOND | RadioRA 2 Dimmer, Incandescent/Halogen, Magnetic Low-Voltage, Multi-location/single-pole, neutral required, 120V/1000W in almond |  | 2.3 | 4.5 |  | RRD-10ND-AL.jpg | http://grandbrass.xologic.com/vendors/4460/large/RRD-10ND-AL.jpg | [47 empty] | 0 | 0 | 0 | [6 empty] | 0 | 1 | 1 | EA | 1 | Lighting Controls | [7 empty] | Nickel | [19 empty] | Dimmers | [242 empty] | <a href="https://www.lutron.com/TechnicalDocumentLibrary/044343.pdf" target="_blank">Installation Instructions</a> | [23 empty] | 35.000 DW |  |  | 2.3000 IN | [89 empty] | 1.000 EA | 1.000 EA | [35 empty] | No | [42 empty] | https://www.lutron.com/TechnicalDocumentLibrary/369225_SPA.pdf | [7 empty] | Shelf Stock | [13 empty] | <a href="https://www.lutron.com/TechnicalDocumentLibrary/368-4493_Page_18.pdf" target="_blank">Tech Drawing</a> | [25 empty] | 39122206 | [13 empty] | <a href="https://www.lutron.com/TechnicalDocumentLibrary/043492.pdf" target="_blank">Warranty Information</a> |  |  |  |  | 0.300 L | [14 empty] | 0 | 0 | 0 | 0 | Lighting Fixtures | 2016-07-15 13:55 | 2024-07-20 11:20 | 0000-00-00 00:00:00 | 2024-07-20 11:20 | 0000-00-00 00:00:00 | [6 empty] | Almond
1 | Lutron Electronics | RRD-10ND-BI | 4460-4926 | 4460 | 4926 | Lutron Electronics | RRD-10ND-BI.jpg | 27557774222 | RADIORA2 1000W NEUTRAL DIMMER BISCUIT | RadioRA 2 Dimmer, Incandescent/Halogen, Magnetic Low-Voltage, Multi-location/single-pole, neutral required, 120V/1000W in biscuit |  | 2.3 | 4.5 |  | RRD-10ND-BI.jpg | http://grandbrass.xologic.com/vendors/4460/large/RRD-10ND-BI.jpg | [47 empty] | 0 | 0 | 0 | [6 empty] | 0 | 1 | 1 | EA | 1 | Lighting Controls | [7 empty] | Brown | [19 empty] | Dimmers | [242 empty] | <a href="https://www.lutron.com/TechnicalDocumentLibrary/044343.pdf" target="_blank">Installation Instructions</a> | [23 empty] | 25.000 DW |  |  | 2.3000 IN | [89 empty] | 1.000 EA | 1.000 EA | [35 empty] | No | [42 empty] | https://www.lutron.com/TechnicalDocumentLibrary/369225_SPA.pdf | [7 empty] | Shelf Stock | [13 empty] | <a href="https://www.lutron.com/TechnicalDocumentLibrary/368-4493_Page_18.pdf" target="_blank">Tech Drawing</a> | [25 empty] | 39122206 | [13 empty] | <a href="https://www.lutron.com/TechnicalDocumentLibrary/043492.pdf" target="_blank">Warranty Information</a> |  |  |  |  | 0.300 L | [14 empty] | 0 | 0 | 0 | 0 | Lighting Fixtures | 2016-07-15 13:55 | 2024-07-20 11:11 | 0000-00-00 00:00:00 | 2024-07-20 11:11 | 0000-00-00 00:00:00 | [6 empty] | Biscuit
1 | Lutron Electronics | RRD-10ND-BL | 4460-4927 | 4460 | 4927 | Lutron Electronics | RRD-10ND-BL.jpg | 27557774239 | RADIORA2 1000W NEUTRAL DIMMER BLACK | RadioRA 2 Dimmer, Incandescent/Halogen, Magnetic Low-Voltage, Multi-location/single-pole, neutral required, 120V/1000W in black |  | 2.3 | 4.5 |  | RRD-10ND-BL.jpg | http://grandbrass.xologic.com/vendors/4460/large/RRD-10ND-BL.jpg | [47 empty] | 0 | 0 | 0 | [6 empty] | 0 | 1 | 1 | EA | 1 | Lighting Controls | [7 empty] | Black | [19 empty] | Dimmers | [242 empty] | <a href="https://www.lutron.com/TechnicalDocumentLibrary/044343.pdf" target="_blank">Installation Instructions</a> | [23 empty] | 25.000 DW |  |  | 2.3000 IN | [89 empty] | 1.000 EA | 1.000 EA | [35 empty] | No | [42 empty] | https://www.lutron.com/TechnicalDocumentLibrary/369225_SPA.pdf | [7 empty] | Shelf Stock | [13 empty] | <a href="https://www.lutron.com/TechnicalDocumentLibrary/368-4493_Page_18.pdf" target="_blank">Tech Drawing</a> | [25 empty] | 39122206 | [13 empty] | <a href="https://www.lutron.com/TechnicalDocumentLibrary/043492.pdf" target="_blank">Warranty Information</a> |  |  |  |  | 0.300 L | [14 empty] | 0 | 0 | 0 | 0 | Lighting Fixtures | 2016-07-15 13:55 | 2024-07-20 11:13 | 0000-00-00 00:00:00 | 2024-07-20 11:13 | 0000-00-00 00:00:00 | [6 empty] | Black
1 | Lutron Electronics | RRD-10ND-BR | 4460-4928 | 4460 | 4928 | Lutron Electronics | RRD-10ND-BR.jpg | 27557774246 | RADIORA2 1000W NEUTRAL DIMMER BROWN | RadioRA 2 Dimmer, Incandescent/Halogen, Magnetic Low-Voltage, Multi-location/single-pole, neutral required, 120V/1000W in brown |  | 2.3 | 4.5 |  | RRD-10ND-BR.jpg | http://grandbrass.xologic.com/vendors/4460/large/RRD-10ND-BR.jpg | [47 empty] | 0 | 0 | 0 | [6 empty] | 0 | 1 | 1 | EA | 1 | Lighting Controls | [7 empty] | Brown | [19 empty] | Dimmers | [242 empty] | <a href="https://www.lutron.com/TechnicalDocumentLibrary/044343.pdf" target="_blank">Installation Instructions</a> | [23 empty] | 25.000 DW |  |  | 2.3000 IN | [89 empty] | 1.000 EA | 1.000 EA | [35 empty] | No | [42 empty] | https://www.lutron.com/TechnicalDocumentLibrary/369225_SPA.pdf | [7 empty] | Shelf Stock | [13 empty] | <a href="https://www.lutron.com/TechnicalDocumentLibrary/368-4493_Page_18.pdf" target="_blank">Tech Drawing</a> | [25 empty] | 39122206 | [13 empty] | <a href="https://www.lutron.com/TechnicalDocumentLibrary/043492.pdf" target="_blank">Warranty Information</a> |  |  |  |  | 0.300 L | [14 empty] | 0 | 0 | 0 | 0 | Lighting Fixtures | 2016-07-15 13:55 | 2024-07-20 11:12 | 0000-00-00 00:00:00 | 2024-07-20 11:12 | 0000-00-00 00:00:00 | [6 empty] | Brown
1 | Lutron Electronics | RRD-10ND-GR | 4460-4932 | 4460 | 4932 | Lutron Electronics | RRD-10ND-GR.jpg | 27557774291 | RADIORA2 1000W NEUTRAL DIMMER GRAY | RadioRA 2 Dimmer, Incandescent/Halogen, Magnetic Low-Voltage, Multi-location/single-pole, neutral required, 120V/1000W in gray |  | 2.3 | 4.5 |  | RRD-10ND-GR.jpg | http://grandbrass.xologic.com/vendors/4460/large/RRD-10ND-GR.jpg | [47 empty] | 0 | 0 | 0 | [6 empty] | 0 | 1 | 1 | EA | 1 | Lighting Controls | [7 empty] | Gray | [19 empty] | Dimmers | [242 empty] | <a href="https://www.lutron.com/TechnicalDocumentLibrary/044343.pdf" target="_blank">Installation Instructions</a> | [23 empty] | 35.000 DW |  |  | 2.3000 IN | [89 empty] | 1.000 EA | 1.000 EA | [35 empty] | No | [42 empty] | https://www.lutron.com/TechnicalDocumentLibrary/369225_SPA.pdf | [7 empty] | Shelf Stock | [13 empty] | <a href="https://www.lutron.com/TechnicalDocumentLibrary/368-4493_Page_18.pdf" target="_blank">Tech Drawing</a> | [25 empty] | 39122206 | [13 empty] | <a href="https://www.lutron.com/TechnicalDocumentLibrary/043492.pdf" target="_blank">Warranty Information</a> |  |  |  |  | 0.300 L | [14 empty] | 0 | 0 | 0 | 0 | Lighting Fixtures | 2016-07-15 13:56 | 2024-07-20 11:16 | 0000-00-00 00:00:00 | 2024-07-20 11:16 | 0000-00-00 00:00:00 | [6 empty] | Gray
1 | Lutron Electronics | RRD-10ND-HT | 4460-4934 | 4460 | 4934 | Lutron Electronics | RRD-10ND-HT.jpg | 27557774314 | RADIORA2 1000W NEUTRAL DIMMER HOT | RadioRA 2 Dimmer, Incandescent/Halogen, Magnetic Low-Voltage, Multi-location/single-pole, neutral required, 120V/1000W in hot |  | 2.3 | 4.5 |  | RRD-10ND-HT.jpg | http://grandbrass.xologic.com/vendors/4460/large/RRD-10ND-HT.jpg | [47 empty] | 0 | 0 | 0 | [6 empty] | 0 | 1 | 1 | EA | 1 | Lighting Controls | [27 empty] | Dimmers | [242 empty] | <a href="https://www.lutron.com/TechnicalDocumentLibrary/044343.pdf" target="_blank">Installation Instructions</a> | [23 empty] | 35.000 DW |  |  | 2.3000 IN | [89 empty] | 1.000 EA | 1.000 EA | [35 empty] | No | [42 empty] | https://www.lutron.com/TechnicalDocumentLibrary/369225_SPA.pdf | [7 empty] | Shelf Stock | [13 empty] | <a href="https://www.lutron.com/TechnicalDocumentLibrary/368-4493_Page_18.pdf" target="_blank">Tech Drawing</a> | [25 empty] | 39122206 | [13 empty] | <a href="https://www.lutron.com/TechnicalDocumentLibrary/043492.pdf" target="_blank">Warranty Information</a> |  |  |  |  | 0.300 L | [14 empty] | 0 | 0 | 0 | 0 | Lighting Fixtures | 2016-07-15 13:56 | 2024-07-20 11:10 | 0000-00-00 00:00:00 | 2024-07-20 11:10 | 0000-00-00 00:00:00
1 | Lutron Electronics | RRD-10ND-IV | 4460-4935 | 4460 | 4935 | Lutron Electronics | RRD-10ND-IV.jpg | 27557774321 | RADIORA2 1000W NEUTRAL DIMMER IVORY | RadioRA 2 Dimmer, Incandescent/Halogen, Magnetic Low-Voltage, Multi-location/single-pole, neutral required, 120V/1000W in ivory |  | 2.3 | 4.5 |  | RRD-10ND-IV.jpg | http://grandbrass.xologic.com/vendors/4460/large/RRD-10ND-IV.jpg | [47 empty] | 0 | 0 | 0 | [6 empty] | 0 | 1 | 1 | EA | 1 | Lighting Controls | [7 empty] | White | [19 empty] | Dimmers | [242 empty] | <a href="https://www.lutron.com/TechnicalDocumentLibrary/044343.pdf" target="_blank">Installation Instructions</a> | [23 empty] | 35.000 DW |  |  | 2.3000 IN | [89 empty] | 1.000 EA | 1.000 EA | [35 empty] | No | [42 empty] | https://www.lutron.com/TechnicalDocumentLibrary/369225_SPA.pdf | [7 empty] | Shelf Stock | [13 empty] | <a href="https://www.lutron.com/TechnicalDocumentLibrary/368-4493_Page_18.pdf" target="_blank">Tech Drawing</a> | [25 empty] | 39122206 | [13 empty] | <a href="https://www.lutron.com/TechnicalDocumentLibrary/043492.pdf" target="_blank">Warranty Information</a> |  |  |  |  | 0.300 L | [14 empty] | 0 | 0 | 0 | 0 | Lighting Fixtures | 2016-07-15 13:56 | 2024-07-20 11:15 | 0000-00-00 00:00:00 | 2024-07-20 11:15 | 0000-00-00 00:00:00 | [6 empty] | Ivory
1 | Lutron Electronics | RRD-10ND-LA | 4460-4936 | 4460 | 4936 | Lutron Electronics | RRD-10ND-LA.jpg | 27557774338 | RADIORA2 1000W NEUTRAL DIMMER LIGHT AL | RadioRA 2 Dimmer, Incandescent/Halogen, Magnetic Low-Voltage, Multi-location/single-pole, neutral required, 120V/1000W in light almond |  | 2.3 | 4.5 |  | RRD-10ND-LA.jpg | http://grandbrass.xologic.com/vendors/4460/large/RRD-10ND-LA.jpg | [47 empty] | 0 | 0 | 0 | [6 empty] | 0 | 1 | 1 | EA | 1 | Lighting Controls | [27 empty] | Dimmers | [242 empty] | <a href="https://www.lutron.com/TechnicalDocumentLibrary/044343.pdf" target="_blank">Installation Instructions</a> | [23 empty] | 35.000 DW |  |  | 2.3000 IN | [89 empty] | 1.000 EA | 1.000 EA | [35 empty] | No | [42 empty] | https://www.lutron.com/TechnicalDocumentLibrary/369225_SPA.pdf | [7 empty] | Shelf Stock | [13 empty] | <a href="https://www.lutron.com/TechnicalDocumentLibrary/368-4493_Page_18.pdf" target="_blank">Tech Drawing</a> | [25 empty] | 39122206 | [13 empty] | <a href="https://www.lutron.com/TechnicalDocumentLibrary/043492.pdf" target="_blank">Warranty Information</a> |  |  |  |  | 0.300 L | [14 empty] | 0 | 0 | 0 | 0 | Lighting Fixtures | 2016-07-15 13:56 | 2024-07-20 11:11 | 0000-00-00 00:00:00 | 2024-07-20 11:11 | 0000-00-00 00:00:00
1 | Lutron Electronics | RRD-10ND-MN | 4460-4938 | 4460 | 4938 | Lutron Electronics | RRD-10ND-MN.jpg | 27557774352 | RADIORA2 1000W NEUTRAL DIMMER MIDNIGHT | RadioRA 2 Dimmer, Incandescent/Halogen, Magnetic Low-Voltage, Multi-location/single-pole, neutral required, 120V/1000W in midnight |  | 2.3 | 4.5 |  | RRD-10ND-MN.jpg | http://grandbrass.xologic.com/vendors/4460/large/RRD-10ND-MN.jpg | [47 empty] | 0 | 0 | 0 | [6 empty] | 0 | 1 | 1 | EA | 1 | Lighting Controls | [27 empty] | Dimmers | [242 empty] | <a href="https://www.lutron.com/TechnicalDocumentLibrary/044343.pdf" target="_blank">Installation Instructions</a> | [23 empty] | 30.000 DW |  |  | 2.3000 IN | [89 empty] | 1.000 EA | 1.000 EA | [35 empty] | No | [42 empty] | https://www.lutron.com/TechnicalDocumentLibrary/369225_SPA.pdf | [7 empty] | Shelf Stock | [13 empty] | <a href="https://www.lutron.com/TechnicalDocumentLibrary/368-4493_Page_18.pdf" target="_blank">Tech Drawing</a> | [25 empty] | 39122206 | [13 empty] | <a href="https://www.lutron.com/TechnicalDocumentLibrary/043492.pdf" target="_blank">Warranty Information</a> |  |  |  |  | 0.300 L | [14 empty] | 0 | 0 | 0 | 0 | Lighting Fixtures | 2016-07-15 13:56 | 2024-07-20 11:11 | 0000-00-00 00:00:00 | 2024-07-20 11:11 | 0000-00-00 00:00:00 | [6 empty] | Midnight
1 | Lutron Electronics | RRD-10ND-PD | 4460-4941 | 4460 | 4941 | Lutron Electronics | RRD-10ND-PD.jpg | 27557774383 | RADIORA2 1000W NEUTRAL DIMMER PALLADIUM | RadioRA 2 Dimmer, Incandescent/Halogen, Magnetic Low-Voltage, Multi-location/single-pole, neutral required, 120V/1000W in palladium |  | 2.3 | 4.5 |  | RRD-10ND-PD.jpg | http://grandbrass.xologic.com/vendors/4460/large/RRD-10ND-PD.jpg | [47 empty] | 0 | 0 | 0 | [6 empty] | 0 | 1 | 1 | EA | 1 | Lighting Controls | [27 empty] | Dimmers | [242 empty] | <a href="https://www.lutron.com/TechnicalDocumentLibrary/044343.pdf" target="_blank">Installation Instructions</a> | [23 empty] | 35.000 DW |  |  | 2.3000 IN | [89 empty] | 1.000 EA | 1.000 EA | [35 empty] | No | [42 empty] | https://www.lutron.com/TechnicalDocumentLibrary/369225_SPA.pdf | [7 empty] | Shelf Stock | [13 empty] | <a href="https://www.lutron.com/TechnicalDocumentLibrary/368-4493_Page_18.pdf" target="_blank">Tech Drawing</a> | [25 empty] | 39122206 | [13 empty] | <a href="https://www.lutron.com/TechnicalDocumentLibrary/043492.pdf" target="_blank">Warranty Information</a> |  |  |  |  | 0.300 L | [14 empty] | 0 | 0 | 0 | 0 | Lighting Fixtures | 2016-07-15 13:56 | 2024-07-20 11:10 | 0000-00-00 00:00:00 | 2024-07-20 11:10 | 0000-00-00 00:00:00 | [6 empty] | Palladium
1 | Lutron Electronics | RRD-10ND-TP | 4460-4947 | 4460 | 4947 | Lutron Electronics | RRD-10ND-TP.jpg | 27557774444 | RADIORA2 1000W NEUTRAL DIMMER TAUPE | RadioRA 2 Dimmer, Incandescent/Halogen, Magnetic Low-Voltage, Multi-location/single-pole, neutral required, 120V/1000W in taupe |  | 2.3 | 4.5 |  | RRD-10ND-TP.jpg | http://grandbrass.xologic.com/vendors/4460/large/RRD-10ND-TP.jpg | [47 empty] | 0 | 0 | 0 | [6 empty] | 0 | 1 | 1 | EA | 1 | Lighting Controls | [27 empty] | Dimmers | [242 empty] | <a href="https://www.lutron.com/TechnicalDocumentLibrary/044343.pdf" target="_blank">Installation Instructions</a> | [23 empty] | 30.000 DW |  |  | 2.3000 IN | [89 empty] | 1.000 EA | 1.000 EA | [35 empty] | No | [42 empty] | https://www.lutron.com/TechnicalDocumentLibrary/369225_SPA.pdf | [7 empty] | Shelf Stock | [13 empty] | <a href="https://www.lutron.com/TechnicalDocumentLibrary/368-4493_Page_18.pdf" target="_blank">Tech Drawing</a> | [25 empty] | 39122206 | [13 empty] | <a href="https://www.lutron.com/TechnicalDocumentLibrary/043492.pdf" target="_blank">Warranty Information</a> |  |  |  |  | 0.300 L | [14 empty] | 0 | 0 | 0 | 0 | Lighting Fixtures | 2016-07-15 13:56 | 2024-07-20 11:13 | 0000-00-00 00:00:00 | 2024-07-20 11:13 | 0000-00-00 00:00:00 | [6 empty] | Taupe
1 | Lutron Electronics | RRD-10ND-WH | 4460-4949 | 4460 | 4949 | Lutron Electronics | RRD-10ND-WH.jpg | 27557774468 | RADIORA2 1000W NEUTRAL DIMMER WHITE | RadioRA 2 Dimmer, Incandescent/Halogen, Magnetic Low-Voltage, Multi-location/single-pole, neutral required, 120V/1000W in white |  | 2.3 | 4.5 |  | RRD-10ND-WH.jpg | http://grandbrass.xologic.com/vendors/4460/large/RRD-10ND-WH.jpg | [47 empty] | 0 | 0 | 0 | [6 empty] | 0 | 1 | 1 | EA | 1 | Lighting Controls | [7 empty] | White | [19 empty] | Dimmers | [242 empty] | <a href="https://www.lutron.com/TechnicalDocumentLibrary/044343.pdf" target="_blank">Installation Instructions</a> | [23 empty] | 25.000 DW |  |  | 2.3000 IN | [89 empty] | 1.000 EA | 1.000 EA | [35 empty] | No | [42 empty] | https://www.lutron.com/TechnicalDocumentLibrary/369225_fre.pdf | [7 empty] | Shelf Stock | [13 empty] | <a href="https://www.lutron.com/TechnicalDocumentLibrary/368-4493_Page_18.pdf" target="_blank">Tech Drawing</a> | [25 empty] | 39122206 | [13 empty] | <a href="https://www.lutron.com/TechnicalDocumentLibrary/043492.pdf" target="_blank">Warranty Information</a> |  |  |  |  | 0.300 L | [14 empty] | 0 | 0 | 0 | 0 | Lighting Fixtures | 2016-07-15 13:56 | 2024-07-20 11:15 | 0000-00-00 00:00:00 | 2024-07-20 11:15 | 0000-00-00 00:00:00 | [6 empty] | White
1 | Lutron Electronics | RRD-3LD-SW | 4460-4951 | 4460 | 4951 | Lutron Electronics | RRD-3LD-SW.jpg | 27557774697 | RADIORA2 300W TABLE LAMP DIMMER SNOW | RadioRA 2 Plug-in Table Lamp Dimmer, Incandescent/Halogen, Magnetic Low-Voltage, 120V/300W in snow |  | 3.4 | 4.6 |  | RRD-3LD-SW.jpg | http://grandbrass.xologic.com/vendors/4460/large/RRD-3LD-SW.jpg | [47 empty] | 0 | 0 | 0 | [6 empty] | 0 | 1 | 1 | EA | 1 | Lighting Controls | [27 empty] | Dimmers | [242 empty] | <a href="https://www.lutron.com/TechnicalDocumentLibrary/044343.pdf" target="_blank">Installation Instructions</a> | [23 empty] | 25.000 DW |  |  | 2.4000 IN | [89 empty] | 1.000 EA | 1.000 EA | [35 empty] | No | [42 empty] | https://www.lutron.com/TechnicalDocumentLibrary/369226_ENG.pdf | [7 empty] | Shelf Stock | [39 empty] | 39122206 | [13 empty] | <a href="https://www.lutron.com/TechnicalDocumentLibrary/043492.pdf" target="_blank">Warranty Information</a> |  |  |  |  | 0.600 L | [14 empty] | 0 | 0 | 0 | 0 | Lighting Fixtures | 2016-07-15 13:56 | 2024-07-20 11:13 | 0000-00-00 00:00:00 | 2024-07-20 11:13 | 0000-00-00 00:00:00 | [6 empty] | Snow
1 | Lutron Electronics | RRD-8S-DV-AL | 4460-4978 | 4460 | 4978 | Lutron Electronics | RRD-8S-DV-AL.jpg | 27557869010 | RA2 8A 2WIRE SWITCH ALMOND | RadioRA 2 two-wire electronic lighting and motor load switch, functions much like standard dimmers and switches, but can be controlled as part of a lighting control system, 1/10 HP in almond |  | 2.3 | 4.5 |  | RRD-8S-DV-AL.jpg | http://grandbrass.xologic.com/vendors/4460/large/RRD-8S-DV-AL.jpg | [47 empty] | 0 | 0 | 0 | [6 empty] | 0 | 1 | 1 | EA | 1 | Lighting Controls | [7 empty] | Nickel | [19 empty] | Lightswitches | [242 empty] | <a href="https://www.lutron.com/TechnicalDocumentLibrary/044343.pdf" target="_blank">Installation Instructions</a> | [23 empty] | 35.000 DW |  |  | 2.3000 IN | [89 empty] | 1.000 EA | 1.000 EA | [35 empty] | No | [42 empty] | https://www.lutron.com/TechnicalDocumentLibrary/369225_SPA.pdf | [7 empty] | Shelf Stock | [13 empty] | <a href="https://www.lutron.com/TechnicalDocumentLibrary/368-4493_Page_9.pdf" target="_blank">Tech Drawing</a> | [25 empty] | 39122216 | [13 empty] | <a href="https://www.lutron.com/TechnicalDocumentLibrary/043492.pdf" target="_blank">Warranty Information</a> |  |  |  |  | 0.300 L | [14 empty] | 0 | 0 | 0 | 0 | Lighting Fixtures | 2016-07-15 13:57 | 2024-07-20 11:15 | 0000-00-00 00:00:00 | 2024-07-20 11:15 | 0000-00-00 00:00:00 | [6 empty] | Almond
1 | Lutron Electronics | RRD-8S-DV-BI | 4460-4980 | 4460 | 4980 | Lutron Electronics | RRD-8S-DV-BI.jpg | 27557869034 | RA2 8A 2WIRE SWITCH BISCUIT | RadioRA 2 two-wire electronic lighting and motor load switch, functions much like standard dimmers and switches, but can be controlled as part of a lighting control system, 1/10 HP in biscuit |  | 2.3 | 4.5 |  | RRD-8S-DV-BI.jpg | http://grandbrass.xologic.com/vendors/4460/large/RRD-8S-DV-BI.jpg | [47 empty] | 0 | 0 | 0 | [6 empty] | 0 | 1 | 1 | EA | 1 | Lighting Controls | [7 empty] | Brown | [19 empty] | Lightswitches | [242 empty] | <a href="https://www.lutron.com/TechnicalDocumentLibrary/044343.pdf" target="_blank">Installation Instructions</a> | [23 empty] | 35.000 DW |  |  | 2.3000 IN | [89 empty] | 1.000 EA | 1.000 EA | [35 empty] | No | [42 empty] | https://www.lutron.com/TechnicalDocumentLibrary/369225_SPA.pdf | [7 empty] | Shelf Stock | [13 empty] | <a href="https://www.lutron.com/TechnicalDocumentLibrary/368-4493_Page_9.pdf" target="_blank">Tech Drawing</a> | [25 empty] | 39122216 | [13 empty] | <a href="https://www.lutron.com/TechnicalDocumentLibrary/043492.pdf" target="_blank">Warranty Information</a> |  |  |  |  | 0.300 L | [14 empty] | 0 | 0 | 0 | 0 | Lighting Fixtures | 2016-07-15 13:57 | 2024-07-20 11:14 | 0000-00-00 00:00:00 | 2024-07-20 11:14 | 0000-00-00 00:00:00 | [6 empty] | Biscuit
1 | Lutron Electronics | RRD-8S-DV-BL | 4460-4981 | 4460 | 4981 | Lutron Electronics | RRD-8S-DV-BL.jpg | 27557869041 | RA2 8A 2WIRE SWITCH BLACK | RadioRA 2 two-wire electronic lighting and motor load switch, functions much like standard dimmers and switches, but can be controlled as part of a lighting control system, 1/10 HP in black |  | 2.3 | 4.5 |  | RRD-8S-DV-BL.jpg | http://grandbrass.xologic.com/vendors/4460/large/RRD-8S-DV-BL.jpg | [47 empty] | 0 | 0 | 0 | [6 empty] | 0 | 1 | 1 | EA | 1 | Lighting Controls | [7 empty] | Black | [19 empty] | Lightswitches | [242 empty] | <a href="https://www.lutron.com/TechnicalDocumentLibrary/044343.pdf" target="_blank">Installation Instructions</a> | [23 empty] | 25.000 DW |  |  | 2.3000 IN | [89 empty] | 1.000 EA | 1.000 EA | [35 empty] | No | [42 empty] | https://www.lutron.com/TechnicalDocumentLibrary/369225_SPA.pdf | [7 empty] | Shelf Stock | [13 empty] | <a href="https://www.lutron.com/TechnicalDocumentLibrary/368-4493_Page_9.pdf" target="_blank">Tech Drawing</a> | [25 empty] | 39122216 | [13 empty] | <a href="https://www.lutron.com/TechnicalDocumentLibrary/043492.pdf" target="_blank">Warranty Information</a> |  |  |  |  | 0.300 L | [14 empty] | 0 | 0 | 0 | 0 | Lighting Fixtures | 2016-07-15 13:57 | 2024-07-20 11:12 | 0000-00-00 00:00:00 | 2024-07-20 11:12 | 0000-00-00 00:00:00 | [6 empty] | Black
1 | Lutron Electronics | RRD-8S-DV-BR | 4460-4982 | 4460 | 4982 | Lutron Electronics | RRD-8S-DV-BR.jpg | 27557869058 | RA2 8A 2WIRE SWITCH BROWN | RadioRA 2 two-wire electronic lighting and motor load switch, functions much like standard dimmers and switches, but can be controlled as part of a lighting control system, 1/10 HP in brown |  | 2.3 | 4.5 |  | RRD-8S-DV-BR.jpg | http://grandbrass.xologic.com/vendors/4460/large/RRD-8S-DV-BR.jpg | [47 empty] | 0 | 0 | 0 | [6 empty] | 0 | 1 | 1 | EA | 1 | Lighting Controls | [7 empty] | Brown | [19 empty] | Lightswitches | [242 empty] | <a href="https://www.lutron.com/TechnicalDocumentLibrary/044343.pdf" target="_blank">Installation Instructions</a> | [23 empty] | 25.000 DW |  |  | 2.3000 IN | [89 empty] | 1.000 EA | 1.000 EA | [35 empty] | No | [42 empty] | https://www.lutron.com/TechnicalDocumentLibrary/369225_SPA.pdf | [7 empty] | Shelf Stock | [13 empty] | <a href="https://www.lutron.com/TechnicalDocumentLibrary/368-4493_Page_9.pdf" target="_blank">Tech Drawing</a> | [25 empty] | 39122216 | [13 empty] | <a href="https://www.lutron.com/TechnicalDocumentLibrary/043492.pdf" target="_blank">Warranty Information</a> |  |  |  |  | 0.300 L | [14 empty] | 0 | 0 | 0 | 0 | Lighting Fixtures | 2016-07-15 13:57 | 2024-07-20 11:14 | 0000-00-00 00:00:00 | 2024-07-20 11:14 | 0000-00-00 00:00:00 | [6 empty] | Brown
1 | Lutron Electronics | RRD-8S-DV-GR | 4460-4986 | 4460 | 4986 | Lutron Electronics | RRD-8S-DV-GR.jpg | 27557869096 | RA2 8A 2WIRE SWITCH GRAY | RadioRA 2 two-wire electronic lighting and motor load switch, functions much like standard dimmers and switches, but can be controlled as part of a lighting control system, 1/10 HP in gray |  | 2.3 | 4.5 |  | RRD-8S-DV-GR.jpg | http://grandbrass.xologic.com/vendors/4460/large/RRD-8S-DV-GR.jpg | [47 empty] | 0 | 0 | 0 | [6 empty] | 0 | 1 | 1 | EA | 1 | Lighting Controls | [7 empty] | Gray | [19 empty] | Lightswitches | [242 empty] | <a href="https://www.lutron.com/TechnicalDocumentLibrary/044343.pdf" target="_blank">Installation Instructions</a> | [23 empty] | 35.000 DW |  |  | 2.3000 IN | [89 empty] | 1.000 EA | 1.000 EA | [35 empty] | No | [42 empty] | https://www.lutron.com/TechnicalDocumentLibrary/369225_SPA.pdf | [7 empty] | Shelf Stock | [13 empty] | <a href="https://www.lutron.com/TechnicalDocumentLibrary/368-4493_Page_9.pdf" target="_blank">Tech Drawing</a> | [25 empty] | 39122216 | [13 empty] | <a href="https://www.lutron.com/TechnicalDocumentLibrary/043492.pdf" target="_blank">Warranty Information</a> |  |  |  |  | 0.300 L | [14 empty] | 0 | 0 | 0 | 0 | Lighting Fixtures | 2016-07-15 13:57 | 2024-07-20 11:12 | 0000-00-00 00:00:00 | 2024-07-20 11:12 | 0000-00-00 00:00:00 | [6 empty] | Gray
1 | Lutron Electronics | RRD-8S-DV-HT | 4460-4988 | 4460 | 4988 | Lutron Electronics | RRD-8S-DV-HT.jpg | 27557869119 | RA2 8A 2WIRE SWITCH HOT | RadioRA 2 two-wire electronic lighting and motor load switch, functions much like standard dimmers and switches, but can be controlled as part of a lighting control system, 1/10 HP in hot |  | 2.3 | 4.5 |  | RRD-8S-DV-HT.jpg | http://grandbrass.xologic.com/vendors/4460/large/RRD-8S-DV-HT.jpg | [47 empty] | 0 | 0 | 0 | [6 empty] | 0 | 1 | 1 | EA | 1 | Lighting Controls | [27 empty] | Lightswitches | [242 empty] | <a href="https://www.lutron.com/TechnicalDocumentLibrary/044343.pdf" target="_blank">Installation Instructions</a> | [23 empty] | 35.000 DW |  |  | 2.3000 IN | [89 empty] | 1.000 EA | 1.000 EA | [35 empty] | No | [42 empty] | https://www.lutron.com/TechnicalDocumentLibrary/369225_SPA.pdf | [7 empty] | Shelf Stock | [13 empty] | <a href="https://www.lutron.com/TechnicalDocumentLibrary/368-4493_Page_9.pdf" target="_blank">Tech Drawing</a> | [25 empty] | 39122216 | [13 empty] | <a href="https://www.lutron.com/TechnicalDocumentLibrary/043492.pdf" target="_blank">Warranty Information</a> |  |  |  |  | 0.300 L | [14 empty] | 0 | 0 | 0 | 0 | Lighting Fixtures | 2016-07-15 13:57 | 2024-07-20 11:19 | 0000-00-00 00:00:00 | 2024-07-20 11:19 | 0000-00-00 00:00:00
1 | Lutron Electronics | RRD-8S-DV-IV | 4460-4989 | 4460 | 4989 | Lutron Electronics | RRD-8S-DV-IV.jpg | 27557869126 | RA2 8A 2WIRE SWITCH IVORY | RadioRA 2 two-wire electronic lighting and motor load switch, functions much like standard dimmers and switches, but can be controlled as part of a lighting control system, 1/10 HP in ivory |  | 2.3 | 4.5 |  | RRD-8S-DV-IV.jpg | http://grandbrass.xologic.com/vendors/4460/large/RRD-8S-DV-IV.jpg | [47 empty] | 0 | 0 | 0 | [6 empty] | 0 | 1 | 1 | EA | 1 | Lighting Controls | [7 empty] | White | [19 empty] | Lightswitches | [242 empty] | <a href="https://www.lutron.com/TechnicalDocumentLibrary/044343.pdf" target="_blank">Installation Instructions</a> | [23 empty] | 25.000 DW |  |  | 2.3000 IN | [89 empty] | 1.000 EA | 1.000 EA | [35 empty] | No | [42 empty] | https://www.lutron.com/TechnicalDocumentLibrary/369225_SPA.pdf | [7 empty] | Shelf Stock | [13 empty] | <a href="https://www.lutron.com/TechnicalDocumentLibrary/368-4493_Page_9.pdf" target="_blank">Tech Drawing</a> | [25 empty] | 39122216 | [13 empty] | <a href="https://www.lutron.com/TechnicalDocumentLibrary/043492.pdf" target="_blank">Warranty Information</a> |  |  |  |  | 0.300 L | [14 empty] | 0 | 0 | 0 | 0 | Lighting Fixtures | 2016-07-15 13:57 | 2024-07-20 11:14 | 0000-00-00 00:00:00 | 2024-07-20 11:14 | 0000-00-00 00:00:00 | [6 empty] | Ivory
1 | Lutron Electronics | RRD-8S-DV-LA | 4460-4990 | 4460 | 4990 | Lutron Electronics | RRD-8S-DV-LA.jpg | 27557869133 | RA2 8A 2WIRE SWITCH LIGHT ALMOND | RadioRA 2 two-wire electronic lighting and motor load switch, functions much like standard dimmers and switches, but can be controlled as part of a lighting control system, 1/10 HP in light almond |  | 2.3 | 4.5 |  | RRD-8S-DV-LA.jpg | http://grandbrass.xologic.com/vendors/4460/large/RRD-8S-DV-LA.jpg | [47 empty] | 0 | 0 | 0 | [6 empty] | 0 | 1 | 1 | EA | 1 | Lighting Controls | [27 empty] | Lightswitches | [242 empty] | <a href="https://www.lutron.com/TechnicalDocumentLibrary/044343.pdf" target="_blank">Installation Instructions</a> | [23 empty] | 25.000 DW |  |  | 2.3000 IN | [89 empty] | 1.000 EA | 1.000 EA | [35 empty] | No | [42 empty] | https://www.lutron.com/TechnicalDocumentLibrary/369225_SPA.pdf | [7 empty] | Shelf Stock | [13 empty] | <a href="https://www.lutron.com/TechnicalDocumentLibrary/368-4493_Page_9.pdf" target="_blank">Tech Drawing</a> | [25 empty] | 39122216 | [13 empty] | <a href="https://www.lutron.com/TechnicalDocumentLibrary/043492.pdf" target="_blank">Warranty Information</a> |  |  |  |  | 0.300 L | [14 empty] | 0 | 0 | 0 | 0 | Lighting Fixtures | 2016-07-15 13:57 | 2024-07-20 11:16 | 0000-00-00 00:00:00 | 2024-07-20 11:16 | 0000-00-00 00:00:00
1 | Lutron Electronics | RRD-8S-DV-PD | 4460-4995 | 4460 | 4995 | Lutron Electronics | RRD-8S-DV-PD.jpg | 27557869188 | RA2 8A 2WIRE SWITCH PALLADIUM | RadioRA 2 two-wire electronic lighting and motor load switch, functions much like standard dimmers and switches, but can be controlled as part of a lighting control system, 1/10 HP in palladium |  | 2.3 | 4.5 |  | RRD-8S-DV-PD.jpg | http://grandbrass.xologic.com/vendors/4460/large/RRD-8S-DV-PD.jpg | [47 empty] | 0 | 0 | 0 | [6 empty] | 0 | 1 | 1 | EA | 1 | Lighting Controls | [27 empty] | Lightswitches | [242 empty] | <a href="https://www.lutron.com/TechnicalDocumentLibrary/044343.pdf" target="_blank">Installation Instructions</a> | [23 empty] | 25.000 DW |  |  | 2.3000 IN | [89 empty] | 1.000 EA | 1.000 EA | [35 empty] | No | [42 empty] | https://www.lutron.com/TechnicalDocumentLibrary/369225_SPA.pdf | [7 empty] | Shelf Stock | [13 empty] | <a href="https://www.lutron.com/TechnicalDocumentLibrary/368-4493_Page_9.pdf" target="_blank">Tech Drawing</a> | [25 empty] | 39122216 | [13 empty] | <a href="https://www.lutron.com/TechnicalDocumentLibrary/043492.pdf" target="_blank">Warranty Information</a> |  |  |  |  | 0.300 L | [14 empty] | 0 | 0 | 0 | 0 | Lighting Fixtures | 2016-07-15 13:58 | 2024-07-20 11:19 | 0000-00-00 00:00:00 | 2024-07-20 11:19 | 0000-00-00 00:00:00 | [6 empty] | Palladium
1 | Lutron Electronics | RRD-8S-DV-TP | 4460-5001 | 4460 | 5001 | Lutron Electronics | RRD-8S-DV-TP.jpg | 27557869249 | RA2 8A 2WIRE SWITCH TAUPE | RadioRA 2 two-wire electronic lighting and motor load switch, functions much like standard dimmers and switches, but can be controlled as part of a lighting control system, 1/10 HP in taupe |  | 2.3 | 4.5 |  | RRD-8S-DV-TP.jpg | http://grandbrass.xologic.com/vendors/4460/large/RRD-8S-DV-TP.jpg | [47 empty] | 0 | 0 | 0 | [6 empty] | 0 | 1 | 1 | EA | 1 | Lighting Controls | [27 empty] | Lightswitches | [49 empty] | <a href="https://www.lutron.com/technicaldocumentlibrary/367-1663.pdf" target="_blank">Manufacturer Brochure</a> | [192 empty] | <a href="https://www.lutron.com/TechnicalDocumentLibrary/044343.pdf" target="_blank">Installation Instructions</a> | [23 empty] | 25.000 DW |  |  | 2.3000 IN | [89 empty] | 1.000 EA | 1.000 EA | [35 empty] | No | [42 empty] | https://www.lutron.com/TechnicalDocumentLibrary/369225_SPA.pdf | [7 empty] | Shelf Stock | [13 empty] | <a href="https://www.lutron.com/TechnicalDocumentLibrary/368-4493_Page_9.pdf" target="_blank">Tech Drawing</a> | [25 empty] | 39122216 | [13 empty] | <a href="https://www.lutron.com/TechnicalDocumentLibrary/043492.pdf" target="_blank">Warranty Information</a> |  |  |  |  | 0.300 L | [14 empty] | 0 | 0 | 0 | 0 | Lighting Fixtures | 2016-07-15 13:58 | 2024-07-20 11:13 | 0000-00-00 00:00:00 | 2024-07-20 11:13 | 0000-00-00 00:00:00 | [6 empty] | Taupe
1 | Lutron Electronics | RRD-8S-DV-WH | 4460-5003 | 4460 | 5003 | Lutron Electronics | RRD-8S-DV-WH.jpg | 27557869263 | RA2 8A 2WIRE SWITCH WHITE | RadioRA 2 two-wire electronic lighting and motor load switch, functions much like standard dimmers and switches, but can be controlled as part of a lighting control system, 1/10 HP in white |  | 2.3 | 4.5 |  | RRD-8S-DV-WH.jpg | http://grandbrass.xologic.com/vendors/4460/large/RRD-8S-DV-WH.jpg | [47 empty] | 0 | 0 | 0 | [6 empty] | 0 | 1 | 1 | EA | 1 | Lighting Controls | [7 empty] | White | [19 empty] | Lightswitches | [49 empty] | <a href="https://www.lutron.com/technicaldocumentlibrary/367-1663.pdf" target="_blank">Manufacturer Brochure</a> | [192 empty] | <a href="https://www.lutron.com/TechnicalDocumentLibrary/044343.pdf" target="_blank">Installation Instructions</a> | [23 empty] | 25.000 DW |  |  | 2.3000 IN | [89 empty] | 1.000 EA | 1.000 EA | [35 empty] | No | [42 empty] | https://www.lutron.com/TechnicalDocumentLibrary/369225_fre.pdf | [7 empty] | Shelf Stock | [13 empty] | <a href="https://www.lutron.com/TechnicalDocumentLibrary/368-4493_Page_9.pdf" target="_blank">Tech Drawing</a> | [25 empty] | 39122216 | [13 empty] | <a href="https://www.lutron.com/TechnicalDocumentLibrary/043492.pdf" target="_blank">Warranty Information</a> |  |  |  |  | 0.300 L | [14 empty] | 0 | 0 | 0 | 0 | Lighting Fixtures | 2016-07-15 13:58 | 2024-07-20 11:20 | 0000-00-00 00:00:00 | 2024-07-20 11:20 | 0000-00-00 00:00:00 | [6 empty] | White
1 | Lutron Electronics | MRF2-F6AN-DV-AL | 4460-5004 | 4460 | 5004 | Lutron Electronics | MRF2-F6AN-DV-AL.jpg | 27557792226 | MRF2 6A FLUOR DV M-LOC ALMOND | Maestro Wireless Dimmer, 3-Wire Fluorescent, Dimmer with neutral wire, multi-location/single-pole, 120V/277V/6A in almond |  | 2.3 | 4.5 |  | MRF2-F6AN-DV-AL.jpg | http://grandbrass.xologic.com/vendors/4460/large/MRF2-F6AN-DV-AL.jpg | [47 empty] | 0 | 0 | 0 | [6 empty] | 0 | 1 | 1 | EA | 1 | Lighting Controls | [7 empty] | Brown | [16 empty] | Traditional |  |  | Dimmers | [242 empty] | <a href="https://www.lutron.com/TechnicalDocumentLibrary/0301255A.pdf" target="_blank">Installation Instructions</a> | [23 empty] | 10.000 DW |  |  | 2.3000 IN | [89 empty] | 1.000 EA | 1.000 EA | [35 empty] | No | [42 empty] | https://www.lutron.com/TechnicalDocumentLibrary/369143_FRE.pdf | [7 empty] | Shelf Stock | [13 empty] | <a href="https://www.lutron.com/TechnicalDocumentLibrary/368-4493_Page_28.pdf" target="_blank">Tech Drawing</a> | [25 empty] | 39122206 | [13 empty] | <a href="https://www.lutron.com/TechnicalDocumentLibrary/369-119_Wallbox_Warranty.pdf" target="_blank">Warranty Information</a> |  |  |  |  | 0.400 L | [14 empty] | 0 | 0 | 0 | 0 | Lighting Fixtures | 2016-07-15 13:58 | 2024-07-20 11:12 | 0000-00-00 00:00:00 | 2024-07-20 11:12 | 0000-00-00 00:00:00 | [6 empty] | Almond
1 | Lutron Electronics | MRF2-F6AN-DV-BI | 4460-5006 | 4460 | 5006 | Lutron Electronics | MRF2-F6AN-DV-BI.jpg | 27557792349 | MRF2 6A FLUOR DV M-LOC BISCUIT | Maestro Wireless Dimmer, 3-Wire Fluorescent, Dimmer with neutral wire, multi-location/single-pole, 120V/277V/6A in biscuit |  | 2.3 | 4.5 |  | MRF2-F6AN-DV-BI.jpg | http://grandbrass.xologic.com/vendors/4460/large/MRF2-F6AN-DV-BI.jpg | [47 empty] | 0 | 0 | 0 | [6 empty] | 0 | 1 | 1 | EA | 1 | Lighting Controls | [7 empty] | White | [16 empty] | Traditional |  |  | Dimmers | [242 empty] | <a href="https://www.lutron.com/TechnicalDocumentLibrary/0301255A.pdf" target="_blank">Installation Instructions</a> | [23 empty] | 2.000 DW |  |  | 2.3000 IN | [89 empty] | 1.000 EA | 1.000 EA | [35 empty] | No | [42 empty] | https://www.lutron.com/TechnicalDocumentLibrary/369143_FRE.pdf | [7 empty] | Shelf Stock | [13 empty] | <a href="https://www.lutron.com/TechnicalDocumentLibrary/368-4493_Page_28.pdf" target="_blank">Tech Drawing</a> | [25 empty] | 39122206 | [13 empty] | <a href="https://www.lutron.com/TechnicalDocumentLibrary/369-119_Wallbox_Warranty.pdf" target="_blank">Warranty Information</a> |  |  |  |  | 0.400 L | [14 empty] | 0 | 0 | 0 | 0 | Lighting Fixtures | 2016-07-15 13:58 | 2024-07-20 11:11 | 0000-00-00 00:00:00 | 2024-07-20 11:11 | 0000-00-00 00:00:00 | [6 empty] | Biscuit
1 | Lutron Electronics | MRF2-F6AN-DV-BL | 4460-5007 | 4460 | 5007 | Lutron Electronics | MRF2-F6AN-DV-BL.jpg | 27557792264 | MRF2 6A FLUOR DV M-LOC BLACK | Maestro Wireless Dimmer, 3-Wire Fluorescent, Dimmer with neutral wire, multi-location/single-pole, 120V/277V/6A in black |  | 2.3 | 4.5 |  | MRF2-F6AN-DV-BL.jpg | http://grandbrass.xologic.com/vendors/4460/large/MRF2-F6AN-DV-BL.jpg | [47 empty] | 0 | 0 | 0 | [6 empty] | 0 | 1 | 1 | EA | 1 | Lighting Controls | [7 empty] | Black | [16 empty] | Traditional |  |  | Dimmers | [242 empty] | <a href="https://www.lutron.com/TechnicalDocumentLibrary/0301255A.pdf" target="_blank">Installation Instructions</a> | [23 empty] | 2.000 DW |  |  | 2.3000 IN | [89 empty] | 1.000 EA | 1.000 EA | [35 empty] | No | [42 empty] | https://www.lutron.com/TechnicalDocumentLibrary/369143_FRE.pdf | [7 empty] | Shelf Stock | [13 empty] | <a href="https://www.lutron.com/TechnicalDocumentLibrary/368-4493_Page_28.pdf" target="_blank">Tech Drawing</a> | [25 empty] | 39122206 | [13 empty] | <a href="https://www.lutron.com/TechnicalDocumentLibrary/369-119_Wallbox_Warranty.pdf" target="_blank">Warranty Information</a> |  |  |  |  | 0.400 L | [14 empty] | 0 | 0 | 0 | 0 | Lighting Fixtures | 2016-07-15 13:58 | 2024-07-20 11:16 | 0000-00-00 00:00:00 | 2024-07-20 11:16 | 0000-00-00 00:00:00 | [6 empty] | Black
1 | Lutron Electronics | MRF2-F6AN-DV-BR | 4460-5008 | 4460 | 5008 | Lutron Electronics | MRF2-F6AN-DV-BR.jpg | 27557792257 | MRF2 6A FLUOR DV M-LOC BROWN | Maestro Wireless Dimmer, 3-Wire Fluorescent, Dimmer with neutral wire, multi-location/single-pole, 120V/277V/6A in brown |  | 2.3 | 4.5 |  | MRF2-F6AN-DV-BR.jpg | http://grandbrass.xologic.com/vendors/4460/large/MRF2-F6AN-DV-BR.jpg | [47 empty] | 0 | 0 | 0 | [6 empty] | 0 | 1 | 1 | EA | 1 | Lighting Controls | [7 empty] | Brown | [16 empty] | Traditional |  |  | Dimmers | [242 empty] | <a href="https://www.lutron.com/TechnicalDocumentLibrary/0301255A.pdf" target="_blank">Installation Instructions</a> | [23 empty] | 2.000 DW |  |  | 2.3000 IN | [89 empty] | 1.000 EA | 1.000 EA | [35 empty] | No | [42 empty] | https://www.lutron.com/TechnicalDocumentLibrary/369143_FRE.pdf | [7 empty] | Shelf Stock | [13 empty] | <a href="https://www.lutron.com/TechnicalDocumentLibrary/368-4493_Page_28.pdf" target="_blank">Tech Drawing</a> | [25 empty] | 39122206 | [13 empty] | <a href="https://www.lutron.com/TechnicalDocumentLibrary/369-119_Wallbox_Warranty.pdf" target="_blank">Warranty Information</a> |  |  |  |  | 0.400 L | [14 empty] | 0 | 0 | 0 | 0 | Lighting Fixtures | 2016-07-15 13:58 | 2024-07-20 11:20 | 0000-00-00 00:00:00 | 2024-07-20 11:20 | 0000-00-00 00:00:00 | [6 empty] | Brown
1 | Lutron Electronics | MRF2-F6AN-DV-GR | 4460-5012 | 4460 | 5012 | Lutron Electronics | MRF2-F6AN-DV-GR.jpg | 27557792240 | MRF2 6A FLUOR DV M-LOC GRAY | Maestro Wireless Dimmer, 3-Wire Fluorescent, Dimmer with neutral wire, multi-location/single-pole, 120V/277V/6A in gray |  | 2.3 | 4.5 |  | MRF2-F6AN-DV-GR.jpg | http://grandbrass.xologic.com/vendors/4460/large/MRF2-F6AN-DV-GR.jpg | [47 empty] | 0 | 0 | 0 | [6 empty] | 0 | 1 | 1 | EA | 1 | Lighting Controls | [7 empty] | Gray | [16 empty] | Traditional |  |  | Dimmers | [242 empty] | <a href="https://www.lutron.com/TechnicalDocumentLibrary/0301255A.pdf" target="_blank">Installation Instructions</a> | [23 empty] | 2.000 DW |  |  | 2.3000 IN | [89 empty] | 1.000 EA | 1.000 EA | [35 empty] | No | [42 empty] | https://www.lutron.com/TechnicalDocumentLibrary/369143_FRE.pdf | [7 empty] | Shelf Stock | [13 empty] | <a href="https://www.lutron.com/TechnicalDocumentLibrary/368-4493_Page_28.pdf" target="_blank">Tech Drawing</a> | [25 empty] | 39122206 | [13 empty] | <a href="https://www.lutron.com/TechnicalDocumentLibrary/369-119_Wallbox_Warranty.pdf" target="_blank">Warranty Information</a> |  |  |  |  | 0.400 L | [14 empty] | 0 | 0 | 0 | 0 | Lighting Fixtures | 2016-07-15 13:58 | 2024-07-20 11:12 | 0000-00-00 00:00:00 | 2024-07-20 11:12 | 0000-00-00 00:00:00 | [6 empty] | Gray
1 | Lutron Electronics | MRF2-F6AN-DV-HT | 4460-5014 | 4460 | 5014 | Lutron Electronics | MRF2-F6AN-DV-HT.jpg | 27557792271 | MRF2 6A FLUOR DV M-LOC HOT | Maestro Wireless Dimmer, 3-Wire Fluorescent, Dimmer with neutral wire, multi-location/single-pole, 120V/277V/6A in hot |  | 2.3 | 4.5 |  | MRF2-F6AN-DV-HT.jpg | http://grandbrass.xologic.com/vendors/4460/large/MRF2-F6AN-DV-HT.jpg | [47 empty] | 0 | 0 | 0 | [6 empty] | 0 | 1 | 1 | EA | 1 | Lighting Controls | [7 empty] | Red | [16 empty] | Traditional |  |  | Dimmers | [242 empty] | <a href="https://www.lutron.com/TechnicalDocumentLibrary/0301255A.pdf" target="_blank">Installation Instructions</a> | [23 empty] | 10.000 DW |  |  | 2.3000 IN | [89 empty] | 1.000 EA | 1.000 EA | [35 empty] | No | [42 empty] | https://www.lutron.com/TechnicalDocumentLibrary/369143_FRE.pdf | [7 empty] | Shelf Stock | [13 empty] | <a href="https://www.lutron.com/TechnicalDocumentLibrary/368-4493_Page_28.pdf" target="_blank">Tech Drawing</a> | [25 empty] | 39122206 | [13 empty] | <a href="https://www.lutron.com/TechnicalDocumentLibrary/369-119_Wallbox_Warranty.pdf" target="_blank">Warranty Information</a> |  |  |  |  | 0.400 L | [14 empty] | 0 | 0 | 0 | 0 | Lighting Fixtures | 2016-07-15 13:58 | 2024-07-20 11:17 | 0000-00-00 00:00:00 | 2024-07-20 11:17 | 0000-00-00 00:00:00
1 | Lutron Electronics | MRF2-F6AN-DV-IV | 4460-5015 | 4460 | 5015 | Lutron Electronics | MRF2-F6AN-DV-IV.jpg | 27557792219 | MRF2 6A FLUOR DV M-LOC IVORY | Maestro Wireless Dimmer, 3-Wire Fluorescent, Dimmer with neutral wire, multi-location/single-pole, 120V/277V/6A in ivory |  | 2.3 | 4.5 |  | MRF2-F6AN-DV-IV.jpg | http://grandbrass.xologic.com/vendors/4460/large/MRF2-F6AN-DV-IV.jpg | [47 empty] | 0 | 0 | 0 | [6 empty] | 0 | 1 | 1 | EA | 1 | Lighting Controls | [7 empty] | White | [16 empty] | Traditional |  |  | Dimmers | [242 empty] | <a href="https://www.lutron.com/TechnicalDocumentLibrary/0301255A.pdf" target="_blank">Installation Instructions</a> | [23 empty] | 20.000 DW |  |  | 2.3000 IN | [89 empty] | 1.000 EA | 1.000 EA | [35 empty] | No | [42 empty] | https://www.lutron.com/TechnicalDocumentLibrary/369143_FRE.pdf | [7 empty] | Shelf Stock | [13 empty] | <a href="https://www.lutron.com/TechnicalDocumentLibrary/368-4493_Page_28.pdf" target="_blank">Tech Drawing</a> | [25 empty] | 39122206 | [13 empty] | <a href="https://www.lutron.com/TechnicalDocumentLibrary/369-119_Wallbox_Warranty.pdf" target="_blank">Warranty Information</a> |  |  |  |  | 0.400 L | [14 empty] | 0 | 0 | 0 | 0 | Lighting Fixtures | 2016-07-15 13:58 | 2024-07-20 11:14 | 0000-00-00 00:00:00 | 2024-07-20 11:14 | 0000-00-00 00:00:00 | [6 empty] | Ivory
1 | Lutron Electronics | MRF2-F6AN-DV-LA | 4460-5016 | 4460 | 5016 | Lutron Electronics | MRF2-F6AN-DV-LA.jpg | 27557792233 | MRF2 6A FLUOR DV M-LOC LIGHT ALMOND | Maestro Wireless Dimmer, 3-Wire Fluorescent, Dimmer with neutral wire, multi-location/single-pole, 120V/277V/6A in light almond |  | 2.3 | 4.5 |  | MRF2-F6AN-DV-LA.jpg | http://grandbrass.xologic.com/vendors/4460/large/MRF2-F6AN-DV-LA.jpg | [47 empty] | 0 | 0 | 0 | [6 empty] | 0 | 1 | 1 | EA | 1 | Lighting Controls | [7 empty] | Gray | [16 empty] | Traditional |  |  | Dimmers | [242 empty] | <a href="https://www.lutron.com/TechnicalDocumentLibrary/0301255A.pdf" target="_blank">Installation Instructions</a> | [23 empty] | 2.000 DW |  |  | 2.3000 IN | [89 empty] | 1.000 EA | 1.000 EA | [35 empty] | No | [42 empty] | https://www.lutron.com/TechnicalDocumentLibrary/369143_FRE.pdf | [7 empty] | Shelf Stock | [13 empty] | <a href="https://www.lutron.com/TechnicalDocumentLibrary/368-4493_Page_28.pdf" target="_blank">Tech Drawing</a> | [25 empty] | 39122206 | [13 empty] | <a href="https://www.lutron.com/TechnicalDocumentLibrary/369-119_Wallbox_Warranty.pdf" target="_blank">Warranty Information</a> |  |  |  |  | 0.400 L | [14 empty] | 0 | 0 | 0 | 0 | Lighting Fixtures | 2016-07-15 13:58 | 2024-07-20 11:19 | 0000-00-00 00:00:00 | 2024-07-20 11:19 | 0000-00-00 00:00:00
1 | Lutron Electronics | MRF2-F6AN-DV-MN | 4460-5018 | 4460 | 5018 | Lutron Electronics | MRF2-F6AN-DV-MN.jpg | 27557792370 | MRF2 6A FLUOR DV M-LOC MIDNIGHT | Maestro Wireless Dimmer, 3-Wire Fluorescent, Dimmer with neutral wire, multi-location/single-pole, 120V/277V/6A in midnight |  | 2.3 | 4.5 |  | MRF2-F6AN-DV-MN.jpg | http://grandbrass.xologic.com/vendors/4460/large/MRF2-F6AN-DV-MN.jpg | [47 empty] | 0 | 0 | 0 | [6 empty] | 0 | 1 | 1 | EA | 1 | Lighting Controls | [7 empty] | Black | [16 empty] | Traditional |  |  | Dimmers | [242 empty] | <a href="https://www.lutron.com/TechnicalDocumentLibrary/0301255A.pdf" target="_blank">Installation Instructions</a> | [23 empty] | 2.000 DW |  |  | 2.3000 IN | [89 empty] | 1.000 EA | 1.000 EA | [35 empty] | No | [42 empty] | https://www.lutron.com/TechnicalDocumentLibrary/369143_FRE.pdf | [7 empty] | Shelf Stock | [13 empty] | <a href="https://www.lutron.com/TechnicalDocumentLibrary/368-4493_Page_28.pdf" target="_blank">Tech Drawing</a> | [25 empty] | 39122206 | [13 empty] | <a href="https://www.lutron.com/TechnicalDocumentLibrary/369-119_Wallbox_Warranty.pdf" target="_blank">Warranty Information</a> |  |  |  |  | 0.400 L | [14 empty] | 0 | 0 | 0 | 0 | Lighting Fixtures | 2016-07-15 13:58 | 2024-07-20 11:13 | 0000-00-00 00:00:00 | 2024-07-20 11:13 | 0000-00-00 00:00:00 | [6 empty] | Midnight
1 | Lutron Electronics | MRF2-F6AN-DV-PD | 4460-5021 | 4460 | 5021 | Lutron Electronics | MRF2-F6AN-DV-PD.jpg | 27557792363 | MRF2 6A FLUOR DV M-LOC PALLADIUM | Maestro Wireless Dimmer, 3-Wire Fluorescent, Dimmer with neutral wire, multi-location/single-pole, 120V/277V/6A in palladium |  | 2.3 | 4.5 |  | MRF2-F6AN-DV-PD.jpg | http://grandbrass.xologic.com/vendors/4460/large/MRF2-F6AN-DV-PD.jpg | [47 empty] | 0 | 0 | 0 | [6 empty] | 0 | 1 | 1 | EA | 1 | Lighting Controls | [7 empty] | White | [16 empty] | Traditional |  |  | Dimmers | [242 empty] | <a href="https://www.lutron.com/TechnicalDocumentLibrary/0301255A.pdf" target="_blank">Installation Instructions</a> | [23 empty] | 2.000 DW |  |  | 2.3000 IN | [89 empty] | 1.000 EA | 1.000 EA | [35 empty] | No | [42 empty] | https://www.lutron.com/TechnicalDocumentLibrary/369143_FRE.pdf | [7 empty] | Shelf Stock | [13 empty] | <a href="https://www.lutron.com/TechnicalDocumentLibrary/368-4493_Page_28.pdf" target="_blank">Tech Drawing</a> | [25 empty] | 39122206 | [13 empty] | <a href="https://www.lutron.com/TechnicalDocumentLibrary/369-119_Wallbox_Warranty.pdf" target="_blank">Warranty Information</a> |  |  |  |  | 0.400 L | [14 empty] | 0 | 0 | 0 | 0 | Lighting Fixtures | 2016-07-15 13:58 | 2024-07-20 11:20 | 0000-00-00 00:00:00 | 2024-07-20 11:20 | 0000-00-00 00:00:00 | [6 empty] | Palladium
1 | Lutron Electronics | MRF2-F6AN-DV-SW | 4460-5026 | 4460 | 5026 | Lutron Electronics | MRF2-F6AN-DV-SW.jpg | 27557792356 | MRF2 6A FLUOR DV M-LOC SNOW | Maestro Wireless Dimmer, 3-Wire Fluorescent, Dimmer with neutral wire, multi-location/single-pole, 120V/277V/6A in snow |  | 2.3 | 4.5 |  | MRF2-F6AN-DV-SW.jpg | http://grandbrass.xologic.com/vendors/4460/large/MRF2-F6AN-DV-SW.jpg | [47 empty] | 0 | 0 | 0 | [6 empty] | 0 | 1 | 1 | EA | 1 | Lighting Controls | [7 empty] | White | [16 empty] | Traditional |  |  | Dimmers | [242 empty] | <a href="https://www.lutron.com/TechnicalDocumentLibrary/0301255A.pdf" target="_blank">Installation Instructions</a> | [23 empty] | 10.000 DW |  |  | 2.3000 IN | [89 empty] | 1.000 EA | 1.000 EA | [35 empty] | No | [42 empty] | https://www.lutron.com/TechnicalDocumentLibrary/369143_FRE.pdf | [7 empty] | Shelf Stock | [13 empty] | <a href="https://www.lutron.com/TechnicalDocumentLibrary/368-4493_Page_28.pdf" target="_blank">Tech Drawing</a> | [25 empty] | 39122206 | [13 empty] | <a href="https://www.lutron.com/TechnicalDocumentLibrary/369-119_Wallbox_Warranty.pdf" target="_blank">Warranty Information</a> |  |  |  |  | 0.400 L | [14 empty] | 0 | 0 | 0 | 0 | Lighting Fixtures | 2016-07-15 13:58 | 2024-07-20 11:17 | 0000-00-00 00:00:00 | 2024-07-20 11:17 | 0000-00-00 00:00:00 | [6 empty] | Snow
1 | Lutron Electronics | MRF2-F6AN-DV-TP | 4460-5028 | 4460 | 5028 | Lutron Electronics | MRF2-F6AN-DV-TP.jpg | 27557792325 | MRF2 6A FLUOR DV M-LOC TAUPE | Maestro Wireless Dimmer, 3-Wire Fluorescent, Dimmer with neutral wire, multi-location/single-pole, 120V/277V/6A in taupe |  | 2.3 | 4.5 |  | MRF2-F6AN-DV-TP.jpg | http://grandbrass.xologic.com/vendors/4460/large/MRF2-F6AN-DV-TP.jpg | [47 empty] | 0 | 0 | 0 | [6 empty] | 0 | 1 | 1 | EA | 1 | Lighting Controls | [7 empty] | Gray | [16 empty] | Traditional |  |  | Dimmers | [242 empty] | <a href="https://www.lutron.com/TechnicalDocumentLibrary/0301255A.pdf" target="_blank">Installation Instructions</a> | [23 empty] | 2.000 DW |  |  | 2.3000 IN | [89 empty] | 1.000 EA | 1.000 EA | [35 empty] | No | [42 empty] | https://www.lutron.com/TechnicalDocumentLibrary/369143_FRE.pdf | [7 empty] | Shelf Stock | [13 empty] | <a href="https://www.lutron.com/TechnicalDocumentLibrary/368-4493_Page_28.pdf" target="_blank">Tech Drawing</a> | [25 empty] | 39122206 | [13 empty] | <a href="https://www.lutron.com/TechnicalDocumentLibrary/369-119_Wallbox_Warranty.pdf" target="_blank">Warranty Information</a> |  |  |  |  | 0.400 L | [14 empty] | 0 | 0 | 0 | 0 | Lighting Fixtures | 2016-07-15 13:59 | 2024-07-20 11:17 | 0000-00-00 00:00:00 | 2024-07-20 11:17 | 0000-00-00 00:00:00 | [6 empty] | Taupe
1 | Lutron Electronics | CFL-JBA-FAB | 4460-5031 | 4460 | 5031 | Lutron Electronics | CFL-JBA-FAB.jpg | 27557616645 | JUNCTION BOX ADAPTER KIT | Ballast adapter plate |  | 4.4 | 0.7 |  | CFL-JBA-FAB.jpg | http://grandbrass.xologic.com/vendors/4460/large/CFL-JBA-FAB.jpg | [47 empty] | 0 | 0 | 0 | [6 empty] | 0 | 1 | 1 | EA | 1 | Specialty Items | [27 empty] | Lighting Kits | [266 empty] | 50.000 DW |  |  | 5.6000 IN | [89 empty] | 1.000 EA | 1.000 EA | [35 empty] | No | [42 empty] | https://www.lutron.com/technicaldocumentlibrary/cross-reference_guide_for_discontinued_ballasts_and_drivers.pdf | [7 empty] | Shelf Stock | [13 empty] | <a href="https://www.lutron.com/TechnicalDocumentLibrary/367_2248c_ballast_driver_selection_guide_6_7_12.pdf" target="_blank">Tech Drawing</a> | [25 empty] | 39111821 | [13 empty] | <a href="https://www.lutron.com/TechnicalDocumentLibrary/Ballast%20and%20Driver%20Warranty.pdf" target="_blank">Warranty Information</a> |  |  |  |  | 0.050 L | [14 empty] | 0 | 0 | 0 | 0 | Lighting Fixtures | 2016-07-15 13:59 | 2024-07-20 11:13 | 0000-00-00 00:00:00 | 2024-07-20 11:13 | 0000-00-00 00:00:00
1 | Lutron Electronics | QSGR-3P | 4460-5032 | 4460 | 5032 | Lutron Electronics | QSGR-3P.jpg | 27557770507 | QSG WIRED 3 ZONE TRIAC | GRAFIK Eye QS Main Unit, 3-zone (Non-RF), 120-127V or 220-240V |  | 5.7 | 3 |  | QSGR-3P.jpg | http://grandbrass.xologic.com/vendors/4460/large/QSGR-3P.jpg | [47 empty] | 0 | 0 | 0 | [6 empty] | 0 | 1 | 1 | EA | 1 | Lighting Controls | [27 empty] | Lightswitches | [242 empty] | <a href="https://www.lutron.com/TechnicalDocumentLibrary/QSGRJ-xP_QSGR-xP_English_Install.pdf" target="_blank">Installation Instructions</a> | [23 empty] | 160.000 DW |  |  | 11.1000 IN | [89 empty] | 1.000 EA | 1.000 EA | [35 empty] | No | [42 empty] | https://www.lutron.com/TechnicalDocumentLibrary/qsgr.pdf | [7 empty] | Shelf Stock | [39 empty] | 39122232 | [13 empty] | <a href="https://www.lutron.com/TechnicalDocumentLibrary/3601201A_Commercial_Limited_Warranty.pdf" target="_blank">Warranty Information</a> |  |  |  |  | 2.600 L | [14 empty] | 0 | 0 | 0 | 0 | Lighting Fixtures | 2016-07-15 13:59 | 2024-07-20 11:17 | 0000-00-00 00:00:00 | 2024-07-20 11:17 | 0000-00-00 00:00:00
1 | Lutron Electronics | QSGR-4P | 4460-5033 | 4460 | 5033 | Lutron Electronics | QSGR-4P.jpg | 27557770514 | QSG WIRED 4 ZONE TRIAC | GRAFIK Eye QS Main Unit, 4-zone, 120-127V or 220-240V |  | 5.7 | 3 |  | QSGR-4P.jpg | http://grandbrass.xologic.com/vendors/4460/large/QSGR-4P.jpg | [47 empty] | 0 | 0 | 0 | [6 empty] | 0 | 1 | 1 | EA | 1 | Lighting Controls | [27 empty] | Lightswitches | [242 empty] | <a href="https://www.lutron.com/TechnicalDocumentLibrary/QSGRJ-xP_QSGR-xP_English_Install.pdf" target="_blank">Installation Instructions</a> | [23 empty] | 160.000 DW |  |  | 11.1000 IN | [89 empty] | 1.000 EA | 1.000 EA | [35 empty] | No | [42 empty] | https://www.lutron.com/TechnicalDocumentLibrary/qsgr.pdf | [7 empty] | Shelf Stock | [39 empty] | 39122232 | [13 empty] | <a href="https://www.lutron.com/TechnicalDocumentLibrary/3601201A_Commercial_Limited_Warranty.pdf" target="_blank">Warranty Information</a> |  |  |  |  | 2.600 L | [14 empty] | 0 | 0 | 0 | 0 | Lighting Fixtures | 2016-07-15 13:59 | 2024-07-20 11:12 | 0000-00-00 00:00:00 | 2024-07-20 11:12 | 0000-00-00 00:00:00
1 | Lutron Electronics | QSGR-6P | 4460-5034 | 4460 | 5034 | Lutron Electronics | QSGR-6P.jpg | 27557770521 | QSG WIRED 6 ZONE TRIAC | GRAFIK Eye QS Main Unit, 6-zone (Non-RF), 120-127V or 220-240V |  | 11 | 2.7 |  | QSGR-6P.jpg | http://grandbrass.xologic.com/vendors/4460/large/QSGR-6P.jpg | [47 empty] | 0 | 0 | 0 | [6 empty] | 0 | 1 | 1 | EA | 1 | Lighting Controls | [27 empty] | Lightswitches | [242 empty] | <a href="https://www.lutron.com/TechnicalDocumentLibrary/QSGRJ-xP_QSGR-xP_English_Install.pdf" target="_blank">Installation Instructions</a> | [23 empty] | 160.000 DW |  |  | 5.5000 IN | [89 empty] | 1.000 EA | 1.000 EA | [35 empty] | No | [42 empty] | https://www.lutron.com/TechnicalDocumentLibrary/qsgr.pdf | [7 empty] | Shelf Stock | [39 empty] | 39122232 | [13 empty] | <a href="https://www.lutron.com/TechnicalDocumentLibrary/3601201A_Commercial_Limited_Warranty.pdf" target="_blank">Warranty Information</a> |  |  |  |  | 2.600 L | [14 empty] | 0 | 0 | 0 | 0 | Lighting Fixtures | 2016-07-15 13:59 | 2024-07-20 11:12 | 0000-00-00 00:00:00 | 2024-07-20 11:12 | 0000-00-00 00:00:00
1 | Lutron Electronics | QSGRJ-3P | 4460-5035 | 4460 | 5035 | Lutron Electronics | QSGRJ-3P.jpg | 27557641395 | QSG 434 MHZ 3 ZONE TRIAC MAIN UNIT | GRAFIK Eye QS Wireless Main Unit, 3-zone, 120-127V or 200-240V, no faceplate |  | 11.1 | 5.8 |  | QSGRJ-3P.jpg | http://grandbrass.xologic.com/vendors/4460/large/QSGRJ-3P.jpg | [47 empty] | 0 | 0 | 0 | [6 empty] | 0 | 1 | 1 | EA | 1 | Lighting Controls | [27 empty] | Lightswitches | [49 empty] | <a href="https://www.lutron.com/TechnicalDocumentLibrary/GRAFIK%20Eye%20QS%20Brochure%20367-1603%20B.pdf" target="_blank">Manufacturer Brochure</a> | [192 empty] | <a href="https://www.lutron.com/TechnicalDocumentLibrary/QSGRJ-xP_QSGR-xP_English_Install.pdf" target="_blank">Installation Instructions</a> | [23 empty] | 160.000 DW |  |  | 3.1000 IN | [7 empty] | <a href="https://www.lutron.com/TechnicalDocumentLibrary/QS%20Wireless%20Icons.pdf" target="_blank">Line Drawing</a> | [81 empty] | 1.000 EA | 1.000 EA | [35 empty] | No | [42 empty] | https://www.lutron.com/TechnicalDocumentLibrary/369313_ENG.pdf | [7 empty] | Shelf Stock | [39 empty] | 39122232 | [13 empty] | <a href="https://www.lutron.com/TechnicalDocumentLibrary/3601201A_Commercial_Limited_Warranty.pdf" target="_blank">Warranty Information</a> |  |  |  |  | 2.600 L | [14 empty] | 0 | 0 | 0 | 0 | Lighting Fixtures | 2016-07-15 13:59 | 2024-07-20 11:17 | 0000-00-00 00:00:00 | 2024-07-20 11:17 | 0000-00-00 00:00:00
1 | Lutron Electronics | QSGRJ-4P | 4460-5036 | 4460 | 5036 | Lutron Electronics | QSGRJ-4P.jpg | 27557641401 | QSG 434 MHZ 4 ZONE TRIAC MAIN UNIT | GRAFIK Eye QS Wireless Main Unit, 4-zone, 120-127V or 200-240V, no faceplate |  | 11.1 | 5.7 |  | QSGRJ-4P.jpg | http://grandbrass.xologic.com/vendors/4460/large/QSGRJ-4P.jpg | [47 empty] | 0 | 0 | 0 | [6 empty] | 0 | 1 | 1 | EA | 1 | Lighting Controls | [27 empty] | Lightswitches | [49 empty] | <a href="https://www.lutron.com/TechnicalDocumentLibrary/GRAFIK%20Eye%20QS%20Brochure%20367-1603%20B.pdf" target="_blank">Manufacturer Brochure</a> | [192 empty] | <a href="https://www.lutron.com/TechnicalDocumentLibrary/QSGRJ-xP_QSGR-xP_English_Install.pdf" target="_blank">Installation Instructions</a> | [23 empty] | 160.000 DW |  |  | 3.1000 IN | [7 empty] | <a href="https://www.lutron.com/TechnicalDocumentLibrary/QS%20Wireless%20Icons.pdf" target="_blank">Line Drawing</a> | [81 empty] | 1.000 EA | 1.000 EA | [35 empty] | No | [42 empty] | https://www.lutron.com/TechnicalDocumentLibrary/369313_ENG.pdf | [7 empty] | Shelf Stock | [39 empty] | 39122232 | [13 empty] | <a href="https://www.lutron.com/TechnicalDocumentLibrary/3601201A_Commercial_Limited_Warranty.pdf" target="_blank">Warranty Information</a> |  |  |  |  | 2.800 L | [14 empty] | 0 | 0 | 0 | 0 | Lighting Fixtures | 2016-07-15 13:59 | 2024-07-20 11:15 | 0000-00-00 00:00:00 | 2024-07-20 11:15 | 0000-00-00 00:00:00
1 | Lutron Electronics | QSGRJ-6P | 4460-5037 | 4460 | 5037 | Lutron Electronics | QSGRJ-6P.jpg | 27557641418 | QSG 434 MHZ 6 ZONE TRIAC MAIN UNIT | GRAFIK Eye QS Wireless Main Unit, 6-zone, 120-127V or 200-240V, no faceplate |  | 11.1 | 5.7 |  | QSGRJ-6P.jpg | http://grandbrass.xologic.com/vendors/4460/large/QSGRJ-6P.jpg | [47 empty] | 0 | 0 | 0 | [6 empty] | 0 | 1 | 1 | EA | 1 | Lighting Controls | [27 empty] | Lightswitches | [49 empty] | <a href="https://www.lutron.com/TechnicalDocumentLibrary/GRAFIK%20Eye%20QS%20Brochure%20367-1603%20B.pdf" target="_blank">Manufacturer Brochure</a> | [192 empty] | <a href="https://www.lutron.com/TechnicalDocumentLibrary/QSGRJ-xP_QSGR-xP_English_Install.pdf" target="_blank">Installation Instructions</a> | [23 empty] | 160.000 DW |  |  | 3.1000 IN | [7 empty] | <a href="https://www.lutron.com/TechnicalDocumentLibrary/QS%20Wireless%20Icons.pdf" target="_blank">Line Drawing</a> | [81 empty] | 1.000 EA | 1.000 EA | [35 empty] | No | [42 empty] | https://www.lutron.com/TechnicalDocumentLibrary/369313_ENG.pdf | [7 empty] | Shelf Stock | [39 empty] | 39122232 | [13 empty] | <a href="https://www.lutron.com/TechnicalDocumentLibrary/3601201A_Commercial_Limited_Warranty.pdf" target="_blank">Warranty Information</a> |  |  |  |  | 2.700 L | [14 empty] | 0 | 0 | 0 | 0 | Lighting Fixtures | 2016-07-15 13:59 | 2024-07-20 11:15 | 0000-00-00 00:00:00 | 2024-07-20 11:15 | 0000-00-00 00:00:00
1 | Lutron Electronics | QSGRJ-6P-TWH | 4460-5038 | 4460 | 5038 | Lutron Electronics | QSGRJ-6P-TWH.jpg | 27557641470 | 434 MHZ 6 ZONE TRIAC NO SHADE TRANS/ WH | GRAFIK Eye QS Wireless Main Unit, 6-zone, 120-127V or 220-240V, translucent cover |  | 11.1 | 5.7 |  | QSGRJ-6P-TWH.jpg | http://grandbrass.xologic.com/vendors/4460/large/QSGRJ-6P-TWH.jpg | [47 empty] | 0 | 0 | 0 | [6 empty] | 0 | 1 | 1 | EA | 1 | Lighting Controls | [7 empty] | White | [19 empty] | Lightswitches | [49 empty] | <a href="https://www.lutron.com/TechnicalDocumentLibrary/GRAFIK%20Eye%20QS%20Brochure%20367-1603%20B.pdf" target="_blank">Manufacturer Brochure</a> | [192 empty] | <a href="https://www.lutron.com/TechnicalDocumentLibrary/QSGRJ-xP_QSGR-xP_English_Install.pdf" target="_blank">Installation Instructions</a> | [23 empty] | 160.000 DW |  |  | 3.1000 IN | [7 empty] | <a href="https://www.lutron.com/TechnicalDocumentLibrary/QS%20Wireless%20Icons.pdf" target="_blank">Line Drawing</a> | [81 empty] | 1.000 EA | 1.000 EA | [35 empty] | No | [42 empty] | https://www.lutron.com/TechnicalDocumentLibrary/369313_ENG.pdf | [7 empty] | Shelf Stock | [39 empty] | 39122232 | [13 empty] | <a href="https://www.lutron.com/TechnicalDocumentLibrary/3601201A_Commercial_Limited_Warranty.pdf" target="_blank">Warranty Information</a> |  |  |  |  | 2.700 L | [14 empty] | 0 | 0 | 0 | 0 | Lighting Fixtures | 2016-07-15 13:59 | 2024-07-20 11:11 | 0000-00-00 00:00:00 | 2024-07-20 11:11 | 0000-00-00 00:00:00
1 | Lutron Electronics | QSGRJ-6P-WH | 4460-5039 | 4460 | 5039 | Lutron Electronics | QSGRJ-6P-WH.png | 27557641463 | QSG 434 MHZ 6 ZONE TRIAC NO SHADE WHITE | GRAFIK Eye QS Wireless Main Unit, 6-zone, 120-127V or 200-240V, opaque cover |  | 11.1 | 5.7 |  | QSGRJ-6P-WH.png | http://grandbrass.xologic.com/vendors/4460/large/QSGRJ-6P-WH.png | [47 empty] | 0 | 0 | 0 | [6 empty] | 0 | 1 | 1 | EA | 1 | Lighting Controls | [7 empty] | White | [19 empty] | Lightswitches | [49 empty] | <a href="https://www.lutron.com/TechnicalDocumentLibrary/GRAFIK%20Eye%20QS%20Brochure%20367-1603%20B.pdf" target="_blank">Manufacturer Brochure</a> | [192 empty] | <a href="https://www.lutron.com/TechnicalDocumentLibrary/QSGRJ-xP_QSGR-xP_English_Install.pdf" target="_blank">Installation Instructions</a> | [23 empty] | 160.000 DW |  |  | 3.1000 IN | [7 empty] | <a href="https://www.lutron.com/TechnicalDocumentLibrary/QS%20Wireless%20Icons.pdf" target="_blank">Line Drawing</a> | [81 empty] | 1.000 EA | 1.000 EA | [35 empty] | No | [42 empty] | https://www.lutron.com/TechnicalDocumentLibrary/369313_ENG.pdf | [7 empty] | Shelf Stock | [39 empty] | 39122232 | [13 empty] | <a href="https://www.lutron.com/TechnicalDocumentLibrary/3601201A_Commercial_Limited_Warranty.pdf" target="_blank">Warranty Information</a> |  |  |  |  | 2.700 L | [14 empty] | 0 | 0 | 0 | 0 | Lighting Fixtures | 2016-07-15 13:59 | 2024-07-20 11:12 | 0000-00-00 00:00:00 | 2024-07-20 11:12 | 0000-00-00 00:00:00 | [6 empty] | White
1 | Lutron Electronics | QSGRJ-6P-1TWH | 4460-5040 | 4460 | 5040 | Lutron Electronics | QSGRJ-6P-1TWH.png | 27557641531 | QSG 434 MHZ 6 ZN TRIAC ONE SHD TRANS/ WH | GRAFIK Eye QS Wireless Main Unit, 6-zone, 120-127V or 220-240V, 1 shade column, translucent cover |  | 5.75 | 2.88 |  | QSGRJ-6P-1TWH.png | http://grandbrass.xologic.com/vendors/4460/large/QSGRJ-6P-1TWH.png | [47 empty] | 0 | 0 | 0 | [6 empty] | 0 | 1 | 1 | EA | 1 | Lighting Controls | [7 empty] | White | [19 empty] | Lightswitches | [49 empty] | <a href="https://www.lutron.com/TechnicalDocumentLibrary/GRAFIK%20Eye%20QS%20Brochure%20367-1603%20B.pdf" target="_blank">Manufacturer Brochure</a> | [192 empty] | <a href="https://www.lutron.com/TechnicalDocumentLibrary/QSGRJ-xP_QSGR-xP_English_Install.pdf" target="_blank">Installation Instructions</a> | [23 empty] | 160.000 DW |  |  | 11.0000 IN | [7 empty] | <a href="https://www.lutron.com/TechnicalDocumentLibrary/QS%20Wireless%20Icons.pdf" target="_blank">Line Drawing</a> | [81 empty] | 1.000 EA | 1.000 EA | [35 empty] | No | [42 empty] | https://www.lutron.com/TechnicalDocumentLibrary/369313_ENG.pdf | [7 empty] | Shelf Stock | [39 empty] | 39122232 | [13 empty] | <a href="https://www.lutron.com/TechnicalDocumentLibrary/3601201A_Commercial_Limited_Warranty.pdf" target="_blank">Warranty Information</a> |  |  |  |  | 2.750 L | [14 empty] | 0 | 0 | 0 | 0 | Lighting Fixtures | 2016-07-15 13:59 | 2024-07-20 11:16 | 0000-00-00 00:00:00 | 2024-07-20 11:16 | 0000-00-00 00:00:00
1 | Lutron Electronics | QSGRJ-6P-1WH | 4460-5041 | 4460 | 5041 | Lutron Electronics | QSGRJ-6P-1WH.png | 27557641524 | QSG 434 MHZ 6 ZONE TRIAC ONE SHADE WHITE | GRAFIK Eye QS Wireless Main Unit, 6-zone, 120-127V or 220-240V, 1 shade column, opaque cover |  | 5.75 | 2.88 |  | QSGRJ-6P-1WH.png | http://grandbrass.xologic.com/vendors/4460/large/QSGRJ-6P-1WH.png | [47 empty] | 0 | 0 | 0 | [6 empty] | 0 | 1 | 1 | EA | 1 | Lighting Controls | [7 empty] | White | [19 empty] | Lightswitches | [49 empty] | <a href="https://www.lutron.com/TechnicalDocumentLibrary/GRAFIK%20Eye%20QS%20Brochure%20367-1603%20B.pdf" target="_blank">Manufacturer Brochure</a> | [192 empty] | <a href="https://www.lutron.com/TechnicalDocumentLibrary/QSGRJ-xP_QSGR-xP_English_Install.pdf" target="_blank">Installation Instructions</a> | [23 empty] | 160.000 DW |  |  | 11.0000 IN | [7 empty] | <a href="https://www.lutron.com/TechnicalDocumentLibrary/QS%20Wireless%20Icons.pdf" target="_blank">Line Drawing</a> | [81 empty] | 1.000 EA | 1.000 EA | [35 empty] | No | [42 empty] | https://www.lutron.com/TechnicalDocumentLibrary/369313_ENG.pdf | [7 empty] | Shelf Stock | [39 empty] | 39122232 | [13 empty] | <a href="https://www.lutron.com/TechnicalDocumentLibrary/3601201A_Commercial_Limited_Warranty.pdf" target="_blank">Warranty Information</a> |  |  |  |  | 2.750 L | [14 empty] | 0 | 0 | 0 | 0 | Lighting Fixtures | 2016-07-15 13:59 | 2024-07-20 11:13 | 0000-00-00 00:00:00 | 2024-07-20 11:13 | 0000-00-00 00:00:00
1 | Lutron Electronics | QSM2-4W-C | 4460-5067 | 4460 | 5067 | Lutron Electronics | QSM2-4W-C.jpg | 27557783354 | QSM 434 MHZ 4 INPUT CEILING MOUNT | Lutron QS sensor module, integrates Lutron wireless 434 MHz and wired sensors and controls through QS communication link to Energi Savr Node units, GRAFIK Eye QS control units, Quantum systems and Sivoia QS shades/draperies, 4 wired inputs, ceiling mount |  | 5.3 | 3.9 |  | QSM2-4W-C.jpg | http://grandbrass.xologic.com/vendors/4460/large/QSM2-4W-C.jpg | [47 empty] | 0 | 0 | 0 | [6 empty] | 0 | 1 | 1 | EA | 1 | Lighting Controls | [27 empty] | Other Lighting Controls | [242 empty] | <a href="https://www.lutron.com/TechnicalDocumentLibrary/041837.pdf" target="_blank">Installation Instructions</a> | [23 empty] | 65.000 DW |  |  | 5.4000 IN | [89 empty] | 1.000 EA | 1.000 EA | [35 empty] | No | [42 empty] | https://www.lutron.com/TechnicalDocumentLibrary/369703a_FRE.pdf | [7 empty] | Shelf Stock | [39 empty] | 32101670 | [13 empty] | <a href="https://www.lutron.com/TechnicalDocumentLibrary/3601201A_Commercial_Limited_Warranty.pdf" target="_blank">Warranty Information</a> |  |  |  |  | 0.500 L | [14 empty] | 0 | 0 | 0 | 0 | Lighting Fixtures | 2016-07-15 14:00 | 2024-07-20 11:17 | 0000-00-00 00:00:00 | 2024-07-20 11:17 | 0000-00-00 00:00:00
4 | Lutron Electronics | QSN-4S16-S | 4460-5098 | 4460 | 5098 | Lutron Electronics | QSN-4S16-S.jpg | 27557871372 | SWITCH CNTRLR 4ZN 16A | Energi Savr Node power panel with Softswitch, Four occupancy sensor inputs for automated control of lights in 4 zones |  | 9.5 | 17.75 |  | QSN-4S16-S.jpg | http://grandbrass.xologic.com/vendors/4460/large/QSN-4S16-S.jpg | [47 empty] | 0 | 0 | 0 | [6 empty] | 0 | 1 | 1 | EA | 1 | Specialty Items |  |  | Control And Automation |  | Switches |  | Controller switch | [20 empty] | Other Specialty Items | [242 empty] | <a href="https://www.lutron.com/TechnicalDocumentLibrary/032400.pdf" target="_blank">Installation Instructions</a> | [23 empty] | 70.000 DW |  |  | 16.5000 IN | [89 empty] | 1.000 EA | 1.000 EA | [35 empty] | No | [42 empty] | https://www.lutron.com/TechnicalDocumentLibrary/369-241_eng.pdf | [7 empty] | Shelf Stock | [39 empty] | 39122214 | [13 empty] | <a href="https://www.lutron.com/TechnicalDocumentLibrary/3601201A_Commercial_Limited_Warranty.pdf" target="_blank">Warranty Information</a> |  |  |  |  | 4.110 L | [14 empty] | 0 | 0 | 0 | 0 | Electrical | 2016-07-15 14:01 | 2024-07-20 11:13 | 0000-00-00 00:00:00 | 2025-11-29 02:00 | 0000-00-00 00:00:00
4 | Lutron Electronics | QSN-4T16-S | 4460-5099 | 4460 | 5099 | Lutron Electronics | QSN-4T16-S.jpg | 27557871365 | 0-10V CNTRLR 4ZONE 16A | Energi Savr Node power panel with Softswitch, Four occupancy sensor inputs for automated control of lights in 4 zones, 0-10V switching/dimming |  | 9.5 | 17.75 |  | QSN-4T16-S.jpg | http://grandbrass.xologic.com/vendors/4460/large/QSN-4T16-S.jpg | [47 empty] | 0 | 0 | 0 | [6 empty] | 0 | 1 | 1 | EA | 1 | Specialty Items |  |  | Control And Automation |  | Switches |  | Controller switch | [20 empty] | Other Specialty Items | [242 empty] | <a href="https://www.lutron.com/TechnicalDocumentLibrary/032400.pdf" target="_blank">Installation Instructions</a> | [23 empty] | 70.000 DW |  |  | 16.5000 IN | [89 empty] | 1.000 EA | 1.000 EA | [35 empty] | No | [42 empty] | https://www.lutron.com/TechnicalDocumentLibrary/369-241_eng.pdf | [7 empty] | Shelf Stock | [39 empty] | 39122214 | [13 empty] | <a href="https://www.lutron.com/TechnicalDocumentLibrary/3601201A_Commercial_Limited_Warranty.pdf" target="_blank">Warranty Information</a> |  |  |  |  | 9.300 L | [14 empty] | 0 | 0 | 0 | 0 | Electrical | 2016-07-15 14:01 | 2024-07-20 11:20 | 0000-00-00 00:00:00 | 2025-11-29 02:00 | 0000-00-00 00:00:00
1 | Lutron Electronics | LRF2-VHLB-P-WH | 4460-5100 | 4460 | 5100 | Lutron Electronics | LRF2-VHLB-P-WH.jpg | 27557823616 | LUTRON HALL VAC SENSOR | Radio Powr Savr Wireless Vacancy Sensor, Hall-mount, 434 MHz, White finish |  | 2.3 | 4.5 |  | LRF2-VHLB-P-WH.jpg | http://grandbrass.xologic.com/vendors/4460/large/LRF2-VHLB-P-WH.jpg | [47 empty] | 0 | 0 | 0 | [6 empty] | 0 | 1 | 1 | EA | 1 | Lighting Controls | [7 empty] | White | [16 empty] | Traditional |  |  | Other Lighting Controls | [49 empty] | <a href="https://www.lutron.com/TechnicalDocumentLibrary/Retrofit%20Solutions%20367-1767.pdf" target="_blank">Manufacturer Brochure</a> | [192 empty] | <a href="https://www.lutron.com/TechnicalDocumentLibrary/041-375A_ALL.pdf" target="_blank">Installation Instructions</a> | [23 empty] | 75.000 DW |  |  | 2.3000 IN | [89 empty] | 1.000 EA | 1.000 EA | [35 empty] | No | [42 empty] | https://www.lutron.com/TechnicalDocumentLibrary/Spec_Sheet_369481a_ENG.pdf | [7 empty] | Shelf Stock | [13 empty] | <a href="https://www.lutron.com/TechnicalDocumentLibrary/Spec_Sheet_369481a_ENG.pdf" target="_blank">Tech Drawing</a> | [25 empty] | 39122230 | [6 empty] | <a href="https://www.lutron.com/Service-Support/Technical/Pages/UserGuides.aspx" target="_blank">Product Video Clip</a> | [6 empty] | <a href="https://www.lutron.com/TechnicalDocumentLibrary/Sensor_Warranty.pdf" target="_blank">Warranty Information</a> |  |  |  |  | 0.250 L | [14 empty] | 0 | 0 | 0 | 0 | Lighting Fixtures | 2016-07-15 14:01 | 2024-07-20 11:15 | 0000-00-00 00:00:00 | 2024-07-20 11:15 | 0000-00-00 00:00:00 | [6 empty] | White
1 | Lutron Electronics | LRF2-VKLB-P-WH | 4460-5101 | 4460 | 5101 | Lutron Electronics | LRF2-VKLB-P-WH.jpg | 27557823593 | LUTRON CORNER VAC SENSOR | Radio Powr Savr Wireless Vacancy Sensor, Corner-mount, 434 MHz, White finish |  | 2.3 | 4.6 |  | LRF2-VKLB-P-WH.jpg | http://grandbrass.xologic.com/vendors/4460/large/LRF2-VKLB-P-WH.jpg | [47 empty] | 0 | 0 | 0 | [6 empty] | 0 | 1 | 1 | EA | 1 | Lighting Controls | [7 empty] | White | [16 empty] | Traditional |  |  | Other Lighting Controls | [49 empty] | <a href="https://www.lutron.com/TechnicalDocumentLibrary/Retrofit%20Solutions%20367-1767.pdf" target="_blank">Manufacturer Brochure</a> | [192 empty] | <a href="https://www.lutron.com/TechnicalDocumentLibrary/041-375A_ALL.pdf" target="_blank">Installation Instructions</a> | [23 empty] | 75.000 DW |  |  | 2.3000 IN | [89 empty] | 1.000 EA | 1.000 EA | [35 empty] | No | [42 empty] | https://www.lutron.com/TechnicalDocumentLibrary/Spec_Sheet_369481a_ENG.pdf | [7 empty] | Shelf Stock | [13 empty] | <a href="https://www.lutron.com/TechnicalDocumentLibrary/Spec_Sheet_369481a_ENG.pdf" target="_blank">Tech Drawing</a> | [25 empty] | 39122230 | [6 empty] | <a href="https://www.lutron.com/Service-Support/Technical/Pages/UserGuides.aspx" target="_blank">Product Video Clip</a> | [6 empty] | <a href="https://www.lutron.com/TechnicalDocumentLibrary/Sensor_Warranty.pdf" target="_blank">Warranty Information</a> |  |  |  |  | 0.250 L | [14 empty] | 0 | 0 | 0 | 0 | Lighting Fixtures | 2016-07-15 14:01 | 2024-07-20 11:17 | 0000-00-00 00:00:00 | 2024-07-20 11:17 | 0000-00-00 00:00:00 | [6 empty] | White
1 | Lutron Electronics | LRF2-VWLB-P-WH | 4460-5102 | 4460 | 5102 | Lutron Electronics | LRF2-VWLB-P-WH.jpg | 27557823579 | LUTRON WALL VAC SENSOR | Radio Powr Savr Wireless Vacancy Sensor, Wall-mount, 434 MHz, White finish |  | 2.3 | 4.7 |  | LRF2-VWLB-P-WH.jpg | http://grandbrass.xologic.com/vendors/4460/large/LRF2-VWLB-P-WH.jpg | [47 empty] | 0 | 0 | 0 | [6 empty] | 0 | 1 | 1 | EA | 1 | Lighting Controls | [7 empty] | White | [16 empty] | Traditional |  |  | Other Lighting Controls | [49 empty] | <a href="https://www.lutron.com/TechnicalDocumentLibrary/Retrofit%20Solutions%20367-1767.pdf" target="_blank">Manufacturer Brochure</a> | [192 empty] | <a href="https://www.lutron.com/TechnicalDocumentLibrary/041-375A_ALL.pdf" target="_blank">Installation Instructions</a> | [23 empty] | 75.000 DW |  |  | 2.3000 IN | [89 empty] | 1.000 EA | 1.000 EA | [35 empty] | No | [42 empty] | https://www.lutron.com/TechnicalDocumentLibrary/Spec_Sheet_369481a_ENG.pdf | [7 empty] | Shelf Stock | [13 empty] | <a href="https://www.lutron.com/TechnicalDocumentLibrary/Spec_Sheet_369481a_ENG.pdf" target="_blank">Tech Drawing</a> | [25 empty] | 39122230 | [6 empty] | <a href="https://www.lutron.com/Service-Support/Technical/Pages/UserGuides.aspx" target="_blank">Product Video Clip</a> | [6 empty] | <a href="https://www.lutron.com/TechnicalDocumentLibrary/Sensor_Warranty.pdf" target="_blank">Warranty Information</a> |  |  |  |  | 0.200 L | [14 empty] | 0 | 0 | 0 | 0 | Lighting Fixtures | 2016-07-15 14:01 | 2024-07-20 11:42 | 0000-00-00 00:00:00 | 2024-07-20 11:42 | 0000-00-00 00:00:00 | [6 empty] | White
4 | Lutron Electronics | CAR-20-HDTR-IV | 4460-5104 | 4460 | 5104 | Lutron Electronics | CAR-20-HDTR-IV.png | 27557779661 | CLARO 20 A TMPR RESIST HALF DIM RECPT IV | Claro, Gloss, Half dimming, tamper resistant receptacle, 20A/125V in ivory |  | 2.3 | 4.5 |  | CAR-20-HDTR-IV.png | http://grandbrass.xologic.com/vendors/4460/large/CAR-20-HDTR-IV.png | [47 empty] | 0 | 0 | 0 | [6 empty] | 0 | 1 | 1 | EA | 1 | Lighting Controls |  |  | Electrical Distribution Equipment |  | Receptacles |  | Electrical Receptacles | White | [16 empty] | Traditional |  |  | Dimmers | [242 empty] | <a href="https://www.lutron.com/TechnicalDocumentLibrary/369269_ENG.pdf" target="_blank">Installation Instructions</a> | [23 empty] | 2.000 DW |  |  | 2.3000 IN | [89 empty] | 1.000 EA | 1.000 EA | [35 empty] | No | [42 empty] | https://www.lutron.com/TechnicalDocumentLibrary/369269_ENG.pdf | [7 empty] | Shelf Stock | [39 empty] | 39121406 | [13 empty] | <a href="https://www.lutron.com/TechnicalDocumentLibrary/369-119_Wallbox_Warranty.pdf" target="_blank">Warranty Information</a> |  |  |  |  | 0.200 L | [14 empty] | 0 | 0 | 0 | 0 | Electrical | 2016-07-15 14:01 | 2024-07-20 11:15 | 0000-00-00 00:00:00 | 2025-11-29 02:00 | 0000-00-00 00:00:00 | [6 empty] | Ivory
4 | Lutron Electronics | NTR-20-HDTR-BE | 4460-5105 | 4460 | 5105 | Lutron Electronics | NTR-20-HDTR-BE.png | 27557780681 | NOVAT 20 A TMPR RESIST HALF DIM RECPT BE | Architectural, half dimming, tamper resistant receptacle (Gloss), 20A/125V in beige |  | 5.3 | 5.4 |  | NTR-20-HDTR-BE.png | http://grandbrass.xologic.com/vendors/4460/large/NTR-20-HDTR-BE.png | [47 empty] | 0 | 0 | 0 | [6 empty] | 0 | 1 | 1 | EA | 1 | Lighting Controls |  |  | Electrical Distribution Equipment |  | Receptacles |  | Electrical Receptacles | White | [19 empty] | Other Lighting Controls | [242 empty] | <a href="https://www.lutron.com/TechnicalDocumentLibrary/0301636.pdf" target="_blank">Installation Instructions</a> | [23 empty] | 2.000 DW |  |  | 3.9000 IN | [7 empty] | <a href="https://www.lutron.com/TechnicalDocumentLibrary/NovaT_Accessories.pdf" target="_blank">Line Drawing</a> | [81 empty] | 1.000 EA | 1.000 EA | [35 empty] | No | [42 empty] | https://www.lutron.com/TechnicalDocumentLibrary/369269_ENG.pdf | [7 empty] | Shelf Stock | [39 empty] | 39121406 | [13 empty] | <a href="https://www.lutron.com/TechnicalDocumentLibrary/369-119_Wallbox_Warranty.pdf" target="_blank">Warranty Information</a> |  |  |  |  | 0.500 L | [14 empty] | 0 | 0 | 0 | 0 | Electrical | 2016-07-15 14:01 | 2024-07-20 11:20 | 0000-00-00 00:00:00 | 2025-11-29 02:00 | 0000-00-00 00:00:00 | [6 empty] | Beige
4 | Lutron Electronics | NTR-20-HDTR-BL | 4460-5106 | 4460 | 5106 | Lutron Electronics | NTR-20-HDTR-BL.png | 27557780711 | NOVAT 20 A TMPR RESIST HALF DIM RECPT BL | Architectural, half dimming, tamper resistant receptacle (Gloss), 20A/125V in black |  | 5.3 | 5.4 |  | NTR-20-HDTR-BL.png | http://grandbrass.xologic.com/vendors/4460/large/NTR-20-HDTR-BL.png | [47 empty] | 0 | 0 | 0 | [6 empty] | 0 | 1 | 1 | EA | 1 | Lighting Controls |  |  | Electrical Distribution Equipment |  | Receptacles |  | Electrical Receptacles | Black | [19 empty] | Other Lighting Controls | [242 empty] | <a href="https://www.lutron.com/TechnicalDocumentLibrary/0301636.pdf" target="_blank">Installation Instructions</a> | [23 empty] | 5.000 DW |  |  | 3.9000 IN | [7 empty] | <a href="https://www.lutron.com/TechnicalDocumentLibrary/NovaT_Accessories.pdf" target="_blank">Line Drawing</a> | [81 empty] | 1.000 EA | 1.000 EA | [35 empty] | No | [42 empty] | https://www.lutron.com/TechnicalDocumentLibrary/369269_ENG.pdf | [7 empty] | Shelf Stock | [39 empty] | 39121406 | [13 empty] | <a href="https://www.lutron.com/TechnicalDocumentLibrary/369-119_Wallbox_Warranty.pdf" target="_blank">Warranty Information</a> |  |  |  |  | 0.500 L | [14 empty] | 0 | 0 | 0 | 0 | Electrical | 2016-07-15 14:01 | 2024-07-20 11:13 | 0000-00-00 00:00:00 | 2025-11-29 02:00 | 0000-00-00 00:00:00 | [6 empty] | Black
4 | Lutron Electronics | NTR-20-HDTR-BR | 4460-5107 | 4460 | 5107 | Lutron Electronics | NTR-20-HDTR-BR.png | 27557780742 | NOVAT 20 A TMPR RESIST HALF DIM RECPT BR | Architectural, half dimming, tamper resistant receptacle (Gloss), 20A/125V in brown |  | 5.3 | 5.4 |  | NTR-20-HDTR-BR.png | http://grandbrass.xologic.com/vendors/4460/large/NTR-20-HDTR-BR.png | [47 empty] | 0 | 0 | 0 | [6 empty] | 0 | 1 | 1 | EA | 1 | Lighting Controls |  |  | Electrical Distribution Equipment |  | Receptacles |  | Electrical Receptacles | Brown | [19 empty] | Other Lighting Controls | [242 empty] | <a href="https://www.lutron.com/TechnicalDocumentLibrary/0301636.pdf" target="_blank">Installation Instructions</a> | [23 empty] | 5.000 DW |  |  | 3.9000 IN | [7 empty] | <a href="https://www.lutron.com/TechnicalDocumentLibrary/NovaT_Accessories.pdf" target="_blank">Line Drawing</a> | [81 empty] | 1.000 EA | 1.000 EA | [35 empty] | No | [42 empty] | https://www.lutron.com/TechnicalDocumentLibrary/369269_ENG.pdf | [7 empty] | Shelf Stock | [39 empty] | 39121406 | [13 empty] | <a href="https://www.lutron.com/TechnicalDocumentLibrary/369-119_Wallbox_Warranty.pdf" target="_blank">Warranty Information</a> |  |  |  |  | 0.500 L | [14 empty] | 0 | 0 | 0 | 0 | Electrical | 2016-07-15 14:01 | 2024-07-20 11:10 | 0000-00-00 00:00:00 | 2025-11-29 02:00 | 0000-00-00 00:00:00 | [6 empty] | Brown
4 | Lutron Electronics | NTR-20-HDTR-GR | 4460-5108 | 4460 | 5108 | Lutron Electronics | NTR-20-HDTR-GR.png | 27557780773 | NOVAT 20 A TMPR RESIST HALF DIM RECPT GR | Architectural, half dimming, tamper resistant receptacle (Gloss), 20A/125V in gray |  | 5.3 | 5.4 |  | NTR-20-HDTR-GR.png | http://grandbrass.xologic.com/vendors/4460/large/NTR-20-HDTR-GR.png | [47 empty] | 0 | 0 | 0 | [6 empty] | 0 | 1 | 1 | EA | 1 | Lighting Controls |  |  | Electrical Distribution Equipment |  | Receptacles |  | Electrical Receptacles | Gray | [19 empty] | Other Lighting Controls | [242 empty] | <a href="https://www.lutron.com/TechnicalDocumentLibrary/0301636.pdf" target="_blank">Installation Instructions</a> | [23 empty] | 2.000 DW |  |  | 3.9000 IN | [7 empty] | <a href="https://www.lutron.com/TechnicalDocumentLibrary/NovaT_Accessories.pdf" target="_blank">Line Drawing</a> | [81 empty] | 1.000 EA | 1.000 EA | [35 empty] | No | [42 empty] | https://www.lutron.com/TechnicalDocumentLibrary/369269_ENG.pdf | [7 empty] | Shelf Stock | [39 empty] | 39121406 | [13 empty] | <a href="https://www.lutron.com/TechnicalDocumentLibrary/369-119_Wallbox_Warranty.pdf" target="_blank">Warranty Information</a> |  |  |  |  | 0.500 L | [14 empty] | 0 | 0 | 0 | 0 | Electrical | 2016-07-15 14:01 | 2024-07-20 11:15 | 0000-00-00 00:00:00 | 2025-11-29 02:00 | 0000-00-00 00:00:00 | [6 empty] | Gray
4 | Lutron Electronics | NTR-20-HDTR-IV | 4460-5109 | 4460 | 5109 | Lutron Electronics | NTR-20-HDTR-IV.png | 27557780803 | NOVAT 20 A TMPR RESIST HALF DIM RECPT IV | Architectural, half dimming, tamper resistant receptacle (Gloss), 20A/125V in ivory |  | 5.3 | 5.4 |  | NTR-20-HDTR-IV.png | http://grandbrass.xologic.com/vendors/4460/large/NTR-20-HDTR-IV.png | [47 empty] | 0 | 0 | 0 | [6 empty] | 0 | 1 | 1 | EA | 1 | Lighting Controls |  |  | Electrical Distribution Equipment |  | Receptacles |  | Electrical Receptacles | White | [19 empty] | Other Lighting Controls | [242 empty] | <a href="https://www.lutron.com/TechnicalDocumentLibrary/0301636.pdf" target="_blank">Installation Instructions</a> | [23 empty] | 5.000 DW |  |  | 3.9000 IN | [7 empty] | <a href="https://www.lutron.com/TechnicalDocumentLibrary/NovaT_Accessories.pdf" target="_blank">Line Drawing</a> | [81 empty] | 1.000 EA | 1.000 EA | [35 empty] | No | [42 empty] | https://www.lutron.com/TechnicalDocumentLibrary/369269_ENG.pdf | [7 empty] | Shelf Stock | [39 empty] | 39121406 | [13 empty] | <a href="https://www.lutron.com/TechnicalDocumentLibrary/369-119_Wallbox_Warranty.pdf" target="_blank">Warranty Information</a> |  |  |  |  | 0.500 L | [14 empty] | 0 | 0 | 0 | 0 | Electrical | 2016-07-15 14:01 | 2024-07-20 11:16 | 0000-00-00 00:00:00 | 2025-11-29 02:00 | 0000-00-00 00:00:00 | [6 empty] | Ivory
4 | Lutron Electronics | NTR-20-HDTR-LA | 4460-5110 | 4460 | 5110 | Lutron Electronics | NTR-20-HDTR-LA.png | 27557780834 | NOVAT 20 A TMPR RESIST HALF DIM RECPT LA | Architectural, half dimming, tamper resistant receptacle (Gloss), 20A/125V in light almond |  | 5.3 | 5.4 |  | NTR-20-HDTR-LA.png | http://grandbrass.xologic.com/vendors/4460/large/NTR-20-HDTR-LA.png | [47 empty] | 0 | 0 | 0 | [6 empty] | 0 | 1 | 1 | EA | 1 | Lighting Controls |  |  | Electrical Distribution Equipment |  | Receptacles |  | Electrical Receptacles | [20 empty] | Other Lighting Controls | [242 empty] | <a href="https://www.lutron.com/TechnicalDocumentLibrary/0301636.pdf" target="_blank">Installation Instructions</a> | [23 empty] | 2.000 DW |  |  | 3.9000 IN | [7 empty] | <a href="https://www.lutron.com/TechnicalDocumentLibrary/NovaT_Accessories.pdf" target="_blank">Line Drawing</a> | [81 empty] | 1.000 EA | 1.000 EA | [35 empty] | No | [42 empty] | https://www.lutron.com/TechnicalDocumentLibrary/369269_ENG.pdf | [7 empty] | Shelf Stock | [39 empty] | 39121406 | [13 empty] | <a href="https://www.lutron.com/TechnicalDocumentLibrary/369-119_Wallbox_Warranty.pdf" target="_blank">Warranty Information</a> |  |  |  |  | 0.500 L | [14 empty] | 0 | 0 | 0 | 0 | Electrical | 2016-07-15 14:01 | 2024-07-20 11:14 | 0000-00-00 00:00:00 | 2025-11-29 02:00 | 0000-00-00 00:00:00
4 | Lutron Electronics | NTR-20-HDTR-SI | 4460-5111 | 4460 | 5111 | Lutron Electronics | NTR-20-HDTR-SI.JPG | 27557780865 | NOVAT 20 A TMPR RESIST HALF DIM RECPT SI | Architectural, half dimming, tamper resistant receptacle (Gloss), 20A/125V in sienna |  | 5.3 | 5.4 |  | NTR-20-HDTR-SI.JPG | http://grandbrass.xologic.com/vendors/4460/large/NTR-20-HDTR-SI.JPG | [47 empty] | 0 | 0 | 0 | [6 empty] | 0 | 1 | 1 | EA | 1 | Lighting Controls |  |  | Electrical Distribution Equipment |  | Receptacles |  | Electrical Receptacles | [20 empty] | Other Lighting Controls | [242 empty] | <a href="https://www.lutron.com/TechnicalDocumentLibrary/0301636.pdf" target="_blank">Installation Instructions</a> | [23 empty] | 5.000 DW |  |  | 3.9000 IN | [7 empty] | <a href="https://www.lutron.com/TechnicalDocumentLibrary/NovaT_Accessories.pdf" target="_blank">Line Drawing</a> | [81 empty] | 1.000 EA | 1.000 EA | [35 empty] | No | [42 empty] | https://www.lutron.com/TechnicalDocumentLibrary/369269_ENG.pdf | [7 empty] | Shelf Stock | [39 empty] | 39121406 | [13 empty] | <a href="https://www.lutron.com/TechnicalDocumentLibrary/369-119_Wallbox_Warranty.pdf" target="_blank">Warranty Information</a> |  |  |  |  | 0.500 L | [14 empty] | 0 | 0 | 0 | 0 | Electrical | 2016-07-15 14:01 | 2024-07-20 11:15 | 0000-00-00 00:00:00 | 2025-11-29 02:00 | 0000-00-00 00:00:00 | [6 empty] | Sienna
4 | Lutron Electronics | NTR-20-HDTR-TP | 4460-5112 | 4460 | 5112 | Lutron Electronics | NTR-20-HDTR-TP.jpg | 27557780896 | NOVAT 20 A TMPR RESIST HALF DIM RECPT TP | Architectural, half dimming, tamper resistant receptacle (Gloss), 20A/125V in taupe |  | 5.3 | 5.4 |  | NTR-20-HDTR-TP.jpg | http://grandbrass.xologic.com/vendors/4460/large/NTR-20-HDTR-TP.jpg | [47 empty] | 0 | 0 | 0 | [6 empty] | 0 | 1 | 1 | EA | 1 | Lighting Controls |  |  | Electrical Distribution Equipment |  | Receptacles |  | Electrical Receptacles | [20 empty] | Other Lighting Controls | [242 empty] | <a href="https://www.lutron.com/TechnicalDocumentLibrary/0301636.pdf" target="_blank">Installation Instructions</a> | [23 empty] | 2.000 DW |  |  | 3.9000 IN | [7 empty] | <a href="https://www.lutron.com/TechnicalDocumentLibrary/NovaT_Accessories.pdf" target="_blank">Line Drawing</a> | [81 empty] | 1.000 EA | 1.000 EA | [35 empty] | No | [42 empty] | https://www.lutron.com/TechnicalDocumentLibrary/369269_ENG.pdf | [7 empty] | Shelf Stock | [39 empty] | 39121406 | [13 empty] | <a href="https://www.lutron.com/TechnicalDocumentLibrary/369-119_Wallbox_Warranty.pdf" target="_blank">Warranty Information</a> |  |  |  |  | 0.500 L | [14 empty] | 0 | 0 | 0 | 0 | Electrical | 2016-07-15 14:01 | 2024-07-20 11:11 | 0000-00-00 00:00:00 | 2025-11-29 02:00 | 0000-00-00 00:00:00 | [6 empty] | Taupe
4 | Lutron Electronics | NTR-20-HDTR-WH | 4460-5113 | 4460 | 5113 | Lutron Electronics | NTR-20-HDTR-WH.jpg | 27557780926 | NOVAT 20 A TMPR RESIST HALF DIM RECPT WH | Architectural, half dimming, tamper resistant receptacle (Gloss), 20A/125V in white |  | 5.3 | 5.4 |  | NTR-20-HDTR-WH.jpg | http://grandbrass.xologic.com/vendors/4460/large/NTR-20-HDTR-WH.jpg | [47 empty] | 0 | 0 | 0 | [6 empty] | 0 | 1 | 1 | EA | 1 | Lighting Controls |  |  | Electrical Distribution Equipment |  | Receptacles |  | Electrical Receptacles | White | [19 empty] | Other Lighting Controls | [242 empty] | <a href="https://www.lutron.com/TechnicalDocumentLibrary/0301636.pdf" target="_blank">Installation Instructions</a> | [23 empty] | 2.000 DW |  |  | 3.9000 IN | [7 empty] | <a href="https://www.lutron.com/TechnicalDocumentLibrary/NovaT_Accessories.pdf" target="_blank">Line Drawing</a> | [81 empty] | 1.000 EA | 1.000 EA | [35 empty] | No | [42 empty] | https://www.lutron.com/TechnicalDocumentLibrary/369269_ENG.pdf | [7 empty] | Shelf Stock | [39 empty] | 39121406 | [13 empty] | <a href="https://www.lutron.com/TechnicalDocumentLibrary/369-119_Wallbox_Warranty.pdf" target="_blank">Warranty Information</a> |  |  |  |  | 0.500 L | [14 empty] | 0 | 0 | 0 | 0 | Electrical | 2016-07-15 14:01 | 2024-07-20 11:12 | 0000-00-00 00:00:00 | 2025-11-29 02:00 | 0000-00-00 00:00:00 | [6 empty] | White
4 | Lutron Electronics | SCR-15-DDTR-BI | 4460-5115 | 4460 | 5115 | Lutron Electronics | SCR-15-DDTR-BI.JPG | 27557780988 | SATIN 15 A TMPR RESIST DUAL DIM RECPT BI | Claro, Satin, dual dimming, tamper resistant receptacle, 15A/125V in biscuit |  | 2.3 | 4.5 |  | SCR-15-DDTR-BI.JPG | http://grandbrass.xologic.com/vendors/4460/large/SCR-15-DDTR-BI.JPG | [47 empty] | 0 | 0 | 0 | [6 empty] | 0 | 1 | 1 | EA | 1 | Lighting Controls |  |  | Electrical Distribution Equipment |  | Receptacles |  | Electrical Receptacles | White | [16 empty] | Traditional |  |  | Dimmers | [242 empty] | <a href="https://www.lutron.com/TechnicalDocumentLibrary/0301636.pdf" target="_blank">Installation Instructions</a> | [23 empty] | 10.000 DW |  |  | 2.3000 IN | [89 empty] | 1.000 EA | 1.000 EA | [35 empty] | No | [42 empty] | https://www.lutron.com/TechnicalDocumentLibrary/369269_ENG.pdf | [7 empty] | Shelf Stock | [39 empty] | 39121406 | [13 empty] | <a href="https://www.lutron.com/TechnicalDocumentLibrary/369-119_Wallbox_Warranty.pdf" target="_blank">Warranty Information</a> |  |  |  |  | 0.250 L | [14 empty] | 0 | 0 | 0 | 0 | Electrical | 2016-07-15 14:01 | 2024-07-20 11:11 | 0000-00-00 00:00:00 | 2025-11-29 02:00 | 0000-00-00 00:00:00 | [6 empty] | Biscuit
4 | Lutron Electronics | SCR-15-DDTR-HT | 4460-5120 | 4460 | 5120 | Lutron Electronics | SCR-15-DDTR-HT.JPG | 27557781138 | SATIN 15 A TMPR RESIST DUAL DIM RECPT HT | Claro, Satin, dual dimming, tamper resistant receptacle, 15A/125V in hot |  | 2.3 | 4.5 |  | SCR-15-DDTR-HT.JPG | http://grandbrass.xologic.com/vendors/4460/large/SCR-15-DDTR-HT.JPG | [47 empty] | 0 | 0 | 0 | [6 empty] | 0 | 1 | 1 | EA | 1 | Lighting Controls |  |  | Electrical Distribution Equipment |  | Receptacles |  | Electrical Receptacles | White | [16 empty] | Traditional |  |  | Dimmers | [242 empty] | <a href="https://www.lutron.com/TechnicalDocumentLibrary/0301636.pdf" target="_blank">Installation Instructions</a> | [23 empty] | 10.000 DW |  |  | 2.3000 IN | [89 empty] | 1.000 EA | 1.000 EA | [35 empty] | No | [42 empty] | https://www.lutron.com/TechnicalDocumentLibrary/369269_ENG.pdf | [7 empty] | Shelf Stock | [39 empty] | 39121406 | [13 empty] | <a href="https://www.lutron.com/TechnicalDocumentLibrary/369-119_Wallbox_Warranty.pdf" target="_blank">Warranty Information</a> |  |  |  |  | 0.250 L | [14 empty] | 0 | 0 | 0 | 0 | Electrical | 2016-07-15 14:01 | 2024-07-20 11:11 | 0000-00-00 00:00:00 | 2025-11-29 02:00 | 0000-00-00 00:00:00
4 | Lutron Electronics | SCR-15-DDTR-MN | 4460-5122 | 4460 | 5122 | Lutron Electronics | SCR-15-DDTR-MN.JPG | 27557781190 | SATIN 15 A TMPR RESIST DUAL DIM RECPT MN | Claro, Satin, dual dimming, tamper resistant receptacle, 15A/125V in midnight |  | 2.3 | 4.5 |  | SCR-15-DDTR-MN.JPG | http://grandbrass.xologic.com/vendors/4460/large/SCR-15-DDTR-MN.JPG | [47 empty] | 0 | 0 | 0 | [6 empty] | 0 | 1 | 1 | EA | 1 | Lighting Controls |  |  | Electrical Distribution Equipment |  | Receptacles |  | Electrical Receptacles | White | [16 empty] | Traditional |  |  | Dimmers | [242 empty] | <a href="https://www.lutron.com/TechnicalDocumentLibrary/0301636.pdf" target="_blank">Installation Instructions</a> | [23 empty] | 10.000 DW |  |  | 2.3000 IN | [89 empty] | 1.000 EA | 1.000 EA | [35 empty] | No | [42 empty] | https://www.lutron.com/TechnicalDocumentLibrary/369269_ENG.pdf | [7 empty] | Shelf Stock | [39 empty] | 39121406 | [13 empty] | <a href="https://www.lutron.com/TechnicalDocumentLibrary/369-119_Wallbox_Warranty.pdf" target="_blank">Warranty Information</a> |  |  |  |  | 0.250 L | [14 empty] | 0 | 0 | 0 | 0 | Electrical | 2016-07-15 14:01 | 2024-07-20 11:42 | 0000-00-00 00:00:00 | 2025-11-29 02:00 | 0000-00-00 00:00:00 | [6 empty] | Midnight
4 | Lutron Electronics | SCR-15-DDTR-PD | 4460-5125 | 4460 | 5125 | Lutron Electronics | SCR-15-DDTR-PD.JPG | 27557781282 | SATIN 15 A TMPR RESIST DUAL DIM RECPT PD | Claro, Satin, dual dimming, tamper resistant receptacle, 15A/125V in palladium |  | 2.3 | 4.5 |  | SCR-15-DDTR-PD.JPG | http://grandbrass.xologic.com/vendors/4460/large/SCR-15-DDTR-PD.JPG | [47 empty] | 0 | 0 | 0 | [6 empty] | 0 | 1 | 1 | EA | 1 | Lighting Controls |  |  | Electrical Distribution Equipment |  | Receptacles |  | Electrical Receptacles | White | [16 empty] | Traditional |  |  | Dimmers | [242 empty] | <a href="https://www.lutron.com/TechnicalDocumentLibrary/0301636.pdf" target="_blank">Installation Instructions</a> | [23 empty] | 10.000 DW |  |  | 2.3000 IN | [89 empty] | 1.000 EA | 1.000 EA | [35 empty] | No | [42 empty] | https://www.lutron.com/TechnicalDocumentLibrary/369269_ENG.pdf | [7 empty] | Shelf Stock | [39 empty] | 39121406 | [13 empty] | <a href="https://www.lutron.com/TechnicalDocumentLibrary/369-119_Wallbox_Warranty.pdf" target="_blank">Warranty Information</a> |  |  |  |  | 0.250 L | [14 empty] | 0 | 0 | 0 | 0 | Electrical | 2016-07-15 14:02 | 2024-07-20 11:13 | 0000-00-00 00:00:00 | 2025-11-29 02:00 | 0000-00-00 00:00:00 | [6 empty] | Palladium
4 | Lutron Electronics | SCR-15-DDTR-SW | 4460-5130 | 4460 | 5130 | Lutron Electronics | SCR-15-DDTR-SW.jpg | 27557781435 | SATIN 15 A TMPR RESIST DUAL DIM RECPT SW | Claro, Satin, dual dimming, tamper resistant receptacle, 15A/125V in snow |  | 2.3 | 4.5 |  | SCR-15-DDTR-SW.jpg | http://grandbrass.xologic.com/vendors/4460/large/SCR-15-DDTR-SW.jpg | [47 empty] | 0 | 0 | 0 | [6 empty] | 0 | 1 | 1 | EA | 1 | Lighting Controls |  |  | Electrical Distribution Equipment |  | Receptacles |  | Electrical Receptacles | White | [16 empty] | Traditional |  |  | Dimmers | [242 empty] | <a href="https://www.lutron.com/TechnicalDocumentLibrary/0301636.pdf" target="_blank">Installation Instructions</a> | [23 empty] | 10.000 DW |  |  | 2.3000 IN | [89 empty] | 1.000 EA | 1.000 EA | [35 empty] | No | [42 empty] | https://www.lutron.com/TechnicalDocumentLibrary/369269_ENG.pdf | [7 empty] | Shelf Stock | [39 empty] | 39121406 | [13 empty] | <a href="https://www.lutron.com/TechnicalDocumentLibrary/369-119_Wallbox_Warranty.pdf" target="_blank">Warranty Information</a> |  |  |  |  | 0.250 L | [14 empty] | 0 | 0 | 0 | 0 | Electrical | 2016-07-15 14:02 | 2024-07-20 11:11 | 0000-00-00 00:00:00 | 2025-11-29 02:00 | 0000-00-00 00:00:00 | [6 empty] | Snow
4 | Lutron Electronics | SCR-15-DDTR-TP | 4460-5132 | 4460 | 5132 | Lutron Electronics | SCR-15-DDTR-TP.JPG | 27557781497 | SATIN 15 A TMPR RESIST DUAL DIM RECPT TP | Claro, Satin, dual dimming, tamper resistant receptacle, 15A/125V in taupe |  | 2.3 | 4.5 |  | SCR-15-DDTR-TP.JPG | http://grandbrass.xologic.com/vendors/4460/large/SCR-15-DDTR-TP.JPG | [47 empty] | 0 | 0 | 0 | [6 empty] | 0 | 1 | 1 | EA | 1 | Lighting Controls |  |  | Electrical Distribution Equipment |  | Receptacles |  | Electrical Receptacles | White | [16 empty] | Traditional |  |  | Dimmers | [242 empty] | <a href="https://www.lutron.com/TechnicalDocumentLibrary/0301636.pdf" target="_blank">Installation Instructions</a> | [23 empty] | 10.000 DW |  |  | 2.3000 IN | [89 empty] | 1.000 EA | 1.000 EA | [35 empty] | No | [42 empty] | https://www.lutron.com/TechnicalDocumentLibrary/369269_ENG.pdf | [7 empty] | Shelf Stock | [39 empty] | 39121406 | [13 empty] | <a href="https://www.lutron.com/TechnicalDocumentLibrary/369-119_Wallbox_Warranty.pdf" target="_blank">Warranty Information</a> |  |  |  |  | 0.250 L | [14 empty] | 0 | 0 | 0 | 0 | Electrical | 2016-07-15 14:02 | 2024-07-20 11:17 | 0000-00-00 00:00:00 | 2025-11-29 02:00 | 0000-00-00 00:00:00 | [6 empty] | Taupe
4 | Lutron Electronics | SCR-15-HDTR-BI | 4460-5135 | 4460 | 5135 | Lutron Electronics | SCR-15-HDTR-BI.JPG | 27557781589 | SATIN 15 A TMPR RESIST HALF DIM RECPT BI | Claro, Satin, half dimming, tamper resistant receptacle, 15A/125V in biscuit |  | 2.3 | 4.5 |  | SCR-15-HDTR-BI.JPG | http://grandbrass.xologic.com/vendors/4460/large/SCR-15-HDTR-BI.JPG | [47 empty] | 0 | 0 | 0 | [6 empty] | 0 | 1 | 1 | EA | 1 | Lighting Controls |  |  | Electrical Distribution Equipment |  | Receptacles |  | Electrical Receptacles | White | [16 empty] | Traditional |  |  | Dimmers | [242 empty] | <a href="https://www.lutron.com/TechnicalDocumentLibrary/0301636.pdf" target="_blank">Installation Instructions</a> | [23 empty] | 10.000 DW |  |  | 2.3000 IN | [89 empty] | 1.000 EA | 1.000 EA | [35 empty] | No | [42 empty] | https://www.lutron.com/TechnicalDocumentLibrary/369269_ENG.pdf | [7 empty] | Shelf Stock | [39 empty] | 39121406 | [13 empty] | <a href="https://www.lutron.com/TechnicalDocumentLibrary/369-119_Wallbox_Warranty.pdf" target="_blank">Warranty Information</a> |  |  |  |  | 0.250 L | [14 empty] | 0 | 0 | 0 | 0 | Electrical | 2016-07-15 14:02 | 2024-07-20 11:16 | 0000-00-00 00:00:00 | 2025-11-29 02:00 | 0000-00-00 00:00:00 | [6 empty] | Biscuit
4 | Lutron Electronics | SCR-15-HDTR-HT | 4460-5140 | 4460 | 5140 | Lutron Electronics | SCR-15-HDTR-HT.JPG | 27557781732 | SATIN 15 A TMPR RESIST HALF DIM RECPT HT | Claro, Satin, half dimming, tamper resistant receptacle, 15A/125V in hot |  | 2.3 | 4.5 |  | SCR-15-HDTR-HT.JPG | http://grandbrass.xologic.com/vendors/4460/large/SCR-15-HDTR-HT.JPG | [47 empty] | 0 | 0 | 0 | [6 empty] | 0 | 1 | 1 | EA | 1 | Lighting Controls |  |  | Electrical Distribution Equipment |  | Receptacles |  | Electrical Receptacles | White | [16 empty] | Traditional |  |  | Dimmers | [242 empty] | <a href="https://www.lutron.com/TechnicalDocumentLibrary/0301636.pdf" target="_blank">Installation Instructions</a> | [23 empty] | 10.000 DW |  |  | 2.3000 IN | [89 empty] | 1.000 EA | 1.000 EA | [35 empty] | No | [42 empty] | https://www.lutron.com/TechnicalDocumentLibrary/369269_ENG.pdf | [7 empty] | Shelf Stock | [39 empty] | 39121406 | [13 empty] | <a href="https://www.lutron.com/TechnicalDocumentLibrary/369-119_Wallbox_Warranty.pdf" target="_blank">Warranty Information</a> |  |  |  |  | 0.250 L | [14 empty] | 0 | 0 | 0 | 0 | Electrical | 2016-07-15 14:02 | 2024-07-20 11:13 | 0000-00-00 00:00:00 | 2025-11-29 02:00 | 0000-00-00 00:00:00
4 | Lutron Electronics | SCR-15-HDTR-MN | 4460-5142 | 4460 | 5142 | Lutron Electronics | SCR-15-HDTR-MN.JPG | 27557781794 | SATIN 15 A TMPR RESIST HALF DIM RECPT MN | Claro, Satin, half dimming, tamper resistant receptacle, 15A/125V in midnight |  | 2.3 | 4.5 |  | SCR-15-HDTR-MN.JPG | http://grandbrass.xologic.com/vendors/4460/large/SCR-15-HDTR-MN.JPG | [47 empty] | 0 | 0 | 0 | [6 empty] | 0 | 1 | 1 | EA | 1 | Lighting Controls |  |  | Electrical Distribution Equipment |  | Receptacles |  | Electrical Receptacles | White | [16 empty] | Traditional |  |  | Dimmers | [242 empty] | <a href="https://www.lutron.com/TechnicalDocumentLibrary/0301636.pdf" target="_blank">Installation Instructions</a> | [23 empty] | 10.000 DW |  |  | 2.3000 IN | [89 empty] | 1.000 EA | 1.000 EA | [35 empty] | No | [42 empty] | https://www.lutron.com/TechnicalDocumentLibrary/369269_ENG.pdf | [7 empty] | Shelf Stock | [39 empty] | 39121406 | [13 empty] | <a href="https://www.lutron.com/TechnicalDocumentLibrary/369-119_Wallbox_Warranty.pdf" target="_blank">Warranty Information</a> |  |  |  |  | 0.250 L | [14 empty] | 0 | 0 | 0 | 0 | Electrical | 2016-07-15 14:02 | 2024-07-20 11:13 | 0000-00-00 00:00:00 | 2025-11-29 02:00 | 0000-00-00 00:00:00 | [6 empty] | Midnight
4 | Lutron Electronics | SCR-15-HDTR-PD | 4460-5145 | 4460 | 5145 | Lutron Electronics | SCR-15-HDTR-PD.JPG | 27557781886 | SATIN 15 A TMPR RESIST HALF DIM RECPT PD | Claro, Satin, half dimming, tamper resistant receptacle, 15A/125V in palladium |  | 2.3 | 4.5 |  | SCR-15-HDTR-PD.JPG | http://grandbrass.xologic.com/vendors/4460/large/SCR-15-HDTR-PD.JPG | [47 empty] | 0 | 0 | 0 | [6 empty] | 0 | 1 | 1 | EA | 1 | Lighting Controls |  |  | Electrical Distribution Equipment |  | Receptacles |  | Electrical Receptacles | White | [16 empty] | Traditional |  |  | Dimmers | [242 empty] | <a href="https://www.lutron.com/TechnicalDocumentLibrary/0301636.pdf" target="_blank">Installation Instructions</a> | [23 empty] | 10.000 DW |  |  | 2.3000 IN | [89 empty] | 1.000 EA | 1.000 EA | [35 empty] | No | [42 empty] | https://www.lutron.com/TechnicalDocumentLibrary/369269_ENG.pdf | [7 empty] | Shelf Stock | [39 empty] | 39121406 | [13 empty] | <a href="https://www.lutron.com/TechnicalDocumentLibrary/369-119_Wallbox_Warranty.pdf" target="_blank">Warranty Information</a> |  |  |  |  | 0.250 L | [14 empty] | 0 | 0 | 0 | 0 | Electrical | 2016-07-15 14:02 | 2024-07-20 11:14 | 0000-00-00 00:00:00 | 2025-11-29 02:00 | 0000-00-00 00:00:00 | [6 empty] | Palladium
4 | Lutron Electronics | SCR-15-HDTR-SW | 4460-5150 | 4460 | 5150 | Lutron Electronics | SCR-15-HDTR-SW.jpg | 27557782036 | SATIN 15 A TMPR RESIST HALF DIM RECPT SW | Claro, Satin, half dimming, tamper resistant receptacle, 15A/125V in snow |  | 2.3 | 4.5 |  | SCR-15-HDTR-SW.jpg | http://grandbrass.xologic.com/vendors/4460/large/SCR-15-HDTR-SW.jpg | [47 empty] | 0 | 0 | 0 | [6 empty] | 0 | 1 | 1 | EA | 1 | Lighting Controls |  |  | Electrical Distribution Equipment |  | Receptacles |  | Electrical Receptacles | White | [16 empty] | Traditional |  |  | Dimmers | [242 empty] | <a href="https://www.lutron.com/TechnicalDocumentLibrary/0301636.pdf" target="_blank">Installation Instructions</a> | [23 empty] | 10.000 DW |  |  | 2.3000 IN | [89 empty] | 1.000 EA | 1.000 EA | [35 empty] | No | [42 empty] | https://www.lutron.com/TechnicalDocumentLibrary/369269_ENG.pdf | [7 empty] | Shelf Stock | [39 empty] | 39121406 | [13 empty] | <a href="https://www.lutron.com/TechnicalDocumentLibrary/369-119_Wallbox_Warranty.pdf" target="_blank">Warranty Information</a> |  |  |  |  | 0.250 L | [14 empty] | 0 | 0 | 0 | 0 | Electrical | 2016-07-15 14:02 | 2024-07-20 11:15 | 0000-00-00 00:00:00 | 2025-11-29 02:00 | 0000-00-00 00:00:00 | [6 empty] | Snow
4 | Lutron Electronics | SCR-15-HDTR-TP | 4460-5152 | 4460 | 5152 | Lutron Electronics | SCR-15-HDTR-TP.JPG | 27557782098 | SATIN 15 A TMPR RESIST HALF DIM RECPT TP | Claro, Satin, half dimming, tamper resistant receptacle, 15A/125V in taupe |  | 2.3 | 4.5 |  | SCR-15-HDTR-TP.JPG | http://grandbrass.xologic.com/vendors/4460/large/SCR-15-HDTR-TP.JPG | [47 empty] | 0 | 0 | 0 | [6 empty] | 0 | 1 | 1 | EA | 1 | Lighting Controls |  |  | Electrical Distribution Equipment |  | Receptacles |  | Electrical Receptacles | White | [16 empty] | Traditional |  |  | Dimmers | [242 empty] | <a href="https://www.lutron.com/TechnicalDocumentLibrary/0301636.pdf" target="_blank">Installation Instructions</a> | [23 empty] | 10.000 DW |  |  | 2.3000 IN | [89 empty] | 1.000 EA | 1.000 EA | [35 empty] | No | [42 empty] | https://www.lutron.com/TechnicalDocumentLibrary/369269_ENG.pdf | [7 empty] | Shelf Stock | [39 empty] | 39121406 | [13 empty] | <a href="https://www.lutron.com/TechnicalDocumentLibrary/369-119_Wallbox_Warranty.pdf" target="_blank">Warranty Information</a> |  |  |  |  | 0.250 L | [14 empty] | 0 | 0 | 0 | 0 | Electrical | 2016-07-15 14:02 | 2024-07-20 11:20 | 0000-00-00 00:00:00 | 2025-11-29 02:00 | 0000-00-00 00:00:00 | [6 empty] | Taupe
4 | Lutron Electronics | SCR-20-DDTR-BI | 4460-5155 | 4460 | 5155 | Lutron Electronics | SCR-20-DDTR-BI.JPG | 27557782180 | SATIN 20 A TMPR RESIST DUAL DIM RECPT BI | Claro, Satin, dual dimming, tamper resistant receptacle, 20A/125V in biscuit |  | 2.3 | 4.5 |  | SCR-20-DDTR-BI.JPG | http://grandbrass.xologic.com/vendors/4460/large/SCR-20-DDTR-BI.JPG | [47 empty] | 0 | 0 | 0 | [6 empty] | 0 | 1 | 1 | EA | 1 | Lighting Controls |  |  | Electrical Distribution Equipment |  | Receptacles |  | Electrical Receptacles | White | [16 empty] | Traditional |  |  | Dimmers | [242 empty] | <a href="https://www.lutron.com/TechnicalDocumentLibrary/0301636.pdf" target="_blank">Installation Instructions</a> | [23 empty] | 10.000 DW |  |  | 2.3000 IN | [89 empty] | 1.000 EA | 1.000 EA | [35 empty] | No | [42 empty] | https://www.lutron.com/TechnicalDocumentLibrary/369269_ENG.pdf | [7 empty] | Shelf Stock | [39 empty] | 39121406 | [13 empty] | <a href="https://www.lutron.com/TechnicalDocumentLibrary/369-119_Wallbox_Warranty.pdf" target="_blank">Warranty Information</a> |  |  |  |  | 0.250 L | [14 empty] | 0 | 0 | 0 | 0 | Electrical | 2016-07-15 14:02 | 2024-07-20 11:13 | 0000-00-00 00:00:00 | 2025-11-29 02:00 | 0000-00-00 00:00:00 | [6 empty] | Biscuit
4 | Lutron Electronics | SCR-20-DDTR-HT | 4460-5160 | 4460 | 5160 | Lutron Electronics | SCR-20-DDTR-HT.JPG | 27557782333 | SATIN 20 A TMPR RESIST DUAL DIM RECPT HT | Claro, Satin, dual dimming, tamper resistant receptacle, 20A/125V in hot |  | 2.3 | 4.5 |  | SCR-20-DDTR-HT.JPG | http://grandbrass.xologic.com/vendors/4460/large/SCR-20-DDTR-HT.JPG | [47 empty] | 0 | 0 | 0 | [6 empty] | 0 | 1 | 1 | EA | 1 | Lighting Controls |  |  | Electrical Distribution Equipment |  | Receptacles |  | Electrical Receptacles | White | [16 empty] | Traditional |  |  | Dimmers | [242 empty] | <a href="https://www.lutron.com/TechnicalDocumentLibrary/0301636.pdf" target="_blank">Installation Instructions</a> | [23 empty] | 10.000 DW |  |  | 2.3000 IN | [89 empty] | 1.000 EA | 1.000 EA | [35 empty] | No | [42 empty] | https://www.lutron.com/TechnicalDocumentLibrary/369269_ENG.pdf | [7 empty] | Shelf Stock | [39 empty] | 39121406 | [13 empty] | <a href="https://www.lutron.com/TechnicalDocumentLibrary/369-119_Wallbox_Warranty.pdf" target="_blank">Warranty Information</a> |  |  |  |  | 0.250 L | [14 empty] | 0 | 0 | 0 | 0 | Electrical | 2016-07-15 14:03 | 2024-07-20 11:16 | 0000-00-00 00:00:00 | 2025-11-29 02:00 | 0000-00-00 00:00:00
4 | Lutron Electronics | SCR-20-DDTR-MN | 4460-5162 | 4460 | 5162 | Lutron Electronics | SCR-20-DDTR-MN.JPG | 27557782395 | SATIN 20 A TMPR RESIST DUAL DIM RECPT MN | Claro, Satin, dual dimming, tamper resistant receptacle, 20A/125V in midnight |  | 2.3 | 4.5 |  | SCR-20-DDTR-MN.JPG | http://grandbrass.xologic.com/vendors/4460/large/SCR-20-DDTR-MN.JPG | [47 empty] | 0 | 0 | 0 | [6 empty] | 0 | 1 | 1 | EA | 1 | Lighting Controls |  |  | Electrical Distribution Equipment |  | Receptacles |  | Electrical Receptacles | White | [16 empty] | Traditional |  |  | Dimmers | [242 empty] | <a href="https://www.lutron.com/TechnicalDocumentLibrary/0301636.pdf" target="_blank">Installation Instructions</a> | [23 empty] | 10.000 DW |  |  | 2.3000 IN | [89 empty] | 1.000 EA | 1.000 EA | [35 empty] | No | [42 empty] | https://www.lutron.com/TechnicalDocumentLibrary/369269_ENG.pdf | [7 empty] | Shelf Stock | [39 empty] | 39121406 | [13 empty] | <a href="https://www.lutron.com/TechnicalDocumentLibrary/369-119_Wallbox_Warranty.pdf" target="_blank">Warranty Information</a> |  |  |  |  | 0.250 L | [14 empty] | 0 | 0 | 0 | 0 | Electrical | 2016-07-15 14:03 | 2024-07-20 11:10 | 0000-00-00 00:00:00 | 2025-11-29 02:00 | 0000-00-00 00:00:00 | [6 empty] | Midnight
4 | Lutron Electronics | SCR-20-DDTR-PD | 4460-5165 | 4460 | 5165 | Lutron Electronics | SCR-20-DDTR-PD.JPG | 27557782487 | SATIN 20 A TMPR RESIST DUAL DIM RECPT PD | Claro, Satin, dual dimming, tamper resistant receptacle, 20A/125V in palladium |  | 2.3 | 4.5 |  | SCR-20-DDTR-PD.JPG | http://grandbrass.xologic.com/vendors/4460/large/SCR-20-DDTR-PD.JPG | [47 empty] | 0 | 0 | 0 | [6 empty] | 0 | 1 | 1 | EA | 1 | Lighting Controls |  |  | Electrical Distribution Equipment |  | Receptacles |  | Electrical Receptacles | White | [16 empty] | Traditional |  |  | Dimmers | [242 empty] | <a href="https://www.lutron.com/TechnicalDocumentLibrary/0301636.pdf" target="_blank">Installation Instructions</a> | [23 empty] | 10.000 DW |  |  | 2.3000 IN | [89 empty] | 1.000 EA | 1.000 EA | [35 empty] | No | [42 empty] | https://www.lutron.com/TechnicalDocumentLibrary/369269_ENG.pdf | [7 empty] | Shelf Stock | [39 empty] | 39121406 | [13 empty] | <a href="https://www.lutron.com/TechnicalDocumentLibrary/369-119_Wallbox_Warranty.pdf" target="_blank">Warranty Information</a> |  |  |  |  | 0.250 L | [14 empty] | 0 | 0 | 0 | 0 | Electrical | 2016-07-15 14:03 | 2024-07-20 11:12 | 0000-00-00 00:00:00 | 2025-11-29 02:00 | 0000-00-00 00:00:00 | [6 empty] | Palladium
4 | Lutron Electronics | SCR-20-DDTR-SW | 4460-5170 | 4460 | 5170 | Lutron Electronics | SCR-20-DDTR-SW.jpg | 27557782630 | SATIN 20 A TMPR RESIST DUAL DIM RECPT SW | Claro, Satin, dual dimming, tamper resistant receptacle, 20A/125V in snow |  | 2.3 | 4.5 |  | SCR-20-DDTR-SW.jpg | http://grandbrass.xologic.com/vendors/4460/large/SCR-20-DDTR-SW.jpg | [47 empty] | 0 | 0 | 0 | [6 empty] | 0 | 1 | 1 | EA | 1 | Lighting Controls |  |  | Electrical Distribution Equipment |  | Receptacles |  | Electrical Receptacles | White | [16 empty] | Traditional |  |  | Dimmers | [242 empty] | <a href="https://www.lutron.com/TechnicalDocumentLibrary/0301636.pdf" target="_blank">Installation Instructions</a> | [23 empty] | 10.000 DW |  |  | 2.3000 IN | [89 empty] | 1.000 EA | 1.000 EA | [35 empty] | No | [42 empty] | https://www.lutron.com/TechnicalDocumentLibrary/369269_ENG.pdf | [7 empty] | Shelf Stock | [39 empty] | 39121406 | [13 empty] | <a href="https://www.lutron.com/TechnicalDocumentLibrary/369-119_Wallbox_Warranty.pdf" target="_blank">Warranty Information</a> |  |  |  |  | 0.250 L | [14 empty] | 0 | 0 | 0 | 0 | Electrical | 2016-07-15 14:03 | 2024-07-20 11:15 | 0000-00-00 00:00:00 | 2025-11-29 02:00 | 0000-00-00 00:00:00 | [6 empty] | Snow
4 | Lutron Electronics | SCR-20-DDTR-TP | 4460-5172 | 4460 | 5172 | Lutron Electronics | SCR-20-DDTR-TP.JPG | 27557782692 | SATIN 20 A TMPR RESIST DUAL DIM RECPT TP | Claro, Satin, dual dimming, tamper resistant receptacle, 20A/125V in taupe |  | 2.3 | 4.5 |  | SCR-20-DDTR-TP.JPG | http://grandbrass.xologic.com/vendors/4460/large/SCR-20-DDTR-TP.JPG | [47 empty] | 0 | 0 | 0 | [6 empty] | 0 | 1 | 1 | EA | 1 | Lighting Controls |  |  | Electrical Distribution Equipment |  | Receptacles |  | Electrical Receptacles | White | [16 empty] | Traditional |  |  | Dimmers | [242 empty] | <a href="https://www.lutron.com/TechnicalDocumentLibrary/0301636.pdf" target="_blank">Installation Instructions</a> | [23 empty] | 10.000 DW |  |  | 2.3000 IN | [89 empty] | 1.000 EA | 1.000 EA | [35 empty] | No | [42 empty] | https://www.lutron.com/TechnicalDocumentLibrary/369269_ENG.pdf | [7 empty] | Shelf Stock | [39 empty] | 39121406 | [13 empty] | <a href="https://www.lutron.com/TechnicalDocumentLibrary/369-119_Wallbox_Warranty.pdf" target="_blank">Warranty Information</a> |  |  |  |  | 0.250 L | [14 empty] | 0 | 0 | 0 | 0 | Electrical | 2016-07-15 14:03 | 2024-07-20 11:42 | 0000-00-00 00:00:00 | 2025-11-29 02:00 | 0000-00-00 00:00:00 | [6 empty] | Taupe
4 | Lutron Electronics | SCR-20-HDTR-BI | 4460-5175 | 4460 | 5175 | Lutron Electronics | SCR-20-HDTR-BI.JPG | 27557782784 | SATIN 20 A TMPR RESIST HALF DIM RECPT BI | Claro, Satin, half dimming, tamper resistant receptacle, 20A/125V in biscuit |  | 2.3 | 4.5 |  | SCR-20-HDTR-BI.JPG | http://grandbrass.xologic.com/vendors/4460/large/SCR-20-HDTR-BI.JPG | [47 empty] | 0 | 0 | 0 | [6 empty] | 0 | 1 | 1 | EA | 1 | Lighting Controls |  |  | Electrical Distribution Equipment |  | Receptacles |  | Electrical Receptacles | White | [16 empty] | Traditional |  |  | Dimmers | [242 empty] | <a href="https://www.lutron.com/TechnicalDocumentLibrary/0301636.pdf" target="_blank">Installation Instructions</a> | [23 empty] | 10.000 DW |  |  | 2.3000 IN | [89 empty] | 1.000 EA | 1.000 EA | [35 empty] | No | [42 empty] | https://www.lutron.com/TechnicalDocumentLibrary/369269_ENG.pdf | [7 empty] | Shelf Stock | [39 empty] | 39121406 | [13 empty] | <a href="https://www.lutron.com/TechnicalDocumentLibrary/369-119_Wallbox_Warranty.pdf" target="_blank">Warranty Information</a> |  |  |  |  | 0.250 L | [14 empty] | 0 | 0 | 0 | 0 | Electrical | 2016-07-15 14:03 | 2024-07-20 11:13 | 0000-00-00 00:00:00 | 2025-11-29 02:00 | 0000-00-00 00:00:00 | [6 empty] | Biscuit
4 | Lutron Electronics | SCR-20-HDTR-HT | 4460-5180 | 4460 | 5180 | Lutron Electronics | SCR-20-HDTR-HT.JPG | 27557782937 | SATIN 20 A TMPR RESIST HALF DIM RECPT HT | Claro, Satin, half dimming, tamper resistant receptacle, 20A/125V in hot |  | 2.3 | 4.5 |  | SCR-20-HDTR-HT.JPG | http://grandbrass.xologic.com/vendors/4460/large/SCR-20-HDTR-HT.JPG | [47 empty] | 0 | 0 | 0 | [6 empty] | 0 | 1 | 1 | EA | 1 | Lighting Controls |  |  | Electrical Distribution Equipment |  | Receptacles |  | Electrical Receptacles | White | [16 empty] | Traditional |  |  | Dimmers | [242 empty] | <a href="https://www.lutron.com/TechnicalDocumentLibrary/0301636.pdf" target="_blank">Installation Instructions</a> | [23 empty] | 10.000 DW |  |  | 2.3000 IN | [89 empty] | 1.000 EA | 1.000 EA | [35 empty] | No | [42 empty] | https://www.lutron.com/TechnicalDocumentLibrary/369269_ENG.pdf | [7 empty] | Shelf Stock | [39 empty] | 39121406 | [13 empty] | <a href="https://www.lutron.com/TechnicalDocumentLibrary/369-119_Wallbox_Warranty.pdf" target="_blank">Warranty Information</a> |  |  |  |  | 0.250 L | [14 empty] | 0 | 0 | 0 | 0 | Electrical | 2016-07-15 14:03 | 2024-07-20 11:15 | 0000-00-00 00:00:00 | 2025-11-29 02:00 | 0000-00-00 00:00:00
4 | Lutron Electronics | SCR-20-HDTR-MN | 4460-5182 | 4460 | 5182 | Lutron Electronics | SCR-20-HDTR-MN.JPG | 27557782999 | SATIN 20 A TMPR RESIST HALF DIM RECPT MN | Claro, Satin, half dimming, tamper resistant receptacle, 20A/125V in midnight |  | 2.3 | 4.5 |  | SCR-20-HDTR-MN.JPG | http://grandbrass.xologic.com/vendors/4460/large/SCR-20-HDTR-MN.JPG | [47 empty] | 0 | 0 | 0 | [6 empty] | 0 | 1 | 1 | EA | 1 | Lighting Controls |  |  | Electrical Distribution Equipment |  | Receptacles |  | Electrical Receptacles | White | [16 empty] | Traditional |  |  | Dimmers | [242 empty] | <a href="https://www.lutron.com/TechnicalDocumentLibrary/0301636.pdf" target="_blank">Installation Instructions</a> | [23 empty] | 10.000 DW |  |  | 2.3000 IN | [89 empty] | 1.000 EA | 1.000 EA | [35 empty] | No | [42 empty] | https://www.lutron.com/TechnicalDocumentLibrary/369269_ENG.pdf | [7 empty] | Shelf Stock | [39 empty] | 39121406 | [13 empty] | <a href="https://www.lutron.com/TechnicalDocumentLibrary/369-119_Wallbox_Warranty.pdf" target="_blank">Warranty Information</a> |  |  |  |  | 0.250 L | [14 empty] | 0 | 0 | 0 | 0 | Electrical | 2016-07-15 14:03 | 2024-07-20 11:12 | 0000-00-00 00:00:00 | 2025-11-29 02:00 | 0000-00-00 00:00:00 | [6 empty] | Midnight
4 | Lutron Electronics | SCR-20-HDTR-PD | 4460-5185 | 4460 | 5185 | Lutron Electronics | SCR-20-HDTR-PD.JPG | 27557783088 | SATIN 20 A TMPR RESIST HALF DIM RECPT PD | Claro, Satin, half dimming, tamper resistant receptacle, 20A/125V in palladium |  | 2.3 | 4.5 |  | SCR-20-HDTR-PD.JPG | http://grandbrass.xologic.com/vendors/4460/large/SCR-20-HDTR-PD.JPG | [47 empty] | 0 | 0 | 0 | [6 empty] | 0 | 1 | 1 | EA | 1 | Lighting Controls |  |  | Electrical Distribution Equipment |  | Receptacles |  | Electrical Receptacles | White | [16 empty] | Traditional |  |  | Dimmers | [242 empty] | <a href="https://www.lutron.com/TechnicalDocumentLibrary/0301636.pdf" target="_blank">Installation Instructions</a> | [23 empty] | 10.000 DW |  |  | 2.3000 IN | [89 empty] | 1.000 EA | 1.000 EA | [35 empty] | No | [42 empty] | https://www.lutron.com/TechnicalDocumentLibrary/369269_ENG.pdf | [7 empty] | Shelf Stock | [39 empty] | 39121406 | [13 empty] | <a href="https://www.lutron.com/TechnicalDocumentLibrary/369-119_Wallbox_Warranty.pdf" target="_blank">Warranty Information</a> |  |  |  |  | 0.250 L | [14 empty] | 0 | 0 | 0 | 0 | Electrical | 2016-07-15 14:03 | 2024-07-20 11:17 | 0000-00-00 00:00:00 | 2025-11-29 02:00 | 0000-00-00 00:00:00 | [6 empty] | Palladium
4 | Lutron Electronics | SCR-20-HDTR-SW | 4460-5190 | 4460 | 5190 | Lutron Electronics | SCR-20-HDTR-SW.jpg | 27557783231 | SATIN 20 A TMPR RESIST HALF DIM RECPT SW | Claro, Satin, half dimming, tamper resistant receptacle, 20A/125V in snow |  | 2.3 | 4.5 |  | SCR-20-HDTR-SW.jpg | http://grandbrass.xologic.com/vendors/4460/large/SCR-20-HDTR-SW.jpg | [47 empty] | 0 | 0 | 0 | [6 empty] | 0 | 1 | 1 | EA | 1 | Lighting Controls |  |  | Electrical Distribution Equipment |  | Receptacles |  | Electrical Receptacles | White | [16 empty] | Traditional |  |  | Dimmers | [242 empty] | <a href="https://www.lutron.com/TechnicalDocumentLibrary/0301636.pdf" target="_blank">Installation Instructions</a> | [23 empty] | 10.000 DW |  |  | 2.3000 IN | [89 empty] | 1.000 EA | 1.000 EA | [35 empty] | No | [42 empty] | https://www.lutron.com/TechnicalDocumentLibrary/369269_ENG.pdf | [7 empty] | Shelf Stock | [39 empty] | 39121406 | [13 empty] | <a href="https://www.lutron.com/TechnicalDocumentLibrary/369-119_Wallbox_Warranty.pdf" target="_blank">Warranty Information</a> |  |  |  |  | 0.250 L | [14 empty] | 0 | 0 | 0 | 0 | Electrical | 2016-07-15 14:03 | 2024-07-20 11:13 | 0000-00-00 00:00:00 | 2025-11-29 02:00 | 0000-00-00 00:00:00 | [6 empty] | Snow
4 | Lutron Electronics | SCR-20-HDTR-TP | 4460-5192 | 4460 | 5192 | Lutron Electronics | SCR-20-HDTR-TP.JPG | 27557783293 | SATIN 20 A TMPR RESIST HALF DIM RECPT TP | Claro, Satin, half dimming, tamper resistant receptacle, 20A/125V in taupe |  | 2.3 | 4.5 |  | SCR-20-HDTR-TP.JPG | http://grandbrass.xologic.com/vendors/4460/large/SCR-20-HDTR-TP.JPG | [47 empty] | 0 | 0 | 0 | [6 empty] | 0 | 1 | 1 | EA | 1 | Lighting Controls |  |  | Electrical Distribution Equipment |  | Receptacles |  | Electrical Receptacles | White | [16 empty] | Traditional |  |  | Dimmers | [242 empty] | <a href="https://www.lutron.com/TechnicalDocumentLibrary/0301636.pdf" target="_blank">Installation Instructions</a> | [23 empty] | 10.000 DW |  |  | 2.3000 IN | [89 empty] | 1.000 EA | 1.000 EA | [35 empty] | No | [42 empty] | https://www.lutron.com/TechnicalDocumentLibrary/369269_ENG.pdf | [7 empty] | Shelf Stock | [39 empty] | 39121406 | [13 empty] | <a href="https://www.lutron.com/TechnicalDocumentLibrary/369-119_Wallbox_Warranty.pdf" target="_blank">Warranty Information</a> |  |  |  |  | 0.250 L | [14 empty] | 0 | 0 | 0 | 0 | Electrical | 2016-07-15 14:04 | 2024-07-20 11:13 | 0000-00-00 00:00:00 | 2025-11-29 02:00 | 0000-00-00 00:00:00 | [6 empty] | Taupe
4 | Lutron Electronics | CAR-20-HDTR-LA | 4460-5194 | 4460 | 5194 | Lutron Electronics | CAR-20-HDTR-LA.png | 27557779692 | CLARO 20 A TMPR RESIST HALF DIM RECPT LA | Claro, Gloss, Half dimming, tamper resistant receptacle, 20A/125V in light almond |  | 2.3 | 4.5 |  | CAR-20-HDTR-LA.png | http://grandbrass.xologic.com/vendors/4460/large/CAR-20-HDTR-LA.png | [47 empty] | 0 | 0 | 0 | [6 empty] | 0 | 1 | 1 | EA | 1 | Lighting Controls |  |  | Electrical Distribution Equipment |  | Receptacles |  | Electrical Receptacles | White | [16 empty] | Traditional |  |  | Dimmers | [242 empty] | <a href="https://www.lutron.com/TechnicalDocumentLibrary/369269_ENG.pdf" target="_blank">Installation Instructions</a> | [23 empty] | 2.000 DW |  |  | 2.3000 IN | [89 empty] | 1.000 EA | 1.000 EA | [35 empty] | No | [42 empty] | https://www.lutron.com/TechnicalDocumentLibrary/369269_ENG.pdf | [7 empty] | Shelf Stock | [39 empty] | 39121406 | [13 empty] | <a href="https://www.lutron.com/TechnicalDocumentLibrary/369-119_Wallbox_Warranty.pdf" target="_blank">Warranty Information</a> |  |  |  |  | 0.200 L | [14 empty] | 0 | 0 | 0 | 0 | Electrical | 2016-07-15 14:04 | 2024-07-20 11:13 | 0000-00-00 00:00:00 | 2025-11-29 02:00 | 0000-00-00 00:00:00
4 | Lutron Electronics | CAR-20-HDTR-WH | 4460-5195 | 4460 | 5195 | Lutron Electronics | CAR-20-HDTR-WH.png | 27557779722 | CLARO 20 A TMPR RESIST HALF DIM RECPT WH | Claro, Gloss, Half dimming, tamper resistant receptacle, 20A/125V in white |  | 2.3 | 4.5 |  | CAR-20-HDTR-WH.png | http://grandbrass.xologic.com/vendors/4460/large/CAR-20-HDTR-WH.png | [47 empty] | 0 | 0 | 0 | [6 empty] | 0 | 1 | 1 | EA | 1 | Lighting Controls |  |  | Electrical Distribution Equipment |  | Receptacles |  | Electrical Receptacles | White | [16 empty] | Traditional |  |  | Dimmers | [242 empty] | <a href="https://www.lutron.com/TechnicalDocumentLibrary/369269_ENG.pdf" target="_blank">Installation Instructions</a> | [23 empty] | 10.000 DW |  |  | 2.3000 IN | [89 empty] | 1.000 EA | 1.000 EA | [35 empty] | No | [42 empty] | https://www.lutron.com/TechnicalDocumentLibrary/369269_ENG.pdf | [7 empty] | Shelf Stock | [39 empty] | 39121406 | [13 empty] | <a href="https://www.lutron.com/TechnicalDocumentLibrary/369-119_Wallbox_Warranty.pdf" target="_blank">Warranty Information</a> |  |  |  |  | 0.200 L | [14 empty] | 0 | 0 | 0 | 0 | Electrical | 2016-07-15 14:04 | 2024-07-20 11:20 | 0000-00-00 00:00:00 | 2025-11-29 02:00 | 0000-00-00 00:00:00 | [6 empty] | White
4 | Lutron Electronics | CAR-15-DDTR-AL | 4460-5196 | 4460 | 5196 | Lutron Electronics | CAR-15-DDTR-AL.png | 27557778916 | CLARO 15 A TMPR RESIST DUAL DIM RECPT AL | Claro, Gloss, Dual dimming, tamper resistant receptacle, 15A/125V in almond |  | 2.3 | 4.5 |  | CAR-15-DDTR-AL.png | http://grandbrass.xologic.com/vendors/4460/large/CAR-15-DDTR-AL.png | [47 empty] | 0 | 0 | 0 | [6 empty] | 0 | 1 | 1 | EA | 1 | Lighting Controls |  |  | Electrical Distribution Equipment |  | Receptacles |  | Electrical Receptacles | White | [16 empty] | Traditional |  |  | Dimmers | [242 empty] | <a href="https://www.lutron.com/TechnicalDocumentLibrary/0301636.pdf" target="_blank">Installation Instructions</a> | [23 empty] | 2.000 DW |  |  | 2.3000 IN | [89 empty] | 1.000 EA | 1.000 EA | [35 empty] | No | [42 empty] | https://www.lutron.com/TechnicalDocumentLibrary/369269_ENG.pdf | [7 empty] | Shelf Stock | [39 empty] | 39121406 | [13 empty] | <a href="https://www.lutron.com/TechnicalDocumentLibrary/369-119_Wallbox_Warranty.pdf" target="_blank">Warranty Information</a> |  |  |  |  | 0.250 L | [14 empty] | 0 | 0 | 0 | 0 | Electrical | 2016-07-15 14:04 | 2024-07-20 11:15 | 0000-00-00 00:00:00 | 2025-11-29 02:00 | 0000-00-00 00:00:00 | [6 empty] | Almond
4 | Lutron Electronics | CAR-15-DDTR-BL | 4460-5197 | 4460 | 5197 | Lutron Electronics | CAR-15-DDTR-BL.png | 27557778947 | CLARO 15 A TMPR RESIST DUAL DIM RECPT BL | Claro, Gloss, Dual dimming, tamper resistant receptacle, 15A/125V in black |  | 2.3 | 4.5 |  | CAR-15-DDTR-BL.png | http://grandbrass.xologic.com/vendors/4460/large/CAR-15-DDTR-BL.png | [47 empty] | 0 | 0 | 0 | [6 empty] | 0 | 1 | 1 | EA | 1 | Lighting Controls |  |  | Electrical Distribution Equipment |  | Receptacles |  | Electrical Receptacles | Black | [16 empty] | Traditional |  |  | Dimmers | [242 empty] | <a href="https://www.lutron.com/TechnicalDocumentLibrary/0301636.pdf" target="_blank">Installation Instructions</a> | [23 empty] | 10.000 DW |  |  | 2.3000 IN | [89 empty] | 1.000 EA | 1.000 EA | [35 empty] | No | [42 empty] | https://www.lutron.com/TechnicalDocumentLibrary/369269_ENG.pdf | [7 empty] | Shelf Stock | [39 empty] | 39121406 | [13 empty] | <a href="https://www.lutron.com/TechnicalDocumentLibrary/369-119_Wallbox_Warranty.pdf" target="_blank">Warranty Information</a> |  |  |  |  | 0.250 L | [14 empty] | 0 | 0 | 0 | 0 | Electrical | 2016-07-15 14:04 | 2024-07-20 11:13 | 0000-00-00 00:00:00 | 2025-11-29 02:00 | 0000-00-00 00:00:00 | [6 empty] | Black
4 | Lutron Electronics | CAR-15-DDTR-BR | 4460-5198 | 4460 | 5198 | Lutron Electronics | CAR-15-DDTR-BR.png | 27557778978 | CLARO 15 A TMPR RESIST DUAL DIM RECPT BR | Claro, Gloss, Dual dimming, tamper resistant receptacle, 15A/125V in brown |  | 2.3 | 4.5 |  | CAR-15-DDTR-BR.png | http://grandbrass.xologic.com/vendors/4460/large/CAR-15-DDTR-BR.png | [47 empty] | 0 | 0 | 0 | [6 empty] | 0 | 1 | 1 | EA | 1 | Lighting Controls |  |  | Electrical Distribution Equipment |  | Receptacles |  | Electrical Receptacles | Brown | [16 empty] | Traditional |  |  | Dimmers | [242 empty] | <a href="https://www.lutron.com/TechnicalDocumentLibrary/0301636.pdf" target="_blank">Installation Instructions</a> | [23 empty] | 10.000 DW |  |  | 2.3000 IN | [89 empty] | 1.000 EA | 1.000 EA | [35 empty] | No | [42 empty] | https://www.lutron.com/TechnicalDocumentLibrary/369269_ENG.pdf | [7 empty] | Shelf Stock | [39 empty] | 39121406 | [13 empty] | <a href="https://www.lutron.com/TechnicalDocumentLibrary/369-119_Wallbox_Warranty.pdf" target="_blank">Warranty Information</a> |  |  |  |  | 0.250 L | [14 empty] | 0 | 0 | 0 | 0 | Electrical | 2016-07-15 14:04 | 2024-07-20 11:13 | 0000-00-00 00:00:00 | 2025-11-29 02:00 | 0000-00-00 00:00:00 | [6 empty] | Brown
4 | Lutron Electronics | CAR-15-DDTR-GR | 4460-5199 | 4460 | 5199 | Lutron Electronics | CAR-15-DDTR-GR.png | 27557779005 | CLARO 15 A TMPR RESIST DUAL DIM RECPT GR | Claro, Gloss, Dual dimming, tamper resistant receptacle, 15A/125V in gray |  | 2.3 | 4.5 |  | CAR-15-DDTR-GR.png | http://grandbrass.xologic.com/vendors/4460/large/CAR-15-DDTR-GR.png | [47 empty] | 0 | 0 | 0 | [6 empty] | 0 | 1 | 1 | EA | 1 | Lighting Controls |  |  | Electrical Distribution Equipment |  | Receptacles |  | Electrical Receptacles | Gray | [16 empty] | Traditional |  |  | Dimmers | [242 empty] | <a href="https://www.lutron.com/TechnicalDocumentLibrary/0301636.pdf" target="_blank">Installation Instructions</a> | [23 empty] | 2.000 DW |  |  | 2.3000 IN | [89 empty] | 1.000 EA | 1.000 EA | [35 empty] | No | [42 empty] | https://www.lutron.com/TechnicalDocumentLibrary/369269_ENG.pdf | [7 empty] | Shelf Stock | [39 empty] | 39121406 | [13 empty] | <a href="https://www.lutron.com/TechnicalDocumentLibrary/369-119_Wallbox_Warranty.pdf" target="_blank">Warranty Information</a> |  |  |  |  | 0.250 L | [14 empty] | 0 | 0 | 0 | 0 | Electrical | 2016-07-15 14:04 | 2024-07-20 11:20 | 0000-00-00 00:00:00 | 2025-11-29 02:00 | 0000-00-00 00:00:00 | [6 empty] | Gray
4 | Lutron Electronics | CAR-15-DDTR-IV | 4460-5200 | 4460 | 5200 | Lutron Electronics | CAR-15-DDTR-IV.png | 27557779036 | CLARO 15 A TMPR RESIST DUAL DIM RECPT IV | Claro, Gloss, Dual dimming, tamper resistant receptacle, 15A/125V in ivory |  | 2.3 | 4.5 |  | CAR-15-DDTR-IV.png | http://grandbrass.xologic.com/vendors/4460/large/CAR-15-DDTR-IV.png | [47 empty] | 0 | 0 | 0 | [6 empty] | 0 | 1 | 1 | EA | 1 | Lighting Controls |  |  | Electrical Distribution Equipment |  | Receptacles |  | Electrical Receptacles | White | [16 empty] | Traditional |  |  | Dimmers | [242 empty] | <a href="https://www.lutron.com/TechnicalDocumentLibrary/0301636.pdf" target="_blank">Installation Instructions</a> | [23 empty] | 2.000 DW |  |  | 2.3000 IN | [89 empty] | 1.000 EA | 1.000 EA | [35 empty] | No | [42 empty] | https://www.lutron.com/TechnicalDocumentLibrary/369269_ENG.pdf | [7 empty] | Shelf Stock | [39 empty] | 39121406 | [13 empty] | <a href="https://www.lutron.com/TechnicalDocumentLibrary/369-119_Wallbox_Warranty.pdf" target="_blank">Warranty Information</a> |  |  |  |  | 0.250 L | [14 empty] | 0 | 0 | 0 | 0 | Electrical | 2016-07-15 14:04 | 2024-07-20 11:42 | 0000-00-00 00:00:00 | 2025-11-29 02:00 | 0000-00-00 00:00:00 | [6 empty] | Ivory
4 | Lutron Electronics | CAR-15-DDTR-LA | 4460-5201 | 4460 | 5201 | Lutron Electronics | CAR-15-DDTR-LA.png | 27557779067 | CLARO 15 A TMPR RESIST DUAL DIM RECPT LA | Claro, Gloss, Dual dimming, tamper resistant receptacle, 15A/125V in light almond |  | 2.3 | 4.5 |  | CAR-15-DDTR-LA.png | http://grandbrass.xologic.com/vendors/4460/large/CAR-15-DDTR-LA.png | [47 empty] | 0 | 0 | 0 | [6 empty] | 0 | 1 | 1 | EA | 1 | Lighting Controls |  |  | Electrical Distribution Equipment |  | Receptacles |  | Electrical Receptacles | White | [16 empty] | Traditional |  |  | Dimmers | [242 empty] | <a href="https://www.lutron.com/TechnicalDocumentLibrary/0301636.pdf" target="_blank">Installation Instructions</a> | [23 empty] | 2.000 DW |  |  | 2.3000 IN | [89 empty] | 1.000 EA | 1.000 EA | [35 empty] | No | [42 empty] | https://www.lutron.com/TechnicalDocumentLibrary/369269_ENG.pdf | [7 empty] | Shelf Stock | [39 empty] | 39121406 | [13 empty] | <a href="https://www.lutron.com/TechnicalDocumentLibrary/369-119_Wallbox_Warranty.pdf" target="_blank">Warranty Information</a> |  |  |  |  | 0.250 L | [14 empty] | 0 | 0 | 0 | 0 | Electrical | 2016-07-15 14:04 | 2024-07-20 11:14 | 0000-00-00 00:00:00 | 2025-11-29 02:00 | 0000-00-00 00:00:00
4 | Lutron Electronics | CAR-15-DDTR-WH | 4460-5202 | 4460 | 5202 | Lutron Electronics | CAR-15-DDTR-WH.png | 27557779098 | CLARO 15 A TMPR RESIST DUAL DIM RECPT WH | Claro, Gloss, Dual dimming, tamper resistant receptacle, 15A/125V in white |  | 2.3 | 4.5 |  | CAR-15-DDTR-WH.png | http://grandbrass.xologic.com/vendors/4460/large/CAR-15-DDTR-WH.png | [47 empty] | 0 | 0 | 0 | [6 empty] | 0 | 1 | 1 | EA | 1 | Lighting Controls |  |  | Electrical Distribution Equipment |  | Receptacles |  | Electrical Receptacles | White | [16 empty] | Traditional |  |  | Dimmers | [242 empty] | <a href="https://www.lutron.com/TechnicalDocumentLibrary/0301636.pdf" target="_blank">Installation Instructions</a> | [23 empty] | 20.000 DW |  |  | 2.3000 IN | [89 empty] | 1.000 EA | 1.000 EA | [35 empty] | No | [42 empty] | https://www.lutron.com/TechnicalDocumentLibrary/369269_ENG.pdf | [7 empty] | Shelf Stock | [39 empty] | 39121406 | [13 empty] | <a href="https://www.lutron.com/TechnicalDocumentLibrary/369-119_Wallbox_Warranty.pdf" target="_blank">Warranty Information</a> |  |  |  |  | 0.250 L | [14 empty] | 0 | 0 | 0 | 0 | Electrical | 2016-07-15 14:04 | 2024-07-20 11:17 | 0000-00-00 00:00:00 | 2025-11-29 02:00 | 0000-00-00 00:00:00 | [6 empty] | White
4 | Lutron Electronics | CAR-15-HDTR-AL | 4460-5203 | 4460 | 5203 | Lutron Electronics | CAR-15-HDTR-AL.png | 27557779128 | CLARO 15 A TMPR RESIST HALF DIM RECPT AL | Claro, Gloss, Half dimming, tamper resistant receptacle, 15A/125V in almond |  | 2.3 | 4.5 |  | CAR-15-HDTR-AL.png | http://grandbrass.xologic.com/vendors/4460/large/CAR-15-HDTR-AL.png | [47 empty] | 0 | 0 | 0 | [6 empty] | 0 | 1 | 1 | EA | 1 | Lighting Controls |  |  | Electrical Distribution Equipment |  | Receptacles |  | Electrical Receptacles | White | [16 empty] | Traditional |  |  | Dimmers | [242 empty] | <a href="https://www.lutron.com/TechnicalDocumentLibrary/0301636.pdf" target="_blank">Installation Instructions</a> | [23 empty] | 2.000 DW |  |  | 2.3000 IN | [89 empty] | 1.000 EA | 1.000 EA | [35 empty] | No | [42 empty] | https://www.lutron.com/TechnicalDocumentLibrary/369269_ENG.pdf | [7 empty] | Shelf Stock | [39 empty] | 39121406 | [13 empty] | <a href="https://www.lutron.com/TechnicalDocumentLibrary/369-119_Wallbox_Warranty.pdf" target="_blank">Warranty Information</a> |  |  |  |  | 0.150 L | [14 empty] | 0 | 0 | 0 | 0 | Electrical | 2016-07-15 14:04 | 2024-07-20 11:15 | 0000-00-00 00:00:00 | 2025-11-29 02:00 | 0000-00-00 00:00:00 | [6 empty] | Almond
4 | Lutron Electronics | CAR-15-HDTR-BL | 4460-5204 | 4460 | 5204 | Lutron Electronics | CAR-15-HDTR-BL.png | 27557779159 | CLARO 15 A TMPR RESIST HALF DIM RECPT BL | Claro, Gloss, Half dimming, tamper resistant receptacle, 15A/125V in black |  | 2.3 | 4.5 |  | CAR-15-HDTR-BL.png | http://grandbrass.xologic.com/vendors/4460/large/CAR-15-HDTR-BL.png | [47 empty] | 0 | 0 | 0 | [6 empty] | 0 | 1 | 1 | EA | 1 | Lighting Controls |  |  | Electrical Distribution Equipment |  | Receptacles |  | Electrical Receptacles | Black | [16 empty] | Traditional |  |  | Dimmers | [242 empty] | <a href="https://www.lutron.com/TechnicalDocumentLibrary/0301636.pdf" target="_blank">Installation Instructions</a> | [23 empty] | 2.000 DW |  |  | 2.3000 IN | [89 empty] | 1.000 EA | 1.000 EA | [35 empty] | No | [42 empty] | https://www.lutron.com/TechnicalDocumentLibrary/369269_ENG.pdf | [7 empty] | Shelf Stock | [39 empty] | 39121406 | [13 empty] | <a href="https://www.lutron.com/TechnicalDocumentLibrary/369-119_Wallbox_Warranty.pdf" target="_blank">Warranty Information</a> |  |  |  |  | 0.250 L | [14 empty] | 0 | 0 | 0 | 0 | Electrical | 2016-07-15 14:04 | 2024-07-20 11:10 | 0000-00-00 00:00:00 | 2025-11-29 02:00 | 0000-00-00 00:00:00 | [6 empty] | Black
4 | Lutron Electronics | CAR-15-HDTR-GR | 4460-5206 | 4460 | 5206 | Lutron Electronics | CAR-15-HDTR-GR.png | 27557779210 | CLARO 15 A TMPR RESIST HALF DIM RECPT GR | Claro, Gloss, Half dimming, tamper resistant receptacle, 15A/125V in gray |  | 2.3 | 4.5 |  | CAR-15-HDTR-GR.png | http://grandbrass.xologic.com/vendors/4460/large/CAR-15-HDTR-GR.png | [47 empty] | 0 | 0 | 0 | [6 empty] | 0 | 1 | 1 | EA | 1 | Lighting Controls |  |  | Electrical Distribution Equipment |  | Receptacles |  | Electrical Receptacles | Gray | [16 empty] | Traditional |  |  | Dimmers | [242 empty] | <a href="https://www.lutron.com/TechnicalDocumentLibrary/0301636.pdf" target="_blank">Installation Instructions</a> | [23 empty] | 2.000 DW |  |  | 2.3000 IN | [89 empty] | 1.000 EA | 1.000 EA | [35 empty] | No | [42 empty] | https://www.lutron.com/TechnicalDocumentLibrary/369269_ENG.pdf | [7 empty] | Shelf Stock | [39 empty] | 39121406 | [13 empty] | <a href="https://www.lutron.com/TechnicalDocumentLibrary/369-119_Wallbox_Warranty.pdf" target="_blank">Warranty Information</a> |  |  |  |  | 0.150 L | [14 empty] | 0 | 0 | 0 | 0 | Electrical | 2016-07-15 14:04 | 2024-07-20 11:15 | 0000-00-00 00:00:00 | 2025-11-29 02:00 | 0000-00-00 00:00:00 | [6 empty] | Gray
4 | Lutron Electronics | CAR-15-HDTR-IV | 4460-5207 | 4460 | 5207 | Lutron Electronics | CAR-15-HDTR-IV.png | 27557779241 | CLARO 15 A TMPR RESIST HALF DIM RECPT IV | Claro, Gloss, Half dimming, tamper resistant receptacle, 15A/125V in ivory |  | 2.3 | 4.5 |  | CAR-15-HDTR-IV.png | http://grandbrass.xologic.com/vendors/4460/large/CAR-15-HDTR-IV.png | [47 empty] | 0 | 0 | 0 | [6 empty] | 0 | 1 | 1 | EA | 1 | Lighting Controls |  |  | Electrical Distribution Equipment |  | Receptacles |  | Electrical Receptacles | White | [16 empty] | Traditional |  |  | Dimmers | [242 empty] | <a href="https://www.lutron.com/TechnicalDocumentLibrary/0301636.pdf" target="_blank">Installation Instructions</a> | [23 empty] | 2.000 DW |  |  | 2.3000 IN | [89 empty] | 1.000 EA | 1.000 EA | [35 empty] | No | [42 empty] | https://www.lutron.com/TechnicalDocumentLibrary/369269_ENG.pdf | [7 empty] | Shelf Stock | [39 empty] | 39121406 | [13 empty] | <a href="https://www.lutron.com/TechnicalDocumentLibrary/369-119_Wallbox_Warranty.pdf" target="_blank">Warranty Information</a> |  |  |  |  | 0.150 L | [14 empty] | 0 | 0 | 0 | 0 | Electrical | 2016-07-15 14:04 | 2024-07-20 11:10 | 0000-00-00 00:00:00 | 2025-11-29 02:00 | 0000-00-00 00:00:00 | [6 empty] | Ivory
4 | Lutron Electronics | CAR-15-HDTR-LA | 4460-5208 | 4460 | 5208 | Lutron Electronics | CAR-15-HDTR-LA.png | 27557779272 | CLARO 15 A TMPR RESIST HALF DIM RECPT LA | Claro, Gloss, Half dimming, tamper resistant receptacle, 15A/125V in light almond |  | 2.3 | 4.5 |  | CAR-15-HDTR-LA.png | http://grandbrass.xologic.com/vendors/4460/large/CAR-15-HDTR-LA.png | [47 empty] | 0 | 0 | 0 | [6 empty] | 0 | 1 | 1 | EA | 1 | Lighting Controls |  |  | Electrical Distribution Equipment |  | Receptacles |  | Electrical Receptacles | White | [16 empty] | Traditional |  |  | Dimmers | [242 empty] | <a href="https://www.lutron.com/TechnicalDocumentLibrary/0301636.pdf" target="_blank">Installation Instructions</a> | [23 empty] | 2.000 DW |  |  | 2.3000 IN | [89 empty] | 1.000 EA | 1.000 EA | [35 empty] | No | [42 empty] | https://www.lutron.com/TechnicalDocumentLibrary/369269_ENG.pdf | [7 empty] | Shelf Stock | [39 empty] | 39121406 | [13 empty] | <a href="https://www.lutron.com/TechnicalDocumentLibrary/369-119_Wallbox_Warranty.pdf" target="_blank">Warranty Information</a> |  |  |  |  | 0.150 L | [14 empty] | 0 | 0 | 0 | 0 | Electrical | 2016-07-15 14:04 | 2024-07-20 11:15 | 0000-00-00 00:00:00 | 2025-11-29 02:00 | 0000-00-00 00:00:00
4 | Lutron Electronics | CAR-15-HDTR-WH | 4460-5209 | 4460 | 5209 | Lutron Electronics | CAR-15-HDTR-WH.jpg | 27557779302 | CLARO 15 A TMPR RESIST HALF DIM RECPT WH | Claro, Gloss, Half dimming, tamper resistant receptacle, 15A/125V in white |  | 2.3 | 4.5 |  | CAR-15-HDTR-WH.jpg | http://grandbrass.xologic.com/vendors/4460/large/CAR-15-HDTR-WH.jpg | [47 empty] | 0 | 0 | 0 | [6 empty] | 0 | 1 | 1 | EA | 1 | Lighting Controls |  |  | Electrical Distribution Equipment |  | Receptacles |  | Electrical Receptacles | White | [16 empty] | Traditional |  |  | Dimmers | [242 empty] | <a href="https://www.lutron.com/TechnicalDocumentLibrary/0301636.pdf" target="_blank">Installation Instructions</a> | [23 empty] | 10.000 DW |  |  | 2.3000 IN | [89 empty] | 1.000 EA | 1.000 EA | [35 empty] | No | [42 empty] | https://www.lutron.com/TechnicalDocumentLibrary/369269_ENG.pdf | [7 empty] | Shelf Stock | [39 empty] | 39121406 | [13 empty] | <a href="https://www.lutron.com/TechnicalDocumentLibrary/369-119_Wallbox_Warranty.pdf" target="_blank">Warranty Information</a> |  |  |  |  | 0.150 L | [14 empty] | 0 | 0 | 0 | 0 | Electrical | 2016-07-15 14:04 | 2024-07-20 11:20 | 0000-00-00 00:00:00 | 2025-11-29 02:00 | 0000-00-00 00:00:00 | [6 empty] | White
4 | Lutron Electronics | CAR-20-DDTR-AL | 4460-5210 | 4460 | 5210 | Lutron Electronics | CAR-20-DDTR-AL.png | 27557779333 | CLARO 20 A TMPR RESIST DUAL DIM RECPT AL | Claro, Gloss, Dual dimming, tamper resistant receptacle, 20A/125V in almond |  | 2.3 | 4.5 |  | CAR-20-DDTR-AL.png | http://grandbrass.xologic.com/vendors/4460/large/CAR-20-DDTR-AL.png | [47 empty] | 0 | 0 | 0 | [6 empty] | 0 | 1 | 1 | EA | 1 | Lighting Controls |  |  | Electrical Distribution Equipment |  | Receptacles |  | Electrical Receptacles | White | [16 empty] | Traditional |  |  | Dimmers | [242 empty] | <a href="https://www.lutron.com/TechnicalDocumentLibrary/369269_ENG.pdf" target="_blank">Installation Instructions</a> | [23 empty] | 5.000 DW |  |  | 2.3000 IN | [89 empty] | 1.000 EA | 1.000 EA | [35 empty] | No | [42 empty] | https://www.lutron.com/TechnicalDocumentLibrary/369269_ENG.pdf | [7 empty] | Shelf Stock | [39 empty] | 39121406 | [13 empty] | <a href="https://www.lutron.com/TechnicalDocumentLibrary/369-119_Wallbox_Warranty.pdf" target="_blank">Warranty Information</a> |  |  |  |  | 0.250 L | [14 empty] | 0 | 0 | 0 | 0 | Electrical | 2016-07-15 14:04 | 2024-07-20 11:11 | 0000-00-00 00:00:00 | 2025-11-29 02:00 | 0000-00-00 00:00:00 | [6 empty] | Almond
4 | Lutron Electronics | CAR-20-DDTR-BL | 4460-5211 | 4460 | 5211 | Lutron Electronics | CAR-20-DDTR-BL.png | 27557779364 | CLARO 20 A TMPR RESIST DUAL DIM RECPT BL | Claro, Gloss, Dual dimming, tamper resistant receptacle, 20A/125V in black |  | 2.3 | 4.5 |  | CAR-20-DDTR-BL.png | http://grandbrass.xologic.com/vendors/4460/large/CAR-20-DDTR-BL.png | [47 empty] | 0 | 0 | 0 | [6 empty] | 0 | 1 | 1 | EA | 1 | Lighting Controls |  |  | Electrical Distribution Equipment |  | Receptacles |  | Electrical Receptacles | Black | [16 empty] | Traditional |  |  | Dimmers | [242 empty] | <a href="https://www.lutron.com/TechnicalDocumentLibrary/369269_ENG.pdf" target="_blank">Installation Instructions</a> | [23 empty] | 2.000 DW |  |  | 2.3000 IN | [89 empty] | 1.000 EA | 1.000 EA | [35 empty] | No | [42 empty] | https://www.lutron.com/TechnicalDocumentLibrary/369269_ENG.pdf | [7 empty] | Shelf Stock | [39 empty] | 39121406 | [13 empty] | <a href="https://www.lutron.com/TechnicalDocumentLibrary/369-119_Wallbox_Warranty.pdf" target="_blank">Warranty Information</a> |  |  |  |  | 0.250 L | [14 empty] | 0 | 0 | 0 | 0 | Electrical | 2016-07-15 14:04 | 2024-07-20 11:10 | 0000-00-00 00:00:00 | 2025-11-29 02:00 | 0000-00-00 00:00:00 | [6 empty] | Black
4 | Lutron Electronics | CAR-20-DDTR-BR | 4460-5212 | 4460 | 5212 | Lutron Electronics | CAR-20-DDTR-BR.png | 27557779395 | CLARO 20 A TMPR RESIST DUAL DIM RECPT BR | Claro, Gloss, Dual dimming, tamper resistant receptacle, 20A/125V in brown |  | 2.3 | 4.5 |  | CAR-20-DDTR-BR.png | http://grandbrass.xologic.com/vendors/4460/large/CAR-20-DDTR-BR.png | [47 empty] | 0 | 0 | 0 | [6 empty] | 0 | 1 | 1 | EA | 1 | Lighting Controls |  |  | Electrical Distribution Equipment |  | Receptacles |  | Electrical Receptacles | Brown | [16 empty] | Traditional |  |  | Dimmers | [242 empty] | <a href="https://www.lutron.com/TechnicalDocumentLibrary/369269_ENG.pdf" target="_blank">Installation Instructions</a> | [23 empty] | 2.000 DW |  |  | 2.3000 IN | [89 empty] | 1.000 EA | 1.000 EA | [35 empty] | No | [42 empty] | https://www.lutron.com/TechnicalDocumentLibrary/369269_ENG.pdf | [7 empty] | Shelf Stock | [39 empty] | 39121406 | [13 empty] | <a href="https://www.lutron.com/TechnicalDocumentLibrary/369-119_Wallbox_Warranty.pdf" target="_blank">Warranty Information</a> |  |  |  |  | 0.250 L | [14 empty] | 0 | 0 | 0 | 0 | Electrical | 2016-07-15 14:04 | 2024-07-20 11:20 | 0000-00-00 00:00:00 | 2025-11-29 02:00 | 0000-00-00 00:00:00 | [6 empty] | Brown
4 | Lutron Electronics | CAR-20-DDTR-GR | 4460-5213 | 4460 | 5213 | Lutron Electronics | CAR-20-DDTR-GR.png | 27557779425 | CLARO 20 A TMPR RESIST DUAL DIM RECPT GR | Claro, Gloss, Dual dimming, tamper resistant receptacle, 20A/125V in gray |  | 2.3 | 4.5 |  | CAR-20-DDTR-GR.png | http://grandbrass.xologic.com/vendors/4460/large/CAR-20-DDTR-GR.png | [47 empty] | 0 | 0 | 0 | [6 empty] | 0 | 1 | 1 | EA | 1 | Lighting Controls |  |  | Electrical Distribution Equipment |  | Receptacles |  | Electrical Receptacles | Gray | [16 empty] | Traditional |  |  | Dimmers | [242 empty] | <a href="https://www.lutron.com/TechnicalDocumentLibrary/369269_ENG.pdf" target="_blank">Installation Instructions</a> | [23 empty] | 2.000 DW |  |  | 2.3000 IN | [89 empty] | 1.000 EA | 1.000 EA | [35 empty] | No | [42 empty] | https://www.lutron.com/TechnicalDocumentLibrary/369269_ENG.pdf | [7 empty] | Shelf Stock | [39 empty] | 39121406 | [13 empty] | <a href="https://www.lutron.com/TechnicalDocumentLibrary/369-119_Wallbox_Warranty.pdf" target="_blank">Warranty Information</a> |  |  |  |  | 0.250 L | [14 empty] | 0 | 0 | 0 | 0 | Electrical | 2016-07-15 14:04 | 2024-07-20 11:16 | 0000-00-00 00:00:00 | 2025-11-29 02:00 | 0000-00-00 00:00:00 | [6 empty] | Gray
4 | Lutron Electronics | CAR-20-DDTR-IV | 4460-5214 | 4460 | 5214 | Lutron Electronics | CAR-20-DDTR-IV.png | 27557779456 | CLARO 20 A TMPR RESIST DUAL DIM RECPT IV | Claro, Gloss, Dual dimming, tamper resistant receptacle, 20A/125V in ivory |  | 2.3 | 4.5 |  | CAR-20-DDTR-IV.png | http://grandbrass.xologic.com/vendors/4460/large/CAR-20-DDTR-IV.png | [47 empty] | 0 | 0 | 0 | [6 empty] | 0 | 1 | 1 | EA | 1 | Lighting Controls |  |  | Electrical Distribution Equipment |  | Receptacles |  | Electrical Receptacles | White | [16 empty] | Traditional |  |  | Dimmers | [242 empty] | <a href="https://www.lutron.com/TechnicalDocumentLibrary/369269_ENG.pdf" target="_blank">Installation Instructions</a> | [23 empty] | 2.000 DW |  |  | 2.3000 IN | [89 empty] | 1.000 EA | 1.000 EA | [35 empty] | No | [42 empty] | https://www.lutron.com/TechnicalDocumentLibrary/369269_ENG.pdf | [7 empty] | Shelf Stock | [39 empty] | 39121406 | [13 empty] | <a href="https://www.lutron.com/TechnicalDocumentLibrary/369-119_Wallbox_Warranty.pdf" target="_blank">Warranty Information</a> |  |  |  |  | 0.250 L | [14 empty] | 0 | 0 | 0 | 0 | Electrical | 2016-07-15 14:04 | 2024-07-20 11:42 | 0000-00-00 00:00:00 | 2025-11-29 02:00 | 0000-00-00 00:00:00 | [6 empty] | Ivory
4 | Lutron Electronics | CAR-20-DDTR-LA | 4460-5215 | 4460 | 5215 | Lutron Electronics | CAR-20-DDTR-LA.png | 27557779487 | CLARO 20 A TMPR RESIST DUAL DIM RECPT LA | Claro, Gloss, Dual dimming, tamper resistant receptacle, 20A/125V in light almond |  | 2.3 | 4.5 |  | CAR-20-DDTR-LA.png | http://grandbrass.xologic.com/vendors/4460/large/CAR-20-DDTR-LA.png | [47 empty] | 0 | 0 | 0 | [6 empty] | 0 | 1 | 1 | EA | 1 | Lighting Controls |  |  | Electrical Distribution Equipment |  | Receptacles |  | Electrical Receptacles | White | [16 empty] | Traditional |  |  | Dimmers | [242 empty] | <a href="https://www.lutron.com/TechnicalDocumentLibrary/369269_ENG.pdf" target="_blank">Installation Instructions</a> | [23 empty] | 2.000 DW |  |  | 2.3000 IN | [89 empty] | 1.000 EA | 1.000 EA | [35 empty] | No | [42 empty] | https://www.lutron.com/TechnicalDocumentLibrary/369269_ENG.pdf | [7 empty] | Shelf Stock | [39 empty] | 39121406 | [13 empty] | <a href="https://www.lutron.com/TechnicalDocumentLibrary/369-119_Wallbox_Warranty.pdf" target="_blank">Warranty Information</a> |  |  |  |  | 0.250 L | [14 empty] | 0 | 0 | 0 | 0 | Electrical | 2016-07-15 14:04 | 2024-07-20 11:42 | 0000-00-00 00:00:00 | 2025-11-29 02:00 | 0000-00-00 00:00:00
4 | Lutron Electronics | CAR-20-DDTR-WH | 4460-5216 | 4460 | 5216 | Lutron Electronics | CAR-20-DDTR-WH.png | 27557779517 | CLARO 20 A TMPR RESIST DUAL DIM RECPT WH | Claro, Gloss, Dual dimming, tamper resistant receptacle, 20A/125V in white |  | 2.3 | 4.5 |  | CAR-20-DDTR-WH.png | http://grandbrass.xologic.com/vendors/4460/large/CAR-20-DDTR-WH.png | [47 empty] | 0 | 0 | 0 | [6 empty] | 0 | 1 | 1 | EA | 1 | Lighting Controls |  |  | Electrical Distribution Equipment |  | Receptacles |  | Electrical Receptacles | White | [16 empty] | Traditional |  |  | Dimmers | [242 empty] | <a href="https://www.lutron.com/TechnicalDocumentLibrary/369269_ENG.pdf" target="_blank">Installation Instructions</a> | [23 empty] | 15.000 DW |  |  | 2.3000 IN | [89 empty] | 1.000 EA | 1.000 EA | [35 empty] | No | [42 empty] | https://www.lutron.com/TechnicalDocumentLibrary/369269_ENG.pdf | [7 empty] | Shelf Stock | [39 empty] | 39121406 | [13 empty] | <a href="https://www.lutron.com/TechnicalDocumentLibrary/369-119_Wallbox_Warranty.pdf" target="_blank">Warranty Information</a> |  |  |  |  | 0.250 L | [14 empty] | 0 | 0 | 0 | 0 | Electrical | 2016-07-15 14:04 | 2024-07-20 11:20 | 0000-00-00 00:00:00 | 2025-11-29 02:00 | 0000-00-00 00:00:00 | [6 empty] | White
4 | Lutron Electronics | CAR-20-HDTR-AL | 4460-5217 | 4460 | 5217 | Lutron Electronics | CAR-20-HDTR-AL.png | 27557779548 | CLARO 20 A TMPR RESIST HALF DIM RECPT AL | Claro, Gloss, Half dimming, tamper resistant receptacle, 20A/125V in almond |  | 2.3 | 4.5 |  | CAR-20-HDTR-AL.png | http://grandbrass.xologic.com/vendors/4460/large/CAR-20-HDTR-AL.png | [47 empty] | 0 | 0 | 0 | [6 empty] | 0 | 1 | 1 | EA | 1 | Lighting Controls |  |  | Electrical Distribution Equipment |  | Receptacles |  | Electrical Receptacles | White | [16 empty] | Traditional |  |  | Dimmers | [242 empty] | <a href="https://www.lutron.com/TechnicalDocumentLibrary/369269_ENG.pdf" target="_blank">Installation Instructions</a> | [23 empty] | 2.000 DW |  |  | 2.3000 IN | [89 empty] | 1.000 EA | 1.000 EA | [35 empty] | No | [42 empty] | https://www.lutron.com/TechnicalDocumentLibrary/369269_ENG.pdf | [7 empty] | Shelf Stock | [39 empty] | 39121406 | [13 empty] | <a href="https://www.lutron.com/TechnicalDocumentLibrary/369-119_Wallbox_Warranty.pdf" target="_blank">Warranty Information</a> |  |  |  |  | 0.200 L | [14 empty] | 0 | 0 | 0 | 0 | Electrical | 2016-07-15 14:04 | 2024-07-20 11:20 | 0000-00-00 00:00:00 | 2025-11-29 02:00 | 0000-00-00 00:00:00 | [6 empty] | Almond
4 | Lutron Electronics | CAR-20-HDTR-BL | 4460-5218 | 4460 | 5218 | Lutron Electronics | CAR-20-HDTR-BL.png | 27557779579 | CLARO 20 A TMPR RESIST HALF DIM RECPT BL | Claro, Gloss, Half dimming, tamper resistant receptacle, 20A/125V in black |  | 2.3 | 4.5 |  | CAR-20-HDTR-BL.png | http://grandbrass.xologic.com/vendors/4460/large/CAR-20-HDTR-BL.png | [47 empty] | 0 | 0 | 0 | [6 empty] | 0 | 1 | 1 | EA | 1 | Lighting Controls |  |  | Electrical Distribution Equipment |  | Receptacles |  | Electrical Receptacles | Black | [16 empty] | Traditional |  |  | Dimmers | [242 empty] | <a href="https://www.lutron.com/TechnicalDocumentLibrary/369269_ENG.pdf" target="_blank">Installation Instructions</a> | [23 empty] | 2.000 DW |  |  | 2.3000 IN | [89 empty] | 1.000 EA | 1.000 EA | [35 empty] | No | [42 empty] | https://www.lutron.com/TechnicalDocumentLibrary/369269_ENG.pdf | [7 empty] | Shelf Stock | [39 empty] | 39121406 | [13 empty] | <a href="https://www.lutron.com/TechnicalDocumentLibrary/369-119_Wallbox_Warranty.pdf" target="_blank">Warranty Information</a> |  |  |  |  | 0.200 L | [14 empty] | 0 | 0 | 0 | 0 | Electrical | 2016-07-15 14:04 | 2024-07-20 11:19 | 0000-00-00 00:00:00 | 2025-11-29 02:00 | 0000-00-00 00:00:00 | [6 empty] | Black
4 | Lutron Electronics | CAR-20-HDTR-BR | 4460-5219 | 4460 | 5219 | Lutron Electronics | CAR-20-HDTR-BR.png | 27557779609 | CLARO 20 A TMPR RESIST HALF DIM RECPT BR | Claro, Gloss, Half dimming, tamper resistant receptacle, 20A/125V in brown |  | 2.3 | 4.5 |  | CAR-20-HDTR-BR.png | http://grandbrass.xologic.com/vendors/4460/large/CAR-20-HDTR-BR.png | [47 empty] | 0 | 0 | 0 | [6 empty] | 0 | 1 | 1 | EA | 1 | Lighting Controls |  |  | Electrical Distribution Equipment |  | Receptacles |  | Electrical Receptacles | Brown | [16 empty] | Traditional |  |  | Dimmers | [242 empty] | <a href="https://www.lutron.com/TechnicalDocumentLibrary/369269_ENG.pdf" target="_blank">Installation Instructions</a> | [23 empty] | 2.000 DW |  |  | 2.3000 IN | [89 empty] | 1.000 EA | 1.000 EA | [35 empty] | No | [42 empty] | https://www.lutron.com/TechnicalDocumentLibrary/369269_ENG.pdf | [7 empty] | Shelf Stock | [39 empty] | 39121406 | [13 empty] | <a href="https://www.lutron.com/TechnicalDocumentLibrary/369-119_Wallbox_Warranty.pdf" target="_blank">Warranty Information</a> |  |  |  |  | 0.200 L | [14 empty] | 0 | 0 | 0 | 0 | Electrical | 2016-07-15 14:04 | 2024-07-20 11:11 | 0000-00-00 00:00:00 | 2025-11-29 02:00 | 0000-00-00 00:00:00 | [6 empty] | Brown
4 | Lutron Electronics | CAR-20-HDTR-GR | 4460-5220 | 4460 | 5220 | Lutron Electronics | CAR-20-HDTR-GR.png | 27557779630 | CLARO 20 A TMPR RESIST HALF DIM RECPT GR | Claro, Gloss, Half dimming, tamper resistant receptacle, 20A/125V in gray |  | 2.3 | 4.5 |  | CAR-20-HDTR-GR.png | http://grandbrass.xologic.com/vendors/4460/large/CAR-20-HDTR-GR.png | [47 empty] | 0 | 0 | 0 | [6 empty] | 0 | 1 | 1 | EA | 1 | Lighting Controls |  |  | Electrical Distribution Equipment |  | Receptacles |  | Electrical Receptacles | Gray | [16 empty] | Traditional |  |  | Dimmers | [242 empty] | <a href="https://www.lutron.com/TechnicalDocumentLibrary/369269_ENG.pdf" target="_blank">Installation Instructions</a> | [23 empty] | 2.000 DW |  |  | 2.3000 IN | [89 empty] | 1.000 EA | 1.000 EA | [35 empty] | No | [42 empty] | https://www.lutron.com/TechnicalDocumentLibrary/369269_ENG.pdf | [7 empty] | Shelf Stock | [39 empty] | 39121406 | [13 empty] | <a href="https://www.lutron.com/TechnicalDocumentLibrary/369-119_Wallbox_Warranty.pdf" target="_blank">Warranty Information</a> |  |  |  |  | 0.200 L | [14 empty] | 0 | 0 | 0 | 0 | Electrical | 2016-07-15 14:04 | 2024-07-20 11:13 | 0000-00-00 00:00:00 | 2025-11-29 02:00 | 0000-00-00 00:00:00 | [6 empty] | Gray
4 | Lutron Electronics | NTR-15-DDTR-AL | 4460-5221 | 4460 | 5221 | Lutron Electronics | NTR-15-DDTR-AL.png | 27557779753 | NOVAT 15 A TMPR RESIST DUAL DIM RECPT AL | Architectural, dual dimming, tamper resistant receptacle (Gloss), 15A/125V in almond |  | 5.3 | 5.4 |  | NTR-15-DDTR-AL.png | http://grandbrass.xologic.com/vendors/4460/large/NTR-15-DDTR-AL.png | [47 empty] | 0 | 0 | 0 | [6 empty] | 0 | 1 | 1 | EA | 1 | Lighting Controls |  |  | Electrical Distribution Equipment |  | Receptacles |  | Electrical Receptacles | Brown | [19 empty] | Dimmers | [242 empty] | <a href="https://www.lutron.com/TechnicalDocumentLibrary/0301636.pdf" target="_blank">Installation Instructions</a> | [23 empty] | 2.000 DW |  |  | 4.0000 IN | [7 empty] | <a href="https://www.lutron.com/TechnicalDocumentLibrary/NovaT_Accessories.pdf" target="_blank">Line Drawing</a> | [81 empty] | 1.000 EA | 1.000 EA | [35 empty] | No | [42 empty] | https://www.lutron.com/TechnicalDocumentLibrary/369269_ENG.pdf | [7 empty] | Shelf Stock | [39 empty] | 39121406 | [13 empty] | <a href="https://www.lutron.com/TechnicalDocumentLibrary/369-119_Wallbox_Warranty.pdf" target="_blank">Warranty Information</a> |  |  |  |  | 0.350 L | [14 empty] | 0 | 0 | 0 | 0 | Electrical | 2016-07-15 14:04 | 2024-07-20 11:13 | 0000-00-00 00:00:00 | 2025-11-29 02:00 | 0000-00-00 00:00:00 | [6 empty] | Almond
4 | Lutron Electronics | NTR-15-DDTR-BE | 4460-5222 | 4460 | 5222 | Lutron Electronics | NTR-15-DDTR-BE.png | 27557779784 | NOVAT 15 A TMPR RESIST DUAL DIM RECPT BE | Architectural, dual dimming, tamper resistant receptacle (Gloss), 15A/125V in beige |  | 5.3 | 5.4 |  | NTR-15-DDTR-BE.png | http://grandbrass.xologic.com/vendors/4460/large/NTR-15-DDTR-BE.png | [47 empty] | 0 | 0 | 0 | [6 empty] | 0 | 1 | 1 | EA | 1 | Lighting Controls |  |  | Electrical Distribution Equipment |  | Receptacles |  | Electrical Receptacles | White | [19 empty] | Dimmers | [242 empty] | <a href="https://www.lutron.com/TechnicalDocumentLibrary/0301636.pdf" target="_blank">Installation Instructions</a> | [23 empty] | 2.000 DW |  |  | 4.0000 IN | [7 empty] | <a href="https://www.lutron.com/TechnicalDocumentLibrary/NovaT_Accessories.pdf" target="_blank">Line Drawing</a> | [81 empty] | 1.000 EA | 1.000 EA | [35 empty] | No | [42 empty] | https://www.lutron.com/TechnicalDocumentLibrary/369269_ENG.pdf | [7 empty] | Shelf Stock | [39 empty] | 39121406 | [13 empty] | <a href="https://www.lutron.com/TechnicalDocumentLibrary/369-119_Wallbox_Warranty.pdf" target="_blank">Warranty Information</a> |  |  |  |  | 0.350 L | [14 empty] | 0 | 0 | 0 | 0 | Electrical | 2016-07-15 14:04 | 2024-07-20 11:42 | 0000-00-00 00:00:00 | 2025-11-29 02:00 | 0000-00-00 00:00:00 | [6 empty] | Beige
4 | Lutron Electronics | NTR-15-DDTR-BL | 4460-5223 | 4460 | 5223 | Lutron Electronics | NTR-15-DDTR-BL.png | 27557779814 | NOVAT 15 A TMPR RESIST DUAL DIM RECPT BL | Architectural, dual dimming, tamper resistant receptacle (Gloss), 15A/125V in black |  | 5.3 | 5.4 |  | NTR-15-DDTR-BL.png | http://grandbrass.xologic.com/vendors/4460/large/NTR-15-DDTR-BL.png | [47 empty] | 0 | 0 | 0 | [6 empty] | 0 | 1 | 1 | EA | 1 | Lighting Controls |  |  | Electrical Distribution Equipment |  | Receptacles |  | Electrical Receptacles | Black | [19 empty] | Dimmers | [242 empty] | <a href="https://www.lutron.com/TechnicalDocumentLibrary/0301636.pdf" target="_blank">Installation Instructions</a> | [23 empty] | 5.000 DW |  |  | 4.0000 IN | [7 empty] | <a href="https://www.lutron.com/TechnicalDocumentLibrary/NovaT_Accessories.pdf" target="_blank">Line Drawing</a> | [81 empty] | 1.000 EA | 1.000 EA | [35 empty] | No | [42 empty] | https://www.lutron.com/TechnicalDocumentLibrary/369269_ENG.pdf | [7 empty] | Shelf Stock | [39 empty] | 39121406 | [13 empty] | <a href="https://www.lutron.com/TechnicalDocumentLibrary/369-119_Wallbox_Warranty.pdf" target="_blank">Warranty Information</a> |  |  |  |  | 0.350 L | [14 empty] | 0 | 0 | 0 | 0 | Electrical | 2016-07-15 14:04 | 2024-07-20 11:42 | 0000-00-00 00:00:00 | 2025-11-29 02:00 | 0000-00-00 00:00:00 | [6 empty] | Black
4 | Lutron Electronics | NTR-15-DDTR-BR | 4460-5224 | 4460 | 5224 | Lutron Electronics | NTR-15-DDTR-BR.png | 27557779845 | NOVAT 15 A TMPR RESIST DUAL DIM RECPT BR | Architectural, dual dimming, tamper resistant receptacle (Gloss), 15A/125V in brown |  | 5.3 | 5.4 |  | NTR-15-DDTR-BR.png | http://grandbrass.xologic.com/vendors/4460/large/NTR-15-DDTR-BR.png | [47 empty] | 0 | 0 | 0 | [6 empty] | 0 | 1 | 1 | EA | 1 | Lighting Controls |  |  | Electrical Distribution Equipment |  | Receptacles |  | Electrical Receptacles | Brown | [19 empty] | Dimmers | [242 empty] | <a href="https://www.lutron.com/TechnicalDocumentLibrary/0301636.pdf" target="_blank">Installation Instructions</a> | [23 empty] | 10.000 DW |  |  | 4.0000 IN | [7 empty] | <a href="https://www.lutron.com/TechnicalDocumentLibrary/NovaT_Accessories.pdf" target="_blank">Line Drawing</a> | [81 empty] | 1.000 EA | 1.000 EA | [35 empty] | No | [42 empty] | https://www.lutron.com/TechnicalDocumentLibrary/369269_ENG.pdf | [7 empty] | Shelf Stock | [39 empty] | 39121406 | [13 empty] | <a href="https://www.lutron.com/TechnicalDocumentLibrary/369-119_Wallbox_Warranty.pdf" target="_blank">Warranty Information</a> |  |  |  |  | 0.350 L | [14 empty] | 0 | 0 | 0 | 0 | Electrical | 2016-07-15 14:05 | 2024-07-20 11:17 | 0000-00-00 00:00:00 | 2025-11-29 02:00 | 0000-00-00 00:00:00 | [6 empty] | Brown
4 | Lutron Electronics | NTR-15-DDTR-GR | 4460-5225 | 4460 | 5225 | Lutron Electronics | NTR-15-DDTR-GR.png | 27557779876 | NOVAT 15 A TMPR RESIST DUAL DIM RECPT GR | Architectural, dual dimming, tamper resistant receptacle (Gloss), 15A/125V in gray |  | 5.3 | 5.4 |  | NTR-15-DDTR-GR.png | http://grandbrass.xologic.com/vendors/4460/large/NTR-15-DDTR-GR.png | [47 empty] | 0 | 0 | 0 | [6 empty] | 0 | 1 | 1 | EA | 1 | Lighting Controls |  |  | Electrical Distribution Equipment |  | Receptacles |  | Electrical Receptacles | Gray | [19 empty] | Dimmers | [242 empty] | <a href="https://www.lutron.com/TechnicalDocumentLibrary/0301636.pdf" target="_blank">Installation Instructions</a> | [23 empty] | 2.000 DW |  |  | 4.0000 IN | [7 empty] | <a href="https://www.lutron.com/TechnicalDocumentLibrary/NovaT_Accessories.pdf" target="_blank">Line Drawing</a> | [81 empty] | 1.000 EA | 1.000 EA | [35 empty] | No | [42 empty] | https://www.lutron.com/TechnicalDocumentLibrary/369269_ENG.pdf | [7 empty] | Shelf Stock | [39 empty] | 39121406 | [13 empty] | <a href="https://www.lutron.com/TechnicalDocumentLibrary/369-119_Wallbox_Warranty.pdf" target="_blank">Warranty Information</a> |  |  |  |  | 0.350 L | [14 empty] | 0 | 0 | 0 | 0 | Electrical | 2016-07-15 14:05 | 2024-07-20 11:11 | 0000-00-00 00:00:00 | 2025-11-29 02:00 | 0000-00-00 00:00:00 | [6 empty] | Gray
4 | Lutron Electronics | NTR-15-DDTR-IV | 4460-5226 | 4460 | 5226 | Lutron Electronics | NTR-15-DDTR-IV.png | 27557779906 | NOVAT 15 A TMPR RESIST DUAL DIM RECPT IV | Architectural, dual dimming, tamper resistant receptacle (Gloss), 15A/125V in invory |  | 5.3 | 5.4 |  | NTR-15-DDTR-IV.png | http://grandbrass.xologic.com/vendors/4460/large/NTR-15-DDTR-IV.png | [47 empty] | 0 | 0 | 0 | [6 empty] | 0 | 1 | 1 | EA | 1 | Lighting Controls |  |  | Electrical Distribution Equipment |  | Receptacles |  | Electrical Receptacles | White | [19 empty] | Dimmers | [242 empty] | <a href="https://www.lutron.com/TechnicalDocumentLibrary/0301636.pdf" target="_blank">Installation Instructions</a> | [23 empty] | 2.000 DW |  |  | 4.0000 IN | [7 empty] | <a href="https://www.lutron.com/TechnicalDocumentLibrary/NovaT_Accessories.pdf" target="_blank">Line Drawing</a> | [81 empty] | 1.000 EA | 1.000 EA | [35 empty] | No | [42 empty] | https://www.lutron.com/TechnicalDocumentLibrary/369269_ENG.pdf | [7 empty] | Shelf Stock | [39 empty] | 39121406 | [13 empty] | <a href="https://www.lutron.com/TechnicalDocumentLibrary/369-119_Wallbox_Warranty.pdf" target="_blank">Warranty Information</a> |  |  |  |  | 0.350 L | [14 empty] | 0 | 0 | 0 | 0 | Electrical | 2016-07-15 14:05 | 2024-07-20 11:10 | 0000-00-00 00:00:00 | 2025-11-29 02:00 | 0000-00-00 00:00:00 | [6 empty] | Ivory
4 | Lutron Electronics | NTR-15-DDTR-LA | 4460-5227 | 4460 | 5227 | Lutron Electronics | NTR-15-DDTR-LA.png | 27557779937 | NOVAT 15 A TMPR RESIST DUAL DIM RECPT LA | Architectural, dual dimming, tamper resistant receptacle (Gloss), 15A/125V in light almond |  | 5.3 | 5.4 |  | NTR-15-DDTR-LA.png | http://grandbrass.xologic.com/vendors/4460/large/NTR-15-DDTR-LA.png | [47 empty] | 0 | 0 | 0 | [6 empty] | 0 | 1 | 1 | EA | 1 | Lighting Controls |  |  | Electrical Distribution Equipment |  | Receptacles |  | Electrical Receptacles | [20 empty] | Dimmers | [242 empty] | <a href="https://www.lutron.com/TechnicalDocumentLibrary/0301636.pdf" target="_blank">Installation Instructions</a> | [23 empty] | 2.000 DW |  |  | 4.0000 IN | [7 empty] | <a href="https://www.lutron.com/TechnicalDocumentLibrary/NovaT_Accessories.pdf" target="_blank">Line Drawing</a> | [81 empty] | 1.000 EA | 1.000 EA | [35 empty] | No | [42 empty] | https://www.lutron.com/TechnicalDocumentLibrary/369269_ENG.pdf | [7 empty] | Shelf Stock | [39 empty] | 39121406 | [13 empty] | <a href="https://www.lutron.com/TechnicalDocumentLibrary/369-119_Wallbox_Warranty.pdf" target="_blank">Warranty Information</a> |  |  |  |  | 0.350 L | [14 empty] | 0 | 0 | 0 | 0 | Electrical | 2016-07-15 14:05 | 2024-07-20 11:20 | 0000-00-00 00:00:00 | 2025-11-29 02:00 | 0000-00-00 00:00:00
4 | Lutron Electronics | NTR-15-DDTR-SI | 4460-5228 | 4460 | 5228 | Lutron Electronics | NTR-15-DDTR-SI.JPG | 27557779968 | NOVAT 15 A TMPR RESIST DUAL DIM RECPT SI | Architectural, dual dimming, tamper resistant receptacle (Gloss), 15A/125V in sienna |  | 5.3 | 5.4 |  | NTR-15-DDTR-SI.JPG | http://grandbrass.xologic.com/vendors/4460/large/NTR-15-DDTR-SI.JPG | [47 empty] | 0 | 0 | 0 | [6 empty] | 0 | 1 | 1 | EA | 1 | Lighting Controls |  |  | Electrical Distribution Equipment |  | Receptacles |  | Electrical Receptacles | [20 empty] | Dimmers | [242 empty] | <a href="https://www.lutron.com/TechnicalDocumentLibrary/0301636.pdf" target="_blank">Installation Instructions</a> | [23 empty] | 2.000 DW |  |  | 4.0000 IN | [7 empty] | <a href="https://www.lutron.com/TechnicalDocumentLibrary/NovaT_Accessories.pdf" target="_blank">Line Drawing</a> | [81 empty] | 1.000 EA | 1.000 EA | [35 empty] | No | [42 empty] | https://www.lutron.com/TechnicalDocumentLibrary/369269_ENG.pdf | [7 empty] | Shelf Stock | [39 empty] | 39121406 | [13 empty] | <a href="https://www.lutron.com/TechnicalDocumentLibrary/369-119_Wallbox_Warranty.pdf" target="_blank">Warranty Information</a> |  |  |  |  | 0.350 L | [14 empty] | 0 | 0 | 0 | 0 | Electrical | 2016-07-15 14:05 | 2024-07-20 11:11 | 0000-00-00 00:00:00 | 2025-11-29 02:00 | 0000-00-00 00:00:00 | [6 empty] | Sienna
4 | Lutron Electronics | NTR-15-DDTR-TP | 4460-5229 | 4460 | 5229 | Lutron Electronics | NTR-15-DDTR-TP.JPG | 27557779999 | NOVAT 15 A TMPR RESIST DUAL DIM RECPT TP | Architectural, dual dimming, tamper resistant receptacle (Gloss), 15A/125V in taupe |  | 5.3 | 5.4 |  | NTR-15-DDTR-TP.JPG | http://grandbrass.xologic.com/vendors/4460/large/NTR-15-DDTR-TP.JPG | [47 empty] | 0 | 0 | 0 | [6 empty] | 0 | 1 | 1 | EA | 1 | Lighting Controls |  |  | Electrical Distribution Equipment |  | Receptacles |  | Electrical Receptacles | [20 empty] | Dimmers | [242 empty] | <a href="https://www.lutron.com/TechnicalDocumentLibrary/0301636.pdf" target="_blank">Installation Instructions</a> | [23 empty] | 2.000 DW |  |  | 4.0000 IN | [7 empty] | <a href="https://www.lutron.com/TechnicalDocumentLibrary/NovaT_Accessories.pdf" target="_blank">Line Drawing</a> | [81 empty] | 1.000 EA | 1.000 EA | [35 empty] | No | [42 empty] | https://www.lutron.com/TechnicalDocumentLibrary/369269_ENG.pdf | [7 empty] | Shelf Stock | [39 empty] | 39121406 | [13 empty] | <a href="https://www.lutron.com/TechnicalDocumentLibrary/369-119_Wallbox_Warranty.pdf" target="_blank">Warranty Information</a> |  |  |  |  | 0.350 L | [14 empty] | 0 | 0 | 0 | 0 | Electrical | 2016-07-15 14:05 | 2024-07-20 11:15 | 0000-00-00 00:00:00 | 2025-11-29 02:00 | 0000-00-00 00:00:00 | [6 empty] | Taupe
4 | Lutron Electronics | NTR-15-DDTR-WH | 4460-5230 | 4460 | 5230 | Lutron Electronics | NTR-15-DDTR-WH.jpg | 27557780025 | NOVAT 15 A TMPR RESIST DUAL DIM RECPT WH | Architectural, dual dimming, tamper resistant receptacle (Gloss), 15A/125V in white |  | 5.3 | 5.4 |  | NTR-15-DDTR-WH.jpg | http://grandbrass.xologic.com/vendors/4460/large/NTR-15-DDTR-WH.jpg | [47 empty] | 0 | 0 | 0 | [6 empty] | 0 | 1 | 1 | EA | 1 | Lighting Controls |  |  | Electrical Distribution Equipment |  | Receptacles |  | Electrical Receptacles | White | [19 empty] | Dimmers | [242 empty] | <a href="https://www.lutron.com/TechnicalDocumentLibrary/0301636.pdf" target="_blank">Installation Instructions</a> | [23 empty] | 10.000 DW |  |  | 4.0000 IN | [7 empty] | <a href="https://www.lutron.com/TechnicalDocumentLibrary/NovaT_Accessories.pdf" target="_blank">Line Drawing</a> | [81 empty] | 1.000 EA | 1.000 EA | [35 empty] | No | [42 empty] | https://www.lutron.com/TechnicalDocumentLibrary/369269_ENG.pdf | [7 empty] | Shelf Stock | [39 empty] | 39121406 | [13 empty] | <a href="https://www.lutron.com/TechnicalDocumentLibrary/369-119_Wallbox_Warranty.pdf" target="_blank">Warranty Information</a> |  |  |  |  | 0.350 L | [14 empty] | 0 | 0 | 0 | 0 | Electrical | 2016-07-15 14:05 | 2024-07-20 11:11 | 0000-00-00 00:00:00 | 2025-11-29 02:00 | 0000-00-00 00:00:00 | [6 empty] | White
4 | Lutron Electronics | NTR-15-HDTR-AL | 4460-5231 | 4460 | 5231 | Lutron Electronics | NTR-15-HDTR-AL.png | 27557780056 | NOVAT 15 A TMPR RESIST HALF DIM RECPT AL | Architectural, half dimming, tamper resistant receptacle (Gloss), 15A/125V in almond |  |  |  |  | NTR-15-HDTR-AL.png | http://grandbrass.xologic.com/vendors/4460/large/NTR-15-HDTR-AL.png | [47 empty] | 0 | 0 | 0 | [6 empty] | 0 | 1 | 1 | EA | 1 | Lighting Controls |  |  | Electrical Distribution Equipment |  | Receptacles |  | Electrical Receptacles | [20 empty] | Dimmers | [242 empty] | <a href="https://www.lutron.com/TechnicalDocumentLibrary/0301636.pdf" target="_blank">Installation Instructions</a> | [23 empty] | 10.000 DW | [92 empty] | 1.000 EA | 1.000 EA | [35 empty] | No | [42 empty] | https://www.lutron.com/TechnicalDocumentLibrary/369269_ENG.pdf | [7 empty] | Shelf Stock | [39 empty] | 39121406 | [13 empty] | <a href="https://www.lutron.com/TechnicalDocumentLibrary/369-119_Wallbox_Warranty.pdf" target="_blank">Warranty Information</a> |  |  |  |  | 0.500 L | [14 empty] | 0 | 0 | 0 | 0 | Electrical | 2016-07-15 14:05 | 2024-07-20 11:17 | 0000-00-00 00:00:00 | 2025-11-29 02:00 | 0000-00-00 00:00:00 | [6 empty] | Almond
4 | Lutron Electronics | NTR-15-HDTR-BE | 4460-5232 | 4460 | 5232 | Lutron Electronics | NTR-15-HDTR-BE.png | 27557780087 | NOVAT 15 A TMPR RESIST HALF DIM RECPT BE | Architectural, half dimming, tamper resistant receptacle (Gloss), 15A/125V in beige |  |  |  |  | NTR-15-HDTR-BE.png | http://grandbrass.xologic.com/vendors/4460/large/NTR-15-HDTR-BE.png | [47 empty] | 0 | 0 | 0 | [6 empty] | 0 | 1 | 1 | EA | 1 | Lighting Controls |  |  | Electrical Distribution Equipment |  | Receptacles |  | Electrical Receptacles | White | [19 empty] | Dimmers | [242 empty] | <a href="https://www.lutron.com/TechnicalDocumentLibrary/0301636.pdf" target="_blank">Installation Instructions</a> | [23 empty] | 10.000 DW | [92 empty] | 1.000 EA | 1.000 EA | [35 empty] | No | [42 empty] | https://www.lutron.com/TechnicalDocumentLibrary/369269_ENG.pdf | [7 empty] | Shelf Stock | [39 empty] | 39121406 | [13 empty] | <a href="https://www.lutron.com/TechnicalDocumentLibrary/369-119_Wallbox_Warranty.pdf" target="_blank">Warranty Information</a> |  |  |  |  | 0.500 L | [14 empty] | 0 | 0 | 0 | 0 | Electrical | 2016-07-15 14:05 | 2024-07-20 11:11 | 0000-00-00 00:00:00 | 2025-11-29 02:00 | 0000-00-00 00:00:00 | [6 empty] | Beige
4 | Lutron Electronics | NTR-15-HDTR-BL | 4460-5233 | 4460 | 5233 | Lutron Electronics | NTR-15-HDTR-BL.png | 27557780117 | NOVAT 15 A TMPR RESIST HALF DIM RECPT BL | Architectural, half dimming, tamper resistant receptacle (Gloss), 15A/125V in black |  | 5.3 | 3.9 |  | NTR-15-HDTR-BL.png | http://grandbrass.xologic.com/vendors/4460/large/NTR-15-HDTR-BL.png | [47 empty] | 0 | 0 | 0 | [6 empty] | 0 | 1 | 1 | EA | 1 | Lighting Controls |  |  | Electrical Distribution Equipment |  | Receptacles |  | Electrical Receptacles | Black | [19 empty] | Dimmers | [242 empty] | <a href="https://www.lutron.com/TechnicalDocumentLibrary/0301636.pdf" target="_blank">Installation Instructions</a> | [23 empty] | 10.000 DW |  |  | 5.4000 IN | [89 empty] | 1.000 EA | 1.000 EA | [35 empty] | No | [42 empty] | https://www.lutron.com/TechnicalDocumentLibrary/369269_ENG.pdf | [7 empty] | Shelf Stock | [39 empty] | 39121406 | [13 empty] | <a href="https://www.lutron.com/TechnicalDocumentLibrary/369-119_Wallbox_Warranty.pdf" target="_blank">Warranty Information</a> |  |  |  |  | 0.450 L | [14 empty] | 0 | 0 | 0 | 0 | Electrical | 2016-07-15 14:05 | 2024-07-20 11:11 | 0000-00-00 00:00:00 | 2025-11-29 02:00 | 0000-00-00 00:00:00 | [6 empty] | Black
4 | Lutron Electronics | NTR-15-HDTR-BR | 4460-5234 | 4460 | 5234 | Lutron Electronics | NTR-15-HDTR-BR.png | 27557780148 | NOVAT 15 A TMPR RESIST HALF DIM RECPT BR | Architectural, half dimming, tamper resistant receptacle (Gloss), 15A/125V in brown |  | 5.3 | 3.9 |  | NTR-15-HDTR-BR.png | http://grandbrass.xologic.com/vendors/4460/large/NTR-15-HDTR-BR.png | [47 empty] | 0 | 0 | 0 | [6 empty] | 0 | 1 | 1 | EA | 1 | Lighting Controls |  |  | Electrical Distribution Equipment |  | Receptacles |  | Electrical Receptacles | Brown | [19 empty] | Dimmers | [242 empty] | <a href="https://www.lutron.com/TechnicalDocumentLibrary/0301636.pdf" target="_blank">Installation Instructions</a> | [23 empty] | 10.000 DW |  |  | 5.4000 IN | [89 empty] | 1.000 EA | 1.000 EA | [35 empty] | No | [42 empty] | https://www.lutron.com/TechnicalDocumentLibrary/369269_ENG.pdf | [7 empty] | Shelf Stock | [39 empty] | 39121406 | [13 empty] | <a href="https://www.lutron.com/TechnicalDocumentLibrary/369-119_Wallbox_Warranty.pdf" target="_blank">Warranty Information</a> |  |  |  |  | 0.450 L | [14 empty] | 0 | 0 | 0 | 0 | Electrical | 2016-07-15 14:05 | 2024-07-20 11:13 | 0000-00-00 00:00:00 | 2025-11-29 02:00 | 0000-00-00 00:00:00 | [6 empty] | Brown
4 | Lutron Electronics | NTR-15-HDTR-GR | 4460-5235 | 4460 | 5235 | Lutron Electronics | NTR-15-HDTR-GR.png | 27557780179 | NOVAT 15 A TMPR RESIST HALF DIM RECPT GR | Architectural, half dimming, tamper resistant receptacle (Gloss), 15A/125V in gray |  |  |  |  | NTR-15-HDTR-GR.png | http://grandbrass.xologic.com/vendors/4460/large/NTR-15-HDTR-GR.png | [47 empty] | 0 | 0 | 0 | [6 empty] | 0 | 1 | 1 | EA | 1 | Lighting Controls |  |  | Electrical Distribution Equipment |  | Receptacles |  | Electrical Receptacles | Gray | [19 empty] | Dimmers | [242 empty] | <a href="https://www.lutron.com/TechnicalDocumentLibrary/0301636.pdf" target="_blank">Installation Instructions</a> | [23 empty] | 10.000 DW | [92 empty] | 1.000 EA | 1.000 EA | [35 empty] | No | [42 empty] | https://www.lutron.com/TechnicalDocumentLibrary/369269_ENG.pdf | [7 empty] | Shelf Stock | [39 empty] | 39121406 | [13 empty] | <a href="https://www.lutron.com/TechnicalDocumentLibrary/369-119_Wallbox_Warranty.pdf" target="_blank">Warranty Information</a> |  |  |  |  | 0.500 L | [14 empty] | 0 | 0 | 0 | 0 | Electrical | 2016-07-15 14:05 | 2024-07-20 11:11 | 0000-00-00 00:00:00 | 2025-11-29 02:00 | 0000-00-00 00:00:00 | [6 empty] | Gray
4 | Lutron Electronics | NTR-15-HDTR-IV | 4460-5236 | 4460 | 5236 | Lutron Electronics | NTR-15-HDTR-IV.png | 27557780209 | NOVAT 15 A TMPR RESIST HALF DIM RECPT IV | Architectural, half dimming, tamper resistant receptacle (Gloss), 15A/125V in ivory |  |  |  |  | NTR-15-HDTR-IV.png | http://grandbrass.xologic.com/vendors/4460/large/NTR-15-HDTR-IV.png | [47 empty] | 0 | 0 | 0 | [6 empty] | 0 | 1 | 1 | EA | 1 | Lighting Controls |  |  | Electrical Distribution Equipment |  | Receptacles |  | Electrical Receptacles | White | [19 empty] | Dimmers | [242 empty] | <a href="https://www.lutron.com/TechnicalDocumentLibrary/0301636.pdf" target="_blank">Installation Instructions</a> | [23 empty] | 10.000 DW | [92 empty] | 1.000 EA | 1.000 EA | [35 empty] | No | [42 empty] | https://www.lutron.com/TechnicalDocumentLibrary/369269_ENG.pdf | [7 empty] | Shelf Stock | [39 empty] | 39121406 | [13 empty] | <a href="https://www.lutron.com/TechnicalDocumentLibrary/369-119_Wallbox_Warranty.pdf" target="_blank">Warranty Information</a> |  |  |  |  | 0.500 L | [14 empty] | 0 | 0 | 0 | 0 | Electrical | 2016-07-15 14:05 | 2024-07-20 11:15 | 0000-00-00 00:00:00 | 2025-11-29 02:00 | 0000-00-00 00:00:00 | [6 empty] | Ivory
4 | Lutron Electronics | NTR-15-HDTR-LA | 4460-5237 | 4460 | 5237 | Lutron Electronics | NTR-15-HDTR-LA.png | 27557780230 | NOVAT 15 A TMPR RESIST HALF DIM RECPT LA | Architectural, half dimming, tamper resistant receptacle (Gloss), 15A/125V in light almond |  | 5.5 | 3.8 |  | NTR-15-HDTR-LA.png | http://grandbrass.xologic.com/vendors/4460/large/NTR-15-HDTR-LA.png | [47 empty] | 0 | 0 | 0 | [6 empty] | 0 | 1 | 1 | EA | 1 | Lighting Controls |  |  | Electrical Distribution Equipment |  | Receptacles |  | Electrical Receptacles | [20 empty] | Dimmers | [242 empty] | <a href="https://www.lutron.com/TechnicalDocumentLibrary/0301636.pdf" target="_blank">Installation Instructions</a> | [23 empty] | 10.000 DW |  |  | 5.3000 IN | [89 empty] | 1.000 EA | 1.000 EA | [35 empty] | No | [42 empty] | https://www.lutron.com/TechnicalDocumentLibrary/369269_ENG.pdf | [7 empty] | Shelf Stock | [39 empty] | 39121406 | [13 empty] | <a href="https://www.lutron.com/TechnicalDocumentLibrary/369-119_Wallbox_Warranty.pdf" target="_blank">Warranty Information</a> |  |  |  |  | 0.440 L | [14 empty] | 0 | 0 | 0 | 0 | Electrical | 2016-07-15 14:05 | 2024-07-20 11:11 | 0000-00-00 00:00:00 | 2025-11-29 02:00 | 0000-00-00 00:00:00
4 | Lutron Electronics | NTR-15-HDTR-SI | 4460-5238 | 4460 | 5238 | Lutron Electronics | NTR-15-HDTR-SI.JPG | 27557780261 | NOVAT 15 A TMPR RESIST HALF DIM RECPT SI | Architectural, half dimming, tamper resistant receptacle (Gloss), 15A/125V in sienna |  |  |  |  | NTR-15-HDTR-SI.JPG | http://grandbrass.xologic.com/vendors/4460/large/NTR-15-HDTR-SI.JPG | [47 empty] | 0 | 0 | 0 | [6 empty] | 0 | 1 | 1 | EA | 1 | Lighting Controls |  |  | Electrical Distribution Equipment |  | Receptacles |  | Electrical Receptacles | [20 empty] | Dimmers | [242 empty] | <a href="https://www.lutron.com/TechnicalDocumentLibrary/0301636.pdf" target="_blank">Installation Instructions</a> | [23 empty] | 10.000 DW | [92 empty] | 1.000 EA | 1.000 EA | [35 empty] | No | [42 empty] | https://www.lutron.com/TechnicalDocumentLibrary/369269_ENG.pdf | [7 empty] | Shelf Stock | [39 empty] | 39121406 | [13 empty] | <a href="https://www.lutron.com/TechnicalDocumentLibrary/369-119_Wallbox_Warranty.pdf" target="_blank">Warranty Information</a> |  |  |  |  | 0.500 L | [14 empty] | 0 | 0 | 0 | 0 | Electrical | 2016-07-15 14:05 | 2024-07-20 11:16 | 0000-00-00 00:00:00 | 2025-11-29 02:00 | 0000-00-00 00:00:00 | [6 empty] | Sienna
4 | Lutron Electronics | NTR-15-HDTR-TP | 4460-5239 | 4460 | 5239 | Lutron Electronics | NTR-15-HDTR-TP.jpg | 27557780292 | NOVAT 15 A TMPR RESIST HALF DIM RECPT TP | Architectural, half dimming, tamper resistant receptacle (Gloss), 15A/125V in taupe |  |  |  |  | NTR-15-HDTR-TP.jpg | http://grandbrass.xologic.com/vendors/4460/large/NTR-15-HDTR-TP.jpg | [47 empty] | 0 | 0 | 0 | [6 empty] | 0 | 1 | 1 | EA | 1 | Lighting Controls |  |  | Electrical Distribution Equipment |  | Receptacles |  | Electrical Receptacles | [20 empty] | Dimmers | [242 empty] | <a href="https://www.lutron.com/TechnicalDocumentLibrary/0301636.pdf" target="_blank">Installation Instructions</a> | [23 empty] | 10.000 DW | [92 empty] | 1.000 EA | 1.000 EA | [35 empty] | No | [42 empty] | https://www.lutron.com/TechnicalDocumentLibrary/369269_ENG.pdf | [7 empty] | Shelf Stock | [39 empty] | 39121406 | [13 empty] | <a href="https://www.lutron.com/TechnicalDocumentLibrary/369-119_Wallbox_Warranty.pdf" target="_blank">Warranty Information</a> |  |  |  |  | 0.500 L | [14 empty] | 0 | 0 | 0 | 0 | Electrical | 2016-07-15 14:05 | 2024-07-20 11:15 | 0000-00-00 00:00:00 | 2025-11-29 02:00 | 0000-00-00 00:00:00 | [6 empty] | Taupe
4 | Lutron Electronics | NTR-15-HDTR-WH | 4460-5240 | 4460 | 5240 | Lutron Electronics | NTR-15-HDTR-WH.jpg | 27557780322 | NOVAT 15 A TMPR RESIST HALF DIM RECPT WH | Architectural, half dimming, tamper resistant receptacle (Gloss), 15A/125V in white |  | 5.3 | 3.9 |  | NTR-15-HDTR-WH.jpg | http://grandbrass.xologic.com/vendors/4460/large/NTR-15-HDTR-WH.jpg | [47 empty] | 0 | 0 | 0 | [6 empty] | 0 | 1 | 1 | EA | 1 | Lighting Controls |  |  | Electrical Distribution Equipment |  | Receptacles |  | Electrical Receptacles | White | [19 empty] | Dimmers | [242 empty] | <a href="https://www.lutron.com/TechnicalDocumentLibrary/0301636.pdf" target="_blank">Installation Instructions</a> | [23 empty] | 10.000 DW |  |  | 5.4000 IN | [89 empty] | 1.000 EA | 1.000 EA | [35 empty] | No | [42 empty] | https://www.lutron.com/TechnicalDocumentLibrary/369269_ENG.pdf | [7 empty] | Shelf Stock | [39 empty] | 39121406 | [13 empty] | <a href="https://www.lutron.com/TechnicalDocumentLibrary/369-119_Wallbox_Warranty.pdf" target="_blank">Warranty Information</a> |  |  |  |  | 0.450 L | [14 empty] | 0 | 0 | 0 | 0 | Electrical | 2016-07-15 14:05 | 2024-07-20 11:42 | 0000-00-00 00:00:00 | 2025-11-29 02:00 | 0000-00-00 00:00:00 | [6 empty] | White
4 | Lutron Electronics | NTR-20-DDTR-AL | 4460-5241 | 4460 | 5241 | Lutron Electronics | NTR-20-DDTR-AL.png | 27557780353 | NOVAT 20 A TMPR RESIST DUAL DIM RECPT AL | Architectural, dual dimming, tamper resistant receptacle (Gloss), 20A/125V in almond |  | 5.6 | 3.9 |  | NTR-20-DDTR-AL.png | http://grandbrass.xologic.com/vendors/4460/large/NTR-20-DDTR-AL.png | [47 empty] | 0 | 0 | 0 | [6 empty] | 0 | 1 | 1 | EA | 1 | Lighting Controls |  |  | Electrical Distribution Equipment |  | Receptacles |  | Electrical Receptacles | [20 empty] | Other Lighting Controls | [242 empty] | <a href="https://www.lutron.com/TechnicalDocumentLibrary/0301636.pdf" target="_blank">Installation Instructions</a> | [23 empty] | 10.000 DW |  |  | 5.6000 IN | [89 empty] | 1.000 EA | 1.000 EA | [35 empty] | No | [42 empty] | https://www.lutron.com/TechnicalDocumentLibrary/369269_ENG.pdf | [7 empty] | Shelf Stock | [39 empty] | 39121406 | [13 empty] | <a href="https://www.lutron.com/TechnicalDocumentLibrary/369-119_Wallbox_Warranty.pdf" target="_blank">Warranty Information</a> |  |  |  |  | 0.500 L | [14 empty] | 0 | 0 | 0 | 0 | Electrical | 2016-07-15 14:05 | 2024-07-20 11:16 | 0000-00-00 00:00:00 | 2025-11-29 02:00 | 0000-00-00 00:00:00 | [6 empty] | Almond
4 | Lutron Electronics | NTR-20-DDTR-BE | 4460-5242 | 4460 | 5242 | Lutron Electronics | NTR-20-DDTR-BE.png | 27557780384 | NOVAT 20 A TMPR RESIST DUAL DIM RECPT BE | Architectural, dual dimming, tamper resistant receptacle (Gloss), 20A/125V in beige |  | 5.6 | 3.9 |  | NTR-20-DDTR-BE.png | http://grandbrass.xologic.com/vendors/4460/large/NTR-20-DDTR-BE.png | [47 empty] | 0 | 0 | 0 | [6 empty] | 0 | 1 | 1 | EA | 1 | Lighting Controls |  |  | Electrical Distribution Equipment |  | Receptacles |  | Electrical Receptacles | White | [19 empty] | Other Lighting Controls | [242 empty] | <a href="https://www.lutron.com/TechnicalDocumentLibrary/0301636.pdf" target="_blank">Installation Instructions</a> | [23 empty] | 10.000 DW |  |  | 5.6000 IN | [89 empty] | 1.000 EA | 1.000 EA | [35 empty] | No | [42 empty] | https://www.lutron.com/TechnicalDocumentLibrary/369269_ENG.pdf | [7 empty] | Shelf Stock | [39 empty] | 39121406 | [13 empty] | <a href="https://www.lutron.com/TechnicalDocumentLibrary/369-119_Wallbox_Warranty.pdf" target="_blank">Warranty Information</a> |  |  |  |  | 0.500 L | [14 empty] | 0 | 0 | 0 | 0 | Electrical | 2016-07-15 14:05 | 2024-07-20 11:15 | 0000-00-00 00:00:00 | 2025-11-29 02:00 | 0000-00-00 00:00:00 | [6 empty] | Beige
4 | Lutron Electronics | NTR-20-DDTR-BL | 4460-5243 | 4460 | 5243 | Lutron Electronics | NTR-20-DDTR-BL.png | 27557780414 | NOVAT 20 A TMPR RESIST DUAL DIM RECPT BL | Architectural, dual dimming, tamper resistant receptacle (Gloss), 20A/125V in black |  | 5.6 | 3.9 |  | NTR-20-DDTR-BL.png | http://grandbrass.xologic.com/vendors/4460/large/NTR-20-DDTR-BL.png | [47 empty] | 0 | 0 | 0 | [6 empty] | 0 | 1 | 1 | EA | 1 | Lighting Controls |  |  | Electrical Distribution Equipment |  | Receptacles |  | Electrical Receptacles | Black | [19 empty] | Other Lighting Controls | [242 empty] | <a href="https://www.lutron.com/TechnicalDocumentLibrary/0301636.pdf" target="_blank">Installation Instructions</a> | [23 empty] | 10.000 DW |  |  | 5.6000 IN | [89 empty] | 1.000 EA | 1.000 EA | [35 empty] | No | [42 empty] | https://www.lutron.com/TechnicalDocumentLibrary/369269_ENG.pdf | [7 empty] | Shelf Stock | [39 empty] | 39121406 | [13 empty] | <a href="https://www.lutron.com/TechnicalDocumentLibrary/369-119_Wallbox_Warranty.pdf" target="_blank">Warranty Information</a> |  |  |  |  | 0.500 L | [14 empty] | 0 | 0 | 0 | 0 | Electrical | 2016-07-15 14:05 | 2024-07-20 11:10 | 0000-00-00 00:00:00 | 2025-11-29 02:00 | 0000-00-00 00:00:00 | [6 empty] | Black
4 | Lutron Electronics | NTR-20-DDTR-BR | 4460-5244 | 4460 | 5244 | Lutron Electronics | NTR-20-DDTR-BR.png | 27557780445 | NOVAT 20 A TMPR RESIST DUAL DIM RECPT BR | Architectural, dual dimming, tamper resistant receptacle (Gloss), 20A/125V in brown |  | 5.6 | 3.9 |  | NTR-20-DDTR-BR.png | http://grandbrass.xologic.com/vendors/4460/large/NTR-20-DDTR-BR.png | [47 empty] | 0 | 0 | 0 | [6 empty] | 0 | 1 | 1 | EA | 1 | Lighting Controls |  |  | Electrical Distribution Equipment |  | Receptacles |  | Electrical Receptacles | Brown | [19 empty] | Other Lighting Controls | [242 empty] | <a href="https://www.lutron.com/TechnicalDocumentLibrary/0301636.pdf" target="_blank">Installation Instructions</a> | [23 empty] | 10.000 DW |  |  | 5.6000 IN | [89 empty] | 1.000 EA | 1.000 EA | [35 empty] | No | [42 empty] | https://www.lutron.com/TechnicalDocumentLibrary/369269_ENG.pdf | [7 empty] | Shelf Stock | [39 empty] | 39121406 | [13 empty] | <a href="https://www.lutron.com/TechnicalDocumentLibrary/369-119_Wallbox_Warranty.pdf" target="_blank">Warranty Information</a> |  |  |  |  | 0.500 L | [14 empty] | 0 | 0 | 0 | 0 | Electrical | 2016-07-15 14:05 | 2024-07-20 11:15 | 0000-00-00 00:00:00 | 2025-11-29 02:00 | 0000-00-00 00:00:00 | [6 empty] | Brown
4 | Lutron Electronics | NTR-20-DDTR-GR | 4460-5245 | 4460 | 5245 | Lutron Electronics | NTR-20-DDTR-GR.png | 27557780476 | NOVAT 20 A TMPR RESIST DUAL DIM RECPT GR | Architectural, dual dimming, tamper resistant receptacle (Gloss), 20A/125V in gray |  | 5.6 | 3.9 |  | NTR-20-DDTR-GR.png | http://grandbrass.xologic.com/vendors/4460/large/NTR-20-DDTR-GR.png | [47 empty] | 0 | 0 | 0 | [6 empty] | 0 | 1 | 1 | EA | 1 | Lighting Controls |  |  | Electrical Distribution Equipment |  | Receptacles |  | Electrical Receptacles | Gray | [19 empty] | Other Lighting Controls | [242 empty] | <a href="https://www.lutron.com/TechnicalDocumentLibrary/0301636.pdf" target="_blank">Installation Instructions</a> | [23 empty] | 10.000 DW |  |  | 5.6000 IN | [89 empty] | 1.000 EA | 1.000 EA | [35 empty] | No | [42 empty] | https://www.lutron.com/TechnicalDocumentLibrary/369269_ENG.pdf | [7 empty] | Shelf Stock | [39 empty] | 39121406 | [13 empty] | <a href="https://www.lutron.com/TechnicalDocumentLibrary/369-119_Wallbox_Warranty.pdf" target="_blank">Warranty Information</a> |  |  |  |  | 0.500 L | [14 empty] | 0 | 0 | 0 | 0 | Electrical | 2016-07-15 14:05 | 2024-07-20 11:16 | 0000-00-00 00:00:00 | 2025-11-29 02:00 | 0000-00-00 00:00:00 | [6 empty] | Gray
4 | Lutron Electronics | NTR-20-DDTR-IV | 4460-5246 | 4460 | 5246 | Lutron Electronics | NTR-20-DDTR-IV.png | 27557780506 | NOVAT 20 A TMPR RESIST DUAL DIM RECPT IV | Architectural, dual dimming, tamper resistant receptacle (Gloss), 20A/125V in ivory |  | 5.6 | 3.9 |  | NTR-20-DDTR-IV.png | http://grandbrass.xologic.com/vendors/4460/large/NTR-20-DDTR-IV.png | [47 empty] | 0 | 0 | 0 | [6 empty] | 0 | 1 | 1 | EA | 1 | Lighting Controls |  |  | Electrical Distribution Equipment |  | Receptacles |  | Electrical Receptacles | White | [19 empty] | Other Lighting Controls | [242 empty] | <a href="https://www.lutron.com/TechnicalDocumentLibrary/0301636.pdf" target="_blank">Installation Instructions</a> | [23 empty] | 10.000 DW |  |  | 5.6000 IN | [89 empty] | 1.000 EA | 1.000 EA | [35 empty] | No | [42 empty] | https://www.lutron.com/TechnicalDocumentLibrary/369269_ENG.pdf | [7 empty] | Shelf Stock | [39 empty] | 39121406 | [13 empty] | <a href="https://www.lutron.com/TechnicalDocumentLibrary/369-119_Wallbox_Warranty.pdf" target="_blank">Warranty Information</a> |  |  |  |  | 0.500 L | [14 empty] | 0 | 0 | 0 | 0 | Electrical | 2016-07-15 14:05 | 2024-07-20 11:42 | 0000-00-00 00:00:00 | 2025-11-29 02:00 | 0000-00-00 00:00:00 | [6 empty] | Ivory
4 | Lutron Electronics | NTR-20-DDTR-LA | 4460-5247 | 4460 | 5247 | Lutron Electronics | NTR-20-DDTR-LA.png | 27557780537 | NOVAT 20 A TMPR RESIST DUAL DIM RECPT LA | Architectural, dual dimming, tamper resistant receptacle (Gloss), 20A/125V in light almond |  | 5.6 | 3.9 |  | NTR-20-DDTR-LA.png | http://grandbrass.xologic.com/vendors/4460/large/NTR-20-DDTR-LA.png | [47 empty] | 0 | 0 | 0 | [6 empty] | 0 | 1 | 1 | EA | 1 | Lighting Controls |  |  | Electrical Distribution Equipment |  | Receptacles |  | Electrical Receptacles | [20 empty] | Other Lighting Controls | [242 empty] | <a href="https://www.lutron.com/TechnicalDocumentLibrary/0301636.pdf" target="_blank">Installation Instructions</a> | [23 empty] | 10.000 DW |  |  | 5.6000 IN | [89 empty] | 1.000 EA | 1.000 EA | [35 empty] | No | [42 empty] | https://www.lutron.com/TechnicalDocumentLibrary/369269_ENG.pdf | [7 empty] | Shelf Stock | [39 empty] | 39121406 | [13 empty] | <a href="https://www.lutron.com/TechnicalDocumentLibrary/369-119_Wallbox_Warranty.pdf" target="_blank">Warranty Information</a> |  |  |  |  | 0.500 L | [14 empty] | 0 | 0 | 0 | 0 | Electrical | 2016-07-15 14:05 | 2024-07-20 11:42 | 0000-00-00 00:00:00 | 2025-11-29 02:00 | 0000-00-00 00:00:00
4 | Lutron Electronics | NTR-20-DDTR-SI | 4460-5248 | 4460 | 5248 | Lutron Electronics | NTR-20-DDTR-SI.JPG | 27557780568 | NOVAT 20 A TMPR RESIST DUAL DIM RECPT SI | Architectural, dual dimming, tamper resistant receptacle (Gloss), 20A/125V in sienna |  | 5.6 | 3.9 |  | NTR-20-DDTR-SI.JPG | http://grandbrass.xologic.com/vendors/4460/large/NTR-20-DDTR-SI.JPG | [47 empty] | 0 | 0 | 0 | [6 empty] | 0 | 1 | 1 | EA | 1 | Lighting Controls |  |  | Electrical Distribution Equipment |  | Receptacles |  | Electrical Receptacles | [20 empty] | Other Lighting Controls | [242 empty] | <a href="https://www.lutron.com/TechnicalDocumentLibrary/0301636.pdf" target="_blank">Installation Instructions</a> | [23 empty] | 10.000 DW |  |  | 5.6000 IN | [89 empty] | 1.000 EA | 1.000 EA | [35 empty] | No | [42 empty] | https://www.lutron.com/TechnicalDocumentLibrary/369269_ENG.pdf | [7 empty] | Shelf Stock | [39 empty] | 39121406 | [13 empty] | <a href="https://www.lutron.com/TechnicalDocumentLibrary/369-119_Wallbox_Warranty.pdf" target="_blank">Warranty Information</a> |  |  |  |  | 0.500 L | [14 empty] | 0 | 0 | 0 | 0 | Electrical | 2016-07-15 14:05 | 2024-07-20 11:13 | 0000-00-00 00:00:00 | 2025-11-29 02:00 | 0000-00-00 00:00:00 | [6 empty] | Sienna
4 | Lutron Electronics | NTR-20-DDTR-TP | 4460-5249 | 4460 | 5249 | Lutron Electronics | NTR-20-DDTR-TP.JPG | 27557780599 | NOVAT 20 A TMPR RESIST DUAL DIM RECPT TP | Architectural, dual dimming, tamper resistant receptacle (Gloss), 20A/125V in taupe |  | 5.6 | 3.9 |  | NTR-20-DDTR-TP.JPG | http://grandbrass.xologic.com/vendors/4460/large/NTR-20-DDTR-TP.JPG | [47 empty] | 0 | 0 | 0 | [6 empty] | 0 | 1 | 1 | EA | 1 | Lighting Controls |  |  | Electrical Distribution Equipment |  | Receptacles |  | Electrical Receptacles | [20 empty] | Other Lighting Controls | [242 empty] | <a href="https://www.lutron.com/TechnicalDocumentLibrary/0301636.pdf" target="_blank">Installation Instructions</a> | [23 empty] | 10.000 DW |  |  | 5.6000 IN | [89 empty] | 1.000 EA | 1.000 EA | [35 empty] | No | [42 empty] | https://www.lutron.com/TechnicalDocumentLibrary/369269_ENG.pdf | [7 empty] | Shelf Stock | [39 empty] | 39121406 | [13 empty] | <a href="https://www.lutron.com/TechnicalDocumentLibrary/369-119_Wallbox_Warranty.pdf" target="_blank">Warranty Information</a> |  |  |  |  | 0.500 L | [14 empty] | 0 | 0 | 0 | 0 | Electrical | 2016-07-15 14:05 | 2024-07-20 11:20 | 0000-00-00 00:00:00 | 2025-11-29 02:00 | 0000-00-00 00:00:00 | [6 empty] | Taupe
4 | Lutron Electronics | NTR-20-DDTR-WH | 4460-5250 | 4460 | 5250 | Lutron Electronics | NTR-20-DDTR-WH.jpg | 27557780629 | NOVAT 20 A TMPR RESIST DUAL DIM RECPT WH | Architectural, dual dimming, tamper resistant receptacle (Gloss), 20A/125V in white |  | 5.3 | 4 |  | NTR-20-DDTR-WH.jpg | http://grandbrass.xologic.com/vendors/4460/large/NTR-20-DDTR-WH.jpg | [47 empty] | 0 | 0 | 0 | [6 empty] | 0 | 1 | 1 | EA | 1 | Lighting Controls |  |  | Electrical Distribution Equipment |  | Receptacles |  | Electrical Receptacles | White | [19 empty] | Other Lighting Controls | [242 empty] | <a href="https://www.lutron.com/TechnicalDocumentLibrary/0301636.pdf" target="_blank">Installation Instructions</a> | [23 empty] | 10.000 DW |  |  | 5.5000 IN | [89 empty] | 1.000 EA | 1.000 EA | [35 empty] | No | [42 empty] | https://www.lutron.com/TechnicalDocumentLibrary/369269_ENG.pdf | [7 empty] | Shelf Stock | [39 empty] | 39121406 | [13 empty] | <a href="https://www.lutron.com/TechnicalDocumentLibrary/369-119_Wallbox_Warranty.pdf" target="_blank">Warranty Information</a> |  |  |  |  | 0.450 L | [14 empty] | 0 | 0 | 0 | 0 | Electrical | 2016-07-15 14:05 | 2024-07-20 11:11 | 0000-00-00 00:00:00 | 2025-11-29 02:00 | 0000-00-00 00:00:00 | [6 empty] | White
4 | Lutron Electronics | NTR-20-HDTR-AL | 4460-5251 | 4460 | 5251 | Lutron Electronics | NTR-20-HDTR-AL.png | 27557780650 | NOVAT 20 A TMPR RESIST HALF DIM RECPT AL | Architectural, half dimming, tamper resistant receptacle (Gloss), 20A/125V in almond |  | 5.3 | 5.4 |  | NTR-20-HDTR-AL.png | http://grandbrass.xologic.com/vendors/4460/large/NTR-20-HDTR-AL.png | [47 empty] | 0 | 0 | 0 | [6 empty] | 0 | 1 | 1 | EA | 1 | Lighting Controls |  |  | Electrical Distribution Equipment |  | Receptacles |  | Electrical Receptacles | Brown | [19 empty] | Other Lighting Controls | [242 empty] | <a href="https://www.lutron.com/TechnicalDocumentLibrary/0301636.pdf" target="_blank">Installation Instructions</a> | [23 empty] | 2.000 DW |  |  | 3.9000 IN | [7 empty] | <a href="https://www.lutron.com/TechnicalDocumentLibrary/NovaT_Accessories.pdf" target="_blank">Line Drawing</a> | [81 empty] | 1.000 EA | 1.000 EA | [35 empty] | No | [42 empty] | https://www.lutron.com/TechnicalDocumentLibrary/369269_ENG.pdf | [7 empty] | Shelf Stock | [39 empty] | 39121406 | [13 empty] | <a href="https://www.lutron.com/TechnicalDocumentLibrary/369-119_Wallbox_Warranty.pdf" target="_blank">Warranty Information</a> |  |  |  |  | 0.500 L | [14 empty] | 0 | 0 | 0 | 0 | Electrical | 2016-07-15 14:05 | 2024-07-20 11:17 | 0000-00-00 00:00:00 | 2025-11-29 02:00 | 0000-00-00 00:00:00 | [6 empty] | Almond
1 | Lutron Electronics | DVCL-153P-AL | 4460-5269 | 4460 | 5269 | Lutron Electronics | Ecom_DVCL-153P-AL_nowallplate.jpeg | 27557002998 | DIVA CFL/LED BOXED ALMOND | Diva LED+ Dimmer - Gloss Finish, LED, Incandescent/Halogen, 3-way/single-pole, 150W LED or 600W inc/hal in almond |  | 2.4 | 4.6 |  | Ecom_DVCL-153P-AL_nowallplate.jpeg | http://grandbrass.xologic.com/vendors/4460/large/Ecom_DVCL-153P-AL_nowallplate.jpeg | [47 empty] | 0 | 0 | 0 | [6 empty] | 0 | 1 | 1 | EA | 1 | Lighting Controls | [7 empty] | Brown | [16 empty] | Traditional |  |  | Dimmers | [49 empty] | <a href="https://www.lutron.com/TechnicalDocumentLibrary/CL%20Dimmer%20Sell%20Sheet.pdf" target="_blank">Manufacturer Brochure</a> | [192 empty] | <a href="https://www.lutron.com/TechnicalDocumentLibrary/0301882.pdf" target="_blank">Installation Instructions</a> | [23 empty] | 10.000 DW |  |  | 2.4000 IN | [89 empty] | 1.000 EA | 1.000 EA | [35 empty] | No | [42 empty] | https://www.lutron.com/TechnicalDocumentLibrary/369682.pdf | [7 empty] | Shelf Stock | [13 empty] | <a href="https://www.lutron.com/TechnicalDocumentLibrary/368-4493_Page_5.pdf" target="_blank">Tech Drawing</a> | [25 empty] | 39122206 | [6 empty] | <a href="https://www.lutron.com/Education-Training/Tools/Pages/InstallDimmer.aspx?syst=Dimmers+%26+Switches&prodn=Diva%c2%ae+dimmer+%26+switch" target="_blank">Product Video Clip</a> | [6 empty] | <a href="https://www.lutron.com/TechnicalDocumentLibrary/369-119_Wallbox_Warranty.pdf" target="_blank">Warranty Information</a> |  |  |  |  | 0.300 L | [14 empty] | 0 | 0 | 0 | 0 | Lighting Fixtures | 2016-07-15 14:06 | 2024-07-20 11:13 | 0000-00-00 00:00:00 | 2024-07-20 11:13 | 0000-00-00 00:00:00 | [6 empty] | Almond
1 | Lutron Electronics | DVCL-153P-BL | 4460-5270 | 4460 | 5270 | Lutron Electronics | Ecom_DVCL-153PR-BL_nowallplate.jpeg | 27557003001 | DIVA CFL/LED BOXED BLACK | Diva LED+ Dimmer - Gloss Finish, LED, Incandescent/Halogen, 3-way/single-pole, 150W LED or 600W inc/hal in black |  | 2.4 | 4.6 |  | Ecom_DVCL-153PR-BL_nowallplate.jpeg | http://grandbrass.xologic.com/vendors/4460/large/Ecom_DVCL-153PR-BL_nowallplate.jpeg | [47 empty] | 0 | 0 | 0 | [6 empty] | 0 | 1 | 1 | EA | 1 | Lighting Controls | [7 empty] | Black | [16 empty] | Traditional |  |  | Dimmers | [49 empty] | <a href="https://www.lutron.com/TechnicalDocumentLibrary/CL%20Dimmer%20Sell%20Sheet.pdf" target="_blank">Manufacturer Brochure</a> | [192 empty] | <a href="https://www.lutron.com/TechnicalDocumentLibrary/0301882.pdf" target="_blank">Installation Instructions</a> | [23 empty] | 10.000 DW |  |  | 2.4000 IN | [89 empty] | 1.000 EA | 1.000 EA | [35 empty] | No | [42 empty] | https://www.lutron.com/TechnicalDocumentLibrary/369682.pdf | [7 empty] | Shelf Stock | [13 empty] | <a href="https://www.lutron.com/TechnicalDocumentLibrary/368-4493_Page_5.pdf" target="_blank">Tech Drawing</a> | [25 empty] | 39122206 | [6 empty] | <a href="https://www.lutron.com/Education-Training/Tools/Pages/InstallDimmer.aspx?syst=Dimmers+%26+Switches&prodn=Diva%c2%ae+dimmer+%26+switch" target="_blank">Product Video Clip</a> | [6 empty] | <a href="https://www.lutron.com/TechnicalDocumentLibrary/369-119_Wallbox_Warranty.pdf" target="_blank">Warranty Information</a> |  |  |  |  | 0.300 L | [14 empty] | 0 | 0 | 0 | 0 | Lighting Fixtures | 2016-07-15 14:06 | 2024-07-20 11:11 | 0000-00-00 00:00:00 | 2024-07-20 11:11 | 0000-00-00 00:00:00 | [6 empty] | Black
1 | Lutron Electronics | DVCL-153P-BR | 4460-5271 | 4460 | 5271 | Lutron Electronics | Ecom_DVCL-153P-BR_nowallplate.jpeg | 27557003018 | DIVA CFL/LED BOXED BROWN | Diva LED+ Dimmer - Gloss Finish, LED, Incandescent/Halogen, 3-way/single-pole, 150W LED or 600W inc/hal in brown |  | 2.4 | 4.6 |  | Ecom_DVCL-153P-BR_nowallplate.jpeg | http://grandbrass.xologic.com/vendors/4460/large/Ecom_DVCL-153P-BR_nowallplate.jpeg | [47 empty] | 0 | 0 | 0 | [6 empty] | 0 | 1 | 1 | EA | 1 | Lighting Controls | [7 empty] | Brown | [16 empty] | Traditional |  |  | Dimmers | [49 empty] | <a href="https://www.lutron.com/TechnicalDocumentLibrary/CL%20Dimmer%20Sell%20Sheet.pdf" target="_blank">Manufacturer Brochure</a> | [192 empty] | <a href="https://www.lutron.com/TechnicalDocumentLibrary/0301882.pdf" target="_blank">Installation Instructions</a> | [23 empty] | 10.000 DW |  |  | 2.4000 IN | [89 empty] | 1.000 EA | 1.000 EA | [35 empty] | No | [42 empty] | https://www.lutron.com/TechnicalDocumentLibrary/369682.pdf | [7 empty] | Shelf Stock | [13 empty] | <a href="https://www.lutron.com/TechnicalDocumentLibrary/368-4493_Page_5.pdf" target="_blank">Tech Drawing</a> | [25 empty] | 39122206 | [6 empty] | <a href="https://www.lutron.com/Education-Training/Tools/Pages/InstallDimmer.aspx?syst=Dimmers+%26+Switches&prodn=Diva%c2%ae+dimmer+%26+switch" target="_blank">Product Video Clip</a> | [6 empty] | <a href="https://www.lutron.com/TechnicalDocumentLibrary/369-119_Wallbox_Warranty.pdf" target="_blank">Warranty Information</a> |  |  |  |  | 0.300 L | [14 empty] | 0 | 0 | 0 | 0 | Lighting Fixtures | 2016-07-15 14:06 | 2024-07-20 11:15 | 0000-00-00 00:00:00 | 2024-07-20 11:15 | 0000-00-00 00:00:00 | [6 empty] | Brown
1 | Lutron Electronics | DVCL-153P-GR | 4460-5272 | 4460 | 5272 | Lutron Electronics | Ecom_DVCL-153P-GR_nowallplate.jpeg | 27557003025 | DIVA CFL/LED BOXED GRAY | Diva LED+ Dimmer - Gloss Finish, LED, Incandescent/Halogen, 3-way/single-pole, 150W LED or 600W inc/hal in gray |  | 2.4 | 4.6 |  | Ecom_DVCL-153P-GR_nowallplate.jpeg | http://grandbrass.xologic.com/vendors/4460/large/Ecom_DVCL-153P-GR_nowallplate.jpeg | [47 empty] | 0 | 0 | 0 | [6 empty] | 0 | 1 | 1 | EA | 1 | Lighting Controls | [7 empty] | Gray | [16 empty] | Traditional |  |  | Dimmers | [49 empty] | <a href="https://www.lutron.com/TechnicalDocumentLibrary/CL%20Dimmer%20Sell%20Sheet.pdf" target="_blank">Manufacturer Brochure</a> | [192 empty] | <a href="https://www.lutron.com/TechnicalDocumentLibrary/0301882.pdf" target="_blank">Installation Instructions</a> | [23 empty] | 10.000 DW |  |  | 2.4000 IN | [89 empty] | 1.000 EA | 1.000 EA | [35 empty] | No | [42 empty] | https://www.lutron.com/TechnicalDocumentLibrary/369682.pdf | [7 empty] | Shelf Stock | [13 empty] | <a href="https://www.lutron.com/TechnicalDocumentLibrary/368-4493_Page_5.pdf" target="_blank">Tech Drawing</a> | [25 empty] | 39122206 | [6 empty] | <a href="https://www.lutron.com/Education-Training/Tools/Pages/InstallDimmer.aspx?syst=Dimmers+%26+Switches&prodn=Diva%c2%ae+dimmer+%26+switch" target="_blank">Product Video Clip</a> | [6 empty] | <a href="https://www.lutron.com/TechnicalDocumentLibrary/369-119_Wallbox_Warranty.pdf" target="_blank">Warranty Information</a> |  |  |  |  | 0.300 L | [14 empty] | 0 | 0 | 0 | 0 | Lighting Fixtures | 2016-07-15 14:06 | 2024-07-20 11:11 | 0000-00-00 00:00:00 | 2024-07-20 11:11 | 0000-00-00 00:00:00 | [6 empty] | Gray
1 | Lutron Electronics | DVCL-153P-IV | 4460-5273 | 4460 | 5273 | Lutron Electronics | Ecom_DVCL-153P-IV_nowallplate.jpeg | 27557003032 | DIVA CFL/LED BOXED IVORY | Diva LED+ Dimmer - Gloss Finish, LED, Incandescent/Halogen, 3-way/single-pole, 150W LED or 600W inc/hal in ivory |  | 2.4 | 4.6 |  | Ecom_DVCL-153P-IV_nowallplate.jpeg | http://grandbrass.xologic.com/vendors/4460/large/Ecom_DVCL-153P-IV_nowallplate.jpeg | [47 empty] | 0 | 0 | 0 | [6 empty] | 0 | 1 | 1 | EA | 1 | Lighting Controls | [7 empty] | White | [16 empty] | Traditional |  |  | Dimmers | [49 empty] | <a href="https://www.lutron.com/TechnicalDocumentLibrary/CL%20Dimmer%20Sell%20Sheet.pdf" target="_blank">Manufacturer Brochure</a> | [192 empty] | <a href="https://www.lutron.com/TechnicalDocumentLibrary/0301882.pdf" target="_blank">Installation Instructions</a> | [23 empty] | 10.000 DW |  |  | 2.4000 IN | [89 empty] | 1.000 EA | 1.000 EA | [35 empty] | No | [42 empty] | https://www.lutron.com/TechnicalDocumentLibrary/369682.pdf | [7 empty] | Shelf Stock | [13 empty] | <a href="https://www.lutron.com/TechnicalDocumentLibrary/368-4493_Page_5.pdf" target="_blank">Tech Drawing</a> | [25 empty] | 39122206 | [6 empty] | <a href="https://www.lutron.com/Education-Training/Tools/Pages/InstallDimmer.aspx?syst=Dimmers+%26+Switches&prodn=Diva%c2%ae+dimmer+%26+switch" target="_blank">Product Video Clip</a> | [6 empty] | <a href="https://www.lutron.com/TechnicalDocumentLibrary/369-119_Wallbox_Warranty.pdf" target="_blank">Warranty Information</a> |  |  |  |  | 0.300 L | [14 empty] | 0 | 0 | 0 | 0 | Lighting Fixtures | 2016-07-15 14:06 | 2024-07-20 11:13 | 0000-00-00 00:00:00 | 2024-07-20 11:13 | 0000-00-00 00:00:00 | [6 empty] | Ivory
1 | Lutron Electronics | DVCL-153P-LA | 4460-5274 | 4460 | 5274 | Lutron Electronics | Ecom_DVCL-153P-LA_nowallplate.jpeg | 27557003049 | DIVA CFL/LED BOXED LIGHT ALMOND | Diva LED+ Dimmer - Gloss Finish, LED, Incandescent/Halogen, 3-way/single-pole, 150W LED or 600W inc/hal in light almond |  | 2.4 | 4.6 |  | Ecom_DVCL-153P-LA_nowallplate.jpeg | http://grandbrass.xologic.com/vendors/4460/large/Ecom_DVCL-153P-LA_nowallplate.jpeg | [47 empty] | 0 | 0 | 0 | [6 empty] | 0 | 1 | 1 | EA | 1 | Lighting Controls | [7 empty] | White | [16 empty] | Traditional |  |  | Dimmers | [49 empty] | <a href="https://www.lutron.com/TechnicalDocumentLibrary/CL%20Dimmer%20Sell%20Sheet.pdf" target="_blank">Manufacturer Brochure</a> | [192 empty] | <a href="https://www.lutron.com/TechnicalDocumentLibrary/0301882.pdf" target="_blank">Installation Instructions</a> | [23 empty] | 10.000 DW |  |  | 2.4000 IN | [89 empty] | 1.000 EA | 1.000 EA | [35 empty] | No | [42 empty] | https://www.lutron.com/TechnicalDocumentLibrary/369682.pdf | [7 empty] | Shelf Stock | [13 empty] | <a href="https://www.lutron.com/TechnicalDocumentLibrary/368-4493_Page_5.pdf" target="_blank">Tech Drawing</a> | [25 empty] | 39122206 | [6 empty] | <a href="https://www.lutron.com/Education-Training/Tools/Pages/InstallDimmer.aspx?syst=Dimmers+%26+Switches&prodn=Diva%c2%ae+dimmer+%26+switch" target="_blank">Product Video Clip</a> | [6 empty] | <a href="https://www.lutron.com/TechnicalDocumentLibrary/369-119_Wallbox_Warranty.pdf" target="_blank">Warranty Information</a> |  |  |  |  | 0.300 L | [14 empty] | 0 | 0 | 0 | 0 | Lighting Fixtures | 2016-07-15 14:06 | 2024-07-20 11:10 | 0000-00-00 00:00:00 | 2024-07-20 11:10 | 0000-00-00 00:00:00
1 | Lutron Electronics | DVCL-153P-WH | 4460-5275 | 4460 | 5275 | Lutron Electronics | dvcl-153p-wh.jpg | 27557003056 | DIVA CFL/LED BOXED WHITE | Diva LED+ Dimmer - Gloss Finish, LED, Incandescent/Halogen, 3-way/single-pole, 150W LED or 600W inc/hal in white |  | 2.4 | 4.6 |  | dvcl-153p-wh.jpg | http://grandbrass.xologic.com/vendors/4460/large/dvcl-153p-wh.jpg | [47 empty] | 0 | 0 | 0 | [6 empty] | 0 | 1 | 1 | EA | 1 | Lighting Controls | [7 empty] | White | [16 empty] | Traditional |  |  | Dimmers | [49 empty] | <a href="https://www.lutron.com/TechnicalDocumentLibrary/CL%20Dimmer%20Sell%20Sheet.pdf" target="_blank">Manufacturer Brochure</a> | [192 empty] | <a href="https://www.lutron.com/TechnicalDocumentLibrary/0301882.pdf" target="_blank">Installation Instructions</a> | [23 empty] | 10.000 DW |  |  | 2.4000 IN | [89 empty] | 1.000 EA | 1.000 EA | [35 empty] | No | [42 empty] | https://www.lutron.com/TechnicalDocumentLibrary/369682.pdf | [7 empty] | Shelf Stock | [13 empty] | <a href="https://www.lutron.com/TechnicalDocumentLibrary/368-4493_Page_5.pdf" target="_blank">Tech Drawing</a> | [25 empty] | 39122206 | [6 empty] | <a href="https://www.lutron.com/Education-Training/Tools/Pages/InstallDimmer.aspx?syst=Dimmers+%26+Switches&prodn=Diva%c2%ae+dimmer+%26+switch" target="_blank">Product Video Clip</a> | [6 empty] | <a href="https://www.lutron.com/TechnicalDocumentLibrary/369-119_Wallbox_Warranty.pdf" target="_blank">Warranty Information</a> |  |  |  |  | 0.200 L | [14 empty] | 0 | 0 | 0 | 0 | Lighting Fixtures | 2016-07-15 14:06 | 2024-07-20 11:17 | 0000-00-00 00:00:00 | 2024-07-20 11:17 | 0000-00-00 00:00:00 | [6 empty] | White
1 | Lutron Electronics | DVCL-153PH-AL | 4460-5276 | 4460 | 5276 | Lutron Electronics | Ecom_DVCL-153P-AL_nowallplate.jpeg | 27557003261 | DIVA CFL/LED CLAM ALMOND | Diva LED+ Dimmer - Gloss Finish, LED, Incandescent/Halogen, 3-way/single-pole, 150W LED or 600W inc/hal clamshell packaging in almond |  | 5.83 | 3.9 |  | Ecom_DVCL-153P-AL_nowallplate.jpeg | http://grandbrass.xologic.com/vendors/4460/large/Ecom_DVCL-153P-AL_nowallplate.jpeg | [47 empty] | 0 | 0 | 0 | [6 empty] | 0 | 1 | 1 | EA | 1 | Lighting Controls | [7 empty] | White | [16 empty] | Traditional |  |  | Dimmers | [49 empty] | <a href="https://www.lutron.com/TechnicalDocumentLibrary/CL%20Dimmer%20Sell%20Sheet.pdf" target="_blank">Manufacturer Brochure</a> | [192 empty] | <a href="https://www.lutron.com/TechnicalDocumentLibrary/0301882.pdf" target="_blank">Installation Instructions</a> | [23 empty] | 10.000 DW |  |  | 2.3800 IN | [89 empty] | 1.000 EA | 1.000 EA | [35 empty] | No | [42 empty] | https://www.lutron.com/TechnicalDocumentLibrary/369682.pdf | [7 empty] | Shelf Stock | [13 empty] | <a href="https://www.lutron.com/TechnicalDocumentLibrary/368-4493_Page_5.pdf" target="_blank">Tech Drawing</a> | [25 empty] | 39122206 | [6 empty] | <a href="https://www.lutron.com/Education-Training/Tools/Pages/InstallDimmer.aspx?syst=Dimmers+%26+Switches&prodn=Diva%c2%ae+dimmer+%26+switch" target="_blank">Product Video Clip</a> | [6 empty] | <a href="https://www.lutron.com/TechnicalDocumentLibrary/369-119_Wallbox_Warranty.pdf" target="_blank">Warranty Information</a> |  |  |  |  | 0.270 L | [14 empty] | 0 | 0 | 0 | 0 | Lighting Fixtures | 2016-07-15 14:06 | 2024-07-20 11:15 | 0000-00-00 00:00:00 | 2024-07-20 11:15 | 0000-00-00 00:00:00 | [6 empty] | Almond
1 | Lutron Electronics | DVCL-153PH-BL | 4460-5277 | 4460 | 5277 | Lutron Electronics | Ecom_DVCL-153P-BL_nowallplate.jpeg | 27557003278 | DIVA CFL/LED CLAM BLACK | Diva LED+ Dimmer - Gloss Finish, LED, Incandescent/Halogen, 3-way/single-pole, 150W LED or 600W inc/hal clamshell packaging in black |  | 5.83 | 3.9 |  | Ecom_DVCL-153P-BL_nowallplate.jpeg | http://grandbrass.xologic.com/vendors/4460/large/Ecom_DVCL-153P-BL_nowallplate.jpeg | [47 empty] | 0 | 0 | 0 | [6 empty] | 0 | 1 | 1 | EA | 1 | Lighting Controls | [7 empty] | Black | [16 empty] | Traditional |  |  | Dimmers | [49 empty] | <a href="https://www.lutron.com/TechnicalDocumentLibrary/CL%20Dimmer%20Sell%20Sheet.pdf" target="_blank">Manufacturer Brochure</a> | [192 empty] | <a href="https://www.lutron.com/TechnicalDocumentLibrary/0301882.pdf" target="_blank">Installation Instructions</a> | [23 empty] | 10.000 DW |  |  | 2.3800 IN | [89 empty] | 1.000 EA | 1.000 EA | [35 empty] | No | [42 empty] | https://www.lutron.com/TechnicalDocumentLibrary/369682.pdf | [7 empty] | Shelf Stock | [13 empty] | <a href="https://www.lutron.com/TechnicalDocumentLibrary/368-4493_Page_5.pdf" target="_blank">Tech Drawing</a> | [25 empty] | 39122206 | [6 empty] | <a href="https://www.lutron.com/Education-Training/Tools/Pages/InstallDimmer.aspx?syst=Dimmers+%26+Switches&prodn=Diva%c2%ae+dimmer+%26+switch" target="_blank">Product Video Clip</a> | [6 empty] | <a href="https://www.lutron.com/TechnicalDocumentLibrary/369-119_Wallbox_Warranty.pdf" target="_blank">Warranty Information</a> |  |  |  |  | 0.270 L | [14 empty] | 0 | 0 | 0 | 0 | Lighting Fixtures | 2016-07-15 14:06 | 2024-07-20 11:17 | 0000-00-00 00:00:00 | 2024-07-20 11:17 | 0000-00-00 00:00:00 | [6 empty] | Black
1 | Lutron Electronics | DVCL-153PH-BR | 4460-5278 | 4460 | 5278 | Lutron Electronics | Ecom_DVCL-153P-BR_nowallplate.jpeg | 27557003285 | DIVA CFL/LED CLAM BROWN | Diva LED+ Dimmer - Gloss Finish, LED, Incandescent/Halogen, 3-way/single-pole, 150W LED or 600W inc/hal clamshell packaging in brown |  | 5.83 | 3.9 |  | Ecom_DVCL-153P-BR_nowallplate.jpeg | http://grandbrass.xologic.com/vendors/4460/large/Ecom_DVCL-153P-BR_nowallplate.jpeg | [47 empty] | 0 | 0 | 0 | [6 empty] | 0 | 1 | 1 | EA | 1 | Lighting Controls | [7 empty] | Brown | [16 empty] | Traditional |  |  | Dimmers | [49 empty] | <a href="https://www.lutron.com/TechnicalDocumentLibrary/CL%20Dimmer%20Sell%20Sheet.pdf" target="_blank">Manufacturer Brochure</a> | [192 empty] | <a href="https://www.lutron.com/TechnicalDocumentLibrary/0301882.pdf" target="_blank">Installation Instructions</a> | [23 empty] | 10.000 DW |  |  | 2.3800 IN | [89 empty] | 1.000 EA | 1.000 EA | [35 empty] | No | [42 empty] | https://www.lutron.com/TechnicalDocumentLibrary/369682.pdf | [7 empty] | Shelf Stock | [13 empty] | <a href="https://www.lutron.com/TechnicalDocumentLibrary/368-4493_Page_5.pdf" target="_blank">Tech Drawing</a> | [25 empty] | 39122206 | [6 empty] | <a href="https://www.lutron.com/Education-Training/Tools/Pages/InstallDimmer.aspx?syst=Dimmers+%26+Switches&prodn=Diva%c2%ae+dimmer+%26+switch" target="_blank">Product Video Clip</a> | [6 empty] | <a href="https://www.lutron.com/TechnicalDocumentLibrary/369-119_Wallbox_Warranty.pdf" target="_blank">Warranty Information</a> |  |  |  |  | 0.270 L | [14 empty] | 0 | 0 | 0 | 0 | Lighting Fixtures | 2016-07-15 14:06 | 2024-07-20 11:14 | 0000-00-00 00:00:00 | 2024-07-20 11:14 | 0000-00-00 00:00:00 | [6 empty] | Brown
1 | Lutron Electronics | DVCL-153PH-GR | 4460-5279 | 4460 | 5279 | Lutron Electronics | Ecom_DVCL-153P-GR_nowallplate.jpeg | 27557003292 | DIVA CFL/LED CLAM GRAY | Diva LED+ Dimmer - Gloss Finish, LED, Incandescent/Halogen, 3-way/single-pole, 150W LED or 600W inc/hal clamshell packaging in gray |  | 5.83 | 3.9 |  | Ecom_DVCL-153P-GR_nowallplate.jpeg | http://grandbrass.xologic.com/vendors/4460/large/Ecom_DVCL-153P-GR_nowallplate.jpeg | [47 empty] | 0 | 0 | 0 | [6 empty] | 0 | 1 | 1 | EA | 1 | Lighting Controls | [7 empty] | Gray | [16 empty] | Traditional |  |  | Dimmers | [49 empty] | <a href="https://www.lutron.com/TechnicalDocumentLibrary/CL%20Dimmer%20Sell%20Sheet.pdf" target="_blank">Manufacturer Brochure</a> | [192 empty] | <a href="https://www.lutron.com/TechnicalDocumentLibrary/0301882.pdf" target="_blank">Installation Instructions</a> | [23 empty] | 10.000 DW |  |  | 2.3800 IN | [89 empty] | 1.000 EA | 1.000 EA | [35 empty] | No | [42 empty] | https://www.lutron.com/TechnicalDocumentLibrary/369682.pdf | [7 empty] | Shelf Stock | [13 empty] | <a href="https://www.lutron.com/TechnicalDocumentLibrary/368-4493_Page_5.pdf" target="_blank">Tech Drawing</a> | [25 empty] | 39122206 | [6 empty] | <a href="https://www.lutron.com/Education-Training/Tools/Pages/InstallDimmer.aspx?syst=Dimmers+%26+Switches&prodn=Diva%c2%ae+dimmer+%26+switch" target="_blank">Product Video Clip</a> | [6 empty] | <a href="https://www.lutron.com/TechnicalDocumentLibrary/369-119_Wallbox_Warranty.pdf" target="_blank">Warranty Information</a> |  |  |  |  | 0.270 L | [14 empty] | 0 | 0 | 0 | 0 | Lighting Fixtures | 2016-07-15 14:06 | 2024-07-20 11:42 | 0000-00-00 00:00:00 | 2024-07-20 11:42 | 0000-00-00 00:00:00 | [6 empty] | Gray
1 | Lutron Electronics | DVCL-153PH-IV | 4460-5280 | 4460 | 5280 | Lutron Electronics | Ecom_DVCL-153P-IV_nowallplate.jpeg | 27557003308 | DIVA CFL/LED CLAM IVORY | Diva LED+ Dimmer - Gloss Finish, LED, Incandescent/Halogen, 3-way/single-pole, 150W LED or 600W inc/hal clamshell packaging in ivory |  | 5.83 | 3.9 |  | Ecom_DVCL-153P-IV_nowallplate.jpeg | http://grandbrass.xologic.com/vendors/4460/large/Ecom_DVCL-153P-IV_nowallplate.jpeg | [47 empty] | 0 | 0 | 0 | [6 empty] | 0 | 1 | 1 | EA | 1 | Lighting Controls | [7 empty] | White | [16 empty] | Traditional |  |  | Dimmers | [49 empty] | <a href="https://www.lutron.com/TechnicalDocumentLibrary/CL%20Dimmer%20Sell%20Sheet.pdf" target="_blank">Manufacturer Brochure</a> | [192 empty] | <a href="https://www.lutron.com/TechnicalDocumentLibrary/0301882.pdf" target="_blank">Installation Instructions</a> | [23 empty] | 10.000 DW |  |  | 2.3800 IN | [89 empty] | 1.000 EA | 1.000 EA | [35 empty] | No | [42 empty] | https://www.lutron.com/TechnicalDocumentLibrary/369682.pdf | [7 empty] | Shelf Stock | [13 empty] | <a href="https://www.lutron.com/TechnicalDocumentLibrary/368-4493_Page_5.pdf" target="_blank">Tech Drawing</a> | [25 empty] | 39122206 | [6 empty] | <a href="https://www.lutron.com/Education-Training/Tools/Pages/InstallDimmer.aspx?syst=Dimmers+%26+Switches&prodn=Diva%c2%ae+dimmer+%26+switch" target="_blank">Product Video Clip</a> | [6 empty] | <a href="https://www.lutron.com/TechnicalDocumentLibrary/369-119_Wallbox_Warranty.pdf" target="_blank">Warranty Information</a> |  |  |  |  | 0.270 L | [14 empty] | 0 | 0 | 0 | 0 | Lighting Fixtures | 2016-07-15 14:06 | 2024-07-20 11:20 | 0000-00-00 00:00:00 | 2024-07-20 11:20 | 0000-00-00 00:00:00 | [6 empty] | Ivory
1 | Lutron Electronics | DVCL-153PH-LA | 4460-5281 | 4460 | 5281 | Lutron Electronics | Ecom_DVCL-153P-LA_nowallplate.jpeg | 27557003315 | DIVA CFL/LED CLAM LIGHT ALMOND | Diva LED+ Dimmer - Gloss Finish, LED, Incandescent/Halogen, 3-way/single-pole, 150W LED or 600W inc/hal clamshell packaging in light almond |  | 5.83 | 3.9 |  | Ecom_DVCL-153P-LA_nowallplate.jpeg | http://grandbrass.xologic.com/vendors/4460/large/Ecom_DVCL-153P-LA_nowallplate.jpeg | [47 empty] | 0 | 0 | 0 | [6 empty] | 0 | 1 | 1 | EA | 1 | Lighting Controls | [7 empty] | White | [16 empty] | Traditional |  |  | Dimmers | [49 empty] | <a href="https://www.lutron.com/TechnicalDocumentLibrary/CL%20Dimmer%20Sell%20Sheet.pdf" target="_blank">Manufacturer Brochure</a> | [192 empty] | <a href="https://www.lutron.com/TechnicalDocumentLibrary/0301882.pdf" target="_blank">Installation Instructions</a> | [23 empty] | 10.000 DW |  |  | 2.3800 IN | [89 empty] | 1.000 EA | 1.000 EA | [35 empty] | No | [42 empty] | https://www.lutron.com/TechnicalDocumentLibrary/369682.pdf | [7 empty] | Shelf Stock | [13 empty] | <a href="https://www.lutron.com/TechnicalDocumentLibrary/368-4493_Page_5.pdf" target="_blank">Tech Drawing</a> | [25 empty] | 39122206 | [6 empty] | <a href="https://www.lutron.com/Education-Training/Tools/Pages/InstallDimmer.aspx?syst=Dimmers+%26+Switches&prodn=Diva%c2%ae+dimmer+%26+switch" target="_blank">Product Video Clip</a> | [6 empty] | <a href="https://www.lutron.com/TechnicalDocumentLibrary/369-119_Wallbox_Warranty.pdf" target="_blank">Warranty Information</a> |  |  |  |  | 0.270 L | [14 empty] | 0 | 0 | 0 | 0 | Lighting Fixtures | 2016-07-15 14:06 | 2024-07-20 11:13 | 0000-00-00 00:00:00 | 2024-07-20 11:13 | 0000-00-00 00:00:00
1 | Lutron Electronics | DVCL-153PH-WH | 4460-5282 | 4460 | 5282 | Lutron Electronics | dvcl-153ph-wh | 27557003322 | DIVA CFL/LED CLAM WHITE | Diva LED+ Dimmer - Gloss Finish, LED, Incandescent/Halogen, 3-way/single-pole, 150W LED or 600W inc/hal clamshell packaging in white |  | 4 | 6 | [50 empty] | 0 | 0 | 0 | [6 empty] | 0 | 1 | 1 | EA | 1 | Lighting Controls | [7 empty] | White | [16 empty] | Traditional |  |  | Dimmers | [49 empty] | <a href="https://www.lutron.com/TechnicalDocumentLibrary/CL%20Dimmer%20Sell%20Sheet.pdf" target="_blank">Manufacturer Brochure</a> | [192 empty] | <a href="https://www.lutron.com/TechnicalDocumentLibrary/0301882.pdf" target="_blank">Installation Instructions</a> | [23 empty] | 10.000 DW |  |  | 2.5000 IN | [89 empty] | 1.000 EA | 1.000 EA | [35 empty] | No | [42 empty] | https://www.lutron.com/TechnicalDocumentLibrary/369682.pdf | [7 empty] | Shelf Stock | [13 empty] | <a href="https://www.lutron.com/TechnicalDocumentLibrary/368-4493_Page_5.pdf" target="_blank">Tech Drawing</a> | [25 empty] | 39122206 | [6 empty] | <a href="https://www.lutron.com/Education-Training/Tools/Pages/InstallDimmer.aspx?syst=Dimmers+%26+Switches&prodn=Diva%c2%ae+dimmer+%26+switch" target="_blank">Product Video Clip</a> | [6 empty] | <a href="https://www.lutron.com/TechnicalDocumentLibrary/369-119_Wallbox_Warranty.pdf" target="_blank">Warranty Information</a> |  |  |  |  | 0.270 L | [14 empty] | 0 | 0 | 0 | 0 | Lighting Fixtures | 2016-07-15 14:06 | 2024-07-20 11:13 | 0000-00-00 00:00:00 | 2024-07-20 11:13 | 0000-00-00 00:00:00 | [6 empty] | White
1 | Lutron Electronics | CTCL-153P-AL | 4460-5283 | 4460 | 5283 | Lutron Electronics | Ecom_CTCL-153P-AL_nowallplate.jpeg?w=1500 | 27557003674 | CONTOUR CFL/LED ALMOND | Skylark Contour LED+ Dimmer, Incandescent/Halogen, 3-way/single-pole, 150W LED or 600W inc/hal in almond |  | 2.3 | 4.5 | [50 empty] | 0 | 0 | 0 | [6 empty] | 0 | 1 | 1 | EA | 1 | Lighting Controls | [7 empty] | Brown | [19 empty] | Dimmers | [49 empty] | <a href="https://www.lutron.com/TechnicalDocumentLibrary/CL%20Dimmer%20Sell%20Sheet.pdf" target="_blank">Manufacturer Brochure</a> | [192 empty] | <a href="https://www.lutron.com/TechnicalDocumentLibrary/0301882.pdf" target="_blank">Installation Instructions</a> | [23 empty] | 10.000 DW |  |  | 2.3000 IN | [89 empty] | 1.000 EA | 1.000 EA | [35 empty] | No | [42 empty] | https://www.lutron.com/TechnicalDocumentLibrary/369683.pdf | [7 empty] | Shelf Stock | [13 empty] | <a href="https://www.lutron.com/TechnicalDocumentLibrary/368-4493_Page_5.pdf" target="_blank">Tech Drawing</a> | [25 empty] | 39122206 | [6 empty] | <a href="https://lutron.widen.net/content/stbdslloil/MP4/LED+-Dimmer-with-Wire-Leads-Installation_English.MP4?w=2048" target="_blank">Product Video Clip</a> | [6 empty] | <a href="https://www.lutron.com/TechnicalDocumentLibrary/369-119_Wallbox_Warranty.pdf" target="_blank">Warranty Information</a> |  |  |  |  | 0.150 L | [14 empty] | 0 | 0 | 0 | 0 | Lighting Fixtures | 2016-07-15 14:06 | 2024-07-20 11:11 | 0000-00-00 00:00:00 | 2024-07-20 11:11 | 0000-00-00 00:00:00 | [6 empty] | Almond
1 | Lutron Electronics | CTCL-153P-BL | 4460-5284 | 4460 | 5284 | Lutron Electronics | Ecom_CTCL-153P-BL_nowallplate.jpeg?w=1500 | 27557003711 | CONTOUR CFL/LED BLACK | Skylark Contour LED+ Dimmer, Incandescent/Halogen, 3-way/single-pole, 150W LED or 600W inc/hal in black |  | 2.3 | 4.5 | [50 empty] | 0 | 0 | 0 | [6 empty] | 0 | 1 | 1 | EA | 1 | Lighting Controls | [7 empty] | Black | [19 empty] | Dimmers | [49 empty] | <a href="https://www.lutron.com/TechnicalDocumentLibrary/CL%20Dimmer%20Sell%20Sheet.pdf" target="_blank">Manufacturer Brochure</a> | [192 empty] | <a href="https://www.lutron.com/TechnicalDocumentLibrary/0301882.pdf" target="_blank">Installation Instructions</a> | [23 empty] | 10.000 DW |  |  | 2.3000 IN | [89 empty] | 1.000 EA | 1.000 EA | [35 empty] | No | [42 empty] | https://www.lutron.com/TechnicalDocumentLibrary/369683.pdf | [7 empty] | Shelf Stock | [13 empty] | <a href="https://www.lutron.com/TechnicalDocumentLibrary/368-4493_Page_5.pdf" target="_blank">Tech Drawing</a> | [25 empty] | 39122206 | [6 empty] | <a href="https://lutron.widen.net/content/stbdslloil/MP4/LED+-Dimmer-with-Wire-Leads-Installation_English.MP4?w=2048" target="_blank">Product Video Clip</a> | [6 empty] | <a href="https://www.lutron.com/TechnicalDocumentLibrary/369-119_Wallbox_Warranty.pdf" target="_blank">Warranty Information</a> |  |  |  |  | 0.150 L | [14 empty] | 0 | 0 | 0 | 0 | Lighting Fixtures | 2016-07-15 14:06 | 2024-07-20 11:19 | 0000-00-00 00:00:00 | 2024-07-20 11:19 | 0000-00-00 00:00:00 | [6 empty] | Black
1 | Lutron Electronics | CTCL-153P-BR | 4460-5285 | 4460 | 5285 | Lutron Electronics | Ecom_CTCL-153P-BR_nowallplate.jpeg?w=1500 | 27557003704 | CONTOUR CFL/LED BROWN | Skylark Contour LED+ Dimmer, Incandescent/Halogen, 3-way/single-pole, 150W LED or 600W inc/hal in brown |  | 2.3 | 4.5 | [50 empty] | 0 | 0 | 0 | [6 empty] | 0 | 1 | 1 | EA | 1 | Lighting Controls | [7 empty] | Brown | [19 empty] | Dimmers | [49 empty] | <a href="https://www.lutron.com/TechnicalDocumentLibrary/CL%20Dimmer%20Sell%20Sheet.pdf" target="_blank">Manufacturer Brochure</a> | [192 empty] | <a href="https://www.lutron.com/TechnicalDocumentLibrary/0301882.pdf" target="_blank">Installation Instructions</a> | [23 empty] | 10.000 DW |  |  | 2.3000 IN | [89 empty] | 1.000 EA | 1.000 EA | [35 empty] | No | [42 empty] | https://www.lutron.com/TechnicalDocumentLibrary/369683.pdf | [7 empty] | Shelf Stock | [13 empty] | <a href="https://www.lutron.com/TechnicalDocumentLibrary/368-4493_Page_5.pdf" target="_blank">Tech Drawing</a> | [25 empty] | 39122206 | [6 empty] | <a href="https://lutron.widen.net/content/stbdslloil/MP4/LED+-Dimmer-with-Wire-Leads-Installation_English.MP4?w=2048" target="_blank">Product Video Clip</a> | [6 empty] | <a href="https://www.lutron.com/TechnicalDocumentLibrary/369-119_Wallbox_Warranty.pdf" target="_blank">Warranty Information</a> |  |  |  |  | 0.150 L | [14 empty] | 0 | 0 | 0 | 0 | Lighting Fixtures | 2016-07-15 14:06 | 2024-07-20 11:14 | 0000-00-00 00:00:00 | 2024-07-20 11:14 | 0000-00-00 00:00:00 | [6 empty] | Brown
1 | Lutron Electronics | CTCL-153P-GR | 4460-5286 | 4460 | 5286 | Lutron Electronics | Ecom_CTCL-153P-GR_nowallplate.jpeg?w=1500 | 27557003728 | CONTOUR CFL/LED GRAY | Skylark Contour LED+ Dimmer, Incandescent/Halogen, 3-way/single-pole, 150W LED or 600W inc/hal in gray |  | 2.3 | 4.5 | [50 empty] | 0 | 0 | 0 | [6 empty] | 0 | 1 | 1 | EA | 1 | Lighting Controls | [7 empty] | Gray | [19 empty] | Dimmers | [49 empty] | <a href="https://www.lutron.com/TechnicalDocumentLibrary/CL%20Dimmer%20Sell%20Sheet.pdf" target="_blank">Manufacturer Brochure</a> | [192 empty] | <a href="https://www.lutron.com/TechnicalDocumentLibrary/0301882.pdf" target="_blank">Installation Instructions</a> | [23 empty] | 10.000 DW |  |  | 2.3000 IN | [89 empty] | 1.000 EA | 1.000 EA | [35 empty] | No | [42 empty] | https://www.lutron.com/TechnicalDocumentLibrary/369683.pdf | [7 empty] | Shelf Stock | [13 empty] | <a href="https://www.lutron.com/TechnicalDocumentLibrary/368-4493_Page_5.pdf" target="_blank">Tech Drawing</a> | [25 empty] | 39122206 | [6 empty] | <a href="https://lutron.widen.net/content/stbdslloil/MP4/LED+-Dimmer-with-Wire-Leads-Installation_English.MP4?w=2048" target="_blank">Product Video Clip</a> | [6 empty] | <a href="https://www.lutron.com/TechnicalDocumentLibrary/369-119_Wallbox_Warranty.pdf" target="_blank">Warranty Information</a> |  |  |  |  | 0.150 L | [14 empty] | 0 | 0 | 0 | 0 | Lighting Fixtures | 2016-07-15 14:06 | 2024-07-20 11:16 | 0000-00-00 00:00:00 | 2024-07-20 11:16 | 0000-00-00 00:00:00 | [6 empty] | Gray
1 | Lutron Electronics | CTCL-153P-IV | 4460-5287 | 4460 | 5287 | Lutron Electronics | Ecom_CTCL-153P-IV_nowallplate.jpeg?w=1500 | 27557003698 | CONTOUR CFL/LED IVORY | Skylark Contour LED+ Dimmer, Incandescent/Halogen, 3-way/single-pole, 150W LED or 600W inc/hal in ivory |  | 2.3 | 4.5 | [50 empty] | 0 | 0 | 0 | [6 empty] | 0 | 1 | 1 | EA | 1 | Lighting Controls | [7 empty] | White | [19 empty] | Dimmers | [49 empty] | <a href="https://www.lutron.com/TechnicalDocumentLibrary/CL%20Dimmer%20Sell%20Sheet.pdf" target="_blank">Manufacturer Brochure</a> | [192 empty] | <a href="https://www.lutron.com/TechnicalDocumentLibrary/0301882.pdf" target="_blank">Installation Instructions</a> | [23 empty] | 10.000 DW |  |  | 2.3000 IN | [89 empty] | 1.000 EA | 1.000 EA | [35 empty] | No | [42 empty] | https://www.lutron.com/TechnicalDocumentLibrary/369683.pdf | [7 empty] | Shelf Stock | [13 empty] | <a href="https://www.lutron.com/TechnicalDocumentLibrary/368-4493_Page_5.pdf" target="_blank">Tech Drawing</a> | [25 empty] | 39122206 | [6 empty] | <a href="https://lutron.widen.net/content/stbdslloil/MP4/LED+-Dimmer-with-Wire-Leads-Installation_English.MP4?w=2048" target="_blank">Product Video Clip</a> | [6 empty] | <a href="https://www.lutron.com/TechnicalDocumentLibrary/369-119_Wallbox_Warranty.pdf" target="_blank">Warranty Information</a> |  |  |  |  | 0.150 L | [14 empty] | 0 | 0 | 0 | 0 | Lighting Fixtures | 2016-07-15 14:06 | 2024-07-20 11:15 | 0000-00-00 00:00:00 | 2024-07-20 11:15 | 0000-00-00 00:00:00 | [6 empty] | Ivory
1 | Lutron Electronics | CTCL-153P-LA | 4460-5288 | 4460 | 5288 | Lutron Electronics | Ecom_CTCL-153PDH-LA_nowallplate.jpeg?w=1500 | 27557003681 | CONTOUR CFL/LED LIGHT ALMOND | Skylark Contour LED+ Dimmer, Incandescent/Halogen, 3-way/single-pole, 150W LED or 600W inc/hal in light almond |  | 2.3 | 4.5 | [50 empty] | 0 | 0 | 0 | [6 empty] | 0 | 1 | 1 | EA | 1 | Lighting Controls | [27 empty] | Dimmers | [49 empty] | <a href="https://www.lutron.com/TechnicalDocumentLibrary/CL%20Dimmer%20Sell%20Sheet.pdf" target="_blank">Manufacturer Brochure</a> | [192 empty] | <a href="https://www.lutron.com/TechnicalDocumentLibrary/0301882.pdf" target="_blank">Installation Instructions</a> | [23 empty] | 10.000 DW |  |  | 2.3000 IN | [89 empty] | 1.000 EA | 1.000 EA | [35 empty] | No | [42 empty] | https://www.lutron.com/TechnicalDocumentLibrary/369683.pdf | [7 empty] | Shelf Stock | [13 empty] | <a href="https://www.lutron.com/TechnicalDocumentLibrary/368-4493_Page_5.pdf" target="_blank">Tech Drawing</a> | [25 empty] | 39122206 | [6 empty] | <a href="https://lutron.widen.net/content/stbdslloil/MP4/LED+-Dimmer-with-Wire-Leads-Installation_English.MP4?w=2048" target="_blank">Product Video Clip</a> | [6 empty] | <a href="https://www.lutron.com/TechnicalDocumentLibrary/369-119_Wallbox_Warranty.pdf" target="_blank">Warranty Information</a> |  |  |  |  | 0.150 L | [14 empty] | 0 | 0 | 0 | 0 | Lighting Fixtures | 2016-07-15 14:06 | 2024-07-20 11:13 | 0000-00-00 00:00:00 | 2024-07-20 11:13 | 0000-00-00 00:00:00
1 | Lutron Electronics | CTCL-153P-WH | 4460-5289 | 4460 | 5289 | Lutron Electronics | CTCL-153P-WH.jpeg?w=1500 | 27557002967 | CONTOUR CFL/LED WHITE | Skylark Contour LED+ Dimmer, Incandescent/Halogen, 3-way/single-pole, 150W LED or 600W inc/hal in white |  | 2.3 | 4.5 | [50 empty] | 0 | 0 | 0 | [6 empty] | 0 | 1 | 1 | EA | 1 | Lighting Controls | [7 empty] | White | [19 empty] | Dimmers | [49 empty] | <a href="https://www.lutron.com/TechnicalDocumentLibrary/CL%20Dimmer%20Sell%20Sheet.pdf" target="_blank">Manufacturer Brochure</a> | [192 empty] | <a href="https://www.lutron.com/TechnicalDocumentLibrary/0301882.pdf" target="_blank">Installation Instructions</a> | [23 empty] | 10.000 DW |  |  | 2.3000 IN | [89 empty] | 1.000 EA | 1.000 EA | [35 empty] | No | [42 empty] | https://www.lutron.com/TechnicalDocumentLibrary/369683.pdf | [7 empty] | Shelf Stock | [13 empty] | <a href="https://www.lutron.com/TechnicalDocumentLibrary/368-4493_Page_5.pdf" target="_blank">Tech Drawing</a> | [25 empty] | 39122206 | [6 empty] | <a href="https://lutron.widen.net/content/stbdslloil/MP4/LED+-Dimmer-with-Wire-Leads-Installation_English.MP4?w=2048" target="_blank">Product Video Clip</a> | [6 empty] | <a href="https://www.lutron.com/TechnicalDocumentLibrary/369-119_Wallbox_Warranty.pdf" target="_blank">Warranty Information</a> |  |  |  |  | 0.150 L | [14 empty] | 0 | 0 | 0 | 0 | Lighting Fixtures | 2016-07-15 14:06 | 2024-07-20 11:13 | 0000-00-00 00:00:00 | 2024-07-20 11:13 | 0000-00-00 00:00:00 | [6 empty] | White
1 | Lutron Electronics | TTCL-100H-BL | 4460-5310 | 4460 | 5310 | Lutron Electronics | TTCL-100H-BL.jpg | 27557003476 | CREDENZA CFL/LED CLAM BLACK | Credenza LED+ Lamp Dimmer, LED, Incandescent/Halogen, Single-pole, 100W LED or 250W inc/hal in black |  | 4.1 | 6.1 |  | TTCL-100H-BL.jpg | http://grandbrass.xologic.com/vendors/4460/large/TTCL-100H-BL.jpg | [47 empty] | 0 | 0 | 0 | [6 empty] | 0 | 1 | 1 | EA | 1 | Lighting Controls | [7 empty] | Black | [16 empty] | Traditional |  |  | Dimmers | [242 empty] | <a href="https://www.lutron.com/TechnicalDocumentLibrary/032-391.pdf" target="_blank">Installation Instructions</a> | [23 empty] | 10.000 DW |  |  | 2.8000 IN | [89 empty] | 1.000 EA | 1.000 EA | [35 empty] | No | [42 empty] | https://www.lutron.com/TechnicalDocumentLibrary/Catalog_Credenza.pdf | [7 empty] | Shelf Stock | [39 empty] | 39122206 | [13 empty] | <a href="https://www.lutron.com/TechnicalDocumentLibrary/369-119_Wallbox_Warranty.pdf" target="_blank">Warranty Information</a> |  |  |  |  | 0.450 L | [14 empty] | 0 | 0 | 0 | 0 | Lighting Fixtures | 2016-07-15 14:07 | 2024-07-20 11:11 | 0000-00-00 00:00:00 | 2024-07-20 11:11 | 0000-00-00 00:00:00 | [6 empty] | Black
1 | Lutron Electronics | TTCL-100H-BR | 4460-5311 | 4460 | 5311 | Lutron Electronics | TTCL-100H-BR.jpg | 27557003483 | CREDENZA CFL/LED CLAM BROWN | Credenza LED+ Lamp Dimmer, LED, Incandescent/Halogen, Single-pole, 100W LED or 250W inc/hal in brown |  | 4.1 | 6.1 |  | TTCL-100H-BR.jpg | http://grandbrass.xologic.com/vendors/4460/large/TTCL-100H-BR.jpg | [47 empty] | 0 | 0 | 0 | [6 empty] | 0 | 1 | 1 | EA | 1 | Lighting Controls | [7 empty] | Brown | [16 empty] | Traditional |  |  | Dimmers | [242 empty] | <a href="https://www.lutron.com/TechnicalDocumentLibrary/032-391.pdf" target="_blank">Installation Instructions</a> | [23 empty] | 10.000 DW |  |  | 2.8000 IN | [89 empty] | 1.000 EA | 1.000 EA | [35 empty] | No | [42 empty] | https://www.lutron.com/TechnicalDocumentLibrary/Catalog_Credenza.pdf | [7 empty] | Shelf Stock | [39 empty] | 39122206 | [13 empty] | <a href="https://www.lutron.com/TechnicalDocumentLibrary/369-119_Wallbox_Warranty.pdf" target="_blank">Warranty Information</a> |  |  |  |  | 0.450 L | [14 empty] | 0 | 0 | 0 | 0 | Lighting Fixtures | 2016-07-15 14:07 | 2024-07-20 11:17 | 0000-00-00 00:00:00 | 2024-07-20 11:17 | 0000-00-00 00:00:00 | [6 empty] | Brown
1 | Lutron Electronics | TTCL-100H-WH | 4460-5312 | 4460 | 5312 | Lutron Electronics | ecom_ttcl-100h-wh_withpackaging | 27557001397 | CREDENZA CFL/LED CLAM WHITE | Credenza LED+ Lamp Dimmer, LED, Incandescent/Halogen, Single-pole, 100W LED or 250W inc/hal in white |  | 4.1 | 6.1 | [50 empty] | 0 | 0 | 0 | [6 empty] | 0 | 1 | 1 | EA | 1 | Lighting Controls | [7 empty] | White | [16 empty] | Traditional |  |  | Dimmers | [242 empty] | <a href="https://www.lutron.com/TechnicalDocumentLibrary/032-391.pdf" target="_blank">Installation Instructions</a> | [23 empty] | 10.000 DW |  |  | 2.8000 IN | [89 empty] | 1.000 EA | 1.000 EA | [35 empty] | No | [42 empty] | https://www.lutron.com/TechnicalDocumentLibrary/Catalog_Credenza.pdf | [7 empty] | Shelf Stock | [13 empty] | <a href="https://www.lutron.com/TechnicalDocumentLibrary/369303_ENG.pdf" target="_blank">Tech Drawing</a> | [25 empty] | 39122206 | [13 empty] | <a href="https://www.lutron.com/TechnicalDocumentLibrary/369-119_Wallbox_Warranty.pdf" target="_blank">Warranty Information</a> |  |  |  |  | 0.450 L | [14 empty] | 0 | 0 | 0 | 0 | Lighting Fixtures | 2016-07-15 14:07 | 2024-07-20 11:20 | 0000-00-00 00:00:00 | 2024-07-20 11:20 | 0000-00-00 00:00:00 | [6 empty] | White
1 | Lutron Electronics | DVWCL-153PH-WH | 4460-5313 | 4460 | 5313 | Lutron Electronics | dvwcl-153ph-wh | 27557001380 | DIVA CFL/LED W/ FP CLAM | Diva LED+ Dimmer - Gloss Finish, LED, Incandescent/Halogen , 3-way/single-pole dimmer with wallplate, clamshell packaging, 150W LED or 600W inc/hal in white |  | 6.25 | 7.4 | [50 empty] | 0 | 0 | 0 | [6 empty] | 0 | 1 | 1 | EA | 1 | Lighting Controls | [7 empty] | White | [16 empty] | Traditional |  |  | Dimmers | [242 empty] | <a href="https://www.lutron.com/TechnicalDocumentLibrary/0301882.pdf" target="_blank">Installation Instructions</a> | [23 empty] | 10.000 DW |  |  | 2.5000 IN | [89 empty] | 1.000 EA | 1.000 EA | [35 empty] | No | [42 empty] | https://www.lutron.com/TechnicalDocumentLibrary/369682.pdf | [7 empty] | Shelf Stock | [13 empty] | <a href="https://www.lutron.com/TechnicalDocumentLibrary/368-4493_Page_5.pdf" target="_blank">Tech Drawing</a> | [25 empty] | 39122206 | [13 empty] | <a href="https://www.lutron.com/TechnicalDocumentLibrary/369-119_Wallbox_Warranty.pdf" target="_blank">Warranty Information</a> |  |  |  |  | 0.360 L | [14 empty] | 0 | 0 | 0 | 0 | Lighting Fixtures | 2016-07-15 14:07 | 2024-07-20 11:10 | 0000-00-00 00:00:00 | 2024-07-20 11:10 | 0000-00-00 00:00:00 | [6 empty] | White
1 | Lutron Electronics | CTCL-153PH-AL | 4460-5326 | 4460 | 5326 | Lutron Electronics | Ecom_CTCL-153P-AL_nowallplate.jpeg?w=1500 | 27557003551 | CONTOUR CFL/LED CLAM ALMOND | Skylark Contour LED+ Dimmer, Incandescent/Halogen, 3-way/single-pole, 150W LED or 600W inc/hal, clamshell packaging in almond |  | 4.1 | 6.1 | [50 empty] | 0 | 0 | 0 | [6 empty] | 0 | 1 | 1 | EA | 1 | Lighting Controls | [27 empty] | Dimmers | [49 empty] | <a href="https://www.lutron.com/TechnicalDocumentLibrary/CL%20Dimmer%20Sell%20Sheet.pdf" target="_blank">Manufacturer Brochure</a> | [192 empty] | <a href="https://www.lutron.com/TechnicalDocumentLibrary/0301882.pdf" target="_blank">Installation Instructions</a> | [23 empty] | 10.000 DW |  |  | 2.8000 IN | [89 empty] | 1.000 EA | 1.000 EA | [35 empty] | No | [42 empty] | https://www.lutron.com/TechnicalDocumentLibrary/369683.pdf | [7 empty] | Shelf Stock | [13 empty] | <a href="https://www.lutron.com/TechnicalDocumentLibrary/368-4493_Page_5.pdf" target="_blank">Tech Drawing</a> | [25 empty] | 39122206 | [6 empty] | <a href="https://lutron.widen.net/content/stbdslloil/MP4/LED+-Dimmer-with-Wire-Leads-Installation_English.MP4?w=2048" target="_blank">Product Video Clip</a> | [6 empty] | <a href="https://www.lutron.com/TechnicalDocumentLibrary/369-119_Wallbox_Warranty.pdf" target="_blank">Warranty Information</a> |  |  |  |  | 0.250 L | [14 empty] | 0 | 0 | 0 | 0 | Lighting Fixtures | 2016-07-15 14:08 | 2024-07-20 11:13 | 0000-00-00 00:00:00 | 2024-07-20 11:13 | 0000-00-00 00:00:00 | [6 empty] | Almond
1 | Lutron Electronics | CTCL-153PH-BL | 4460-5327 | 4460 | 5327 | Lutron Electronics | Ecom_CTCL-153P-BL_nowallplate.jpeg?w=1500 | 27557003599 | CONTOUR CFL/LED CLAM BLACK | Skylark Contour LED+ Dimmer, Incandescent/Halogen, 3-way/single-pole, 150W LED or 600W inc/hal, clamshell packaging in black |  | 4.1 | 6.1 | [50 empty] | 0 | 0 | 0 | [6 empty] | 0 | 1 | 1 | EA | 1 | Lighting Controls | [7 empty] | Black | [19 empty] | Dimmers | [49 empty] | <a href="https://www.lutron.com/TechnicalDocumentLibrary/CL%20Dimmer%20Sell%20Sheet.pdf" target="_blank">Manufacturer Brochure</a> | [192 empty] | <a href="https://www.lutron.com/TechnicalDocumentLibrary/0301882.pdf" target="_blank">Installation Instructions</a> | [23 empty] | 10.000 DW |  |  | 2.8000 IN | [89 empty] | 1.000 EA | 1.000 EA | [35 empty] | No | [42 empty] | https://www.lutron.com/TechnicalDocumentLibrary/369683.pdf | [7 empty] | Shelf Stock | [13 empty] | <a href="https://www.lutron.com/TechnicalDocumentLibrary/368-4493_Page_5.pdf" target="_blank">Tech Drawing</a> | [25 empty] | 39122206 | [6 empty] | <a href="https://lutron.widen.net/content/stbdslloil/MP4/LED+-Dimmer-with-Wire-Leads-Installation_English.MP4?w=2048" target="_blank">Product Video Clip</a> | [6 empty] | <a href="https://www.lutron.com/TechnicalDocumentLibrary/369-119_Wallbox_Warranty.pdf" target="_blank">Warranty Information</a> |  |  |  |  | 0.250 L | [14 empty] | 0 | 0 | 0 | 0 | Lighting Fixtures | 2016-07-15 14:08 | 2024-07-20 11:13 | 0000-00-00 00:00:00 | 2024-07-20 11:13 | 0000-00-00 00:00:00 | [6 empty] | Black
1 | Lutron Electronics | CTCL-153PH-BR | 4460-5328 | 4460 | 5328 | Lutron Electronics | Ecom_CTCL-153P-BR_nowallplate.jpeg?w=1500 | 27557003582 | CONTOUR CFL/LED CLAM BROWN | Skylark Contour LED+ Dimmer, Incandescent/Halogen, 3-way/single-pole, 150W LED or 600W inc/hal, clamshell packaging in brown |  | 4.1 | 6.1 | [50 empty] | 0 | 0 | 0 | [6 empty] | 0 | 1 | 1 | EA | 1 | Lighting Controls | [7 empty] | Brown | [19 empty] | Dimmers | [49 empty] | <a href="https://www.lutron.com/TechnicalDocumentLibrary/CL%20Dimmer%20Sell%20Sheet.pdf" target="_blank">Manufacturer Brochure</a> | [192 empty] | <a href="https://www.lutron.com/TechnicalDocumentLibrary/0301882.pdf" target="_blank">Installation Instructions</a> | [23 empty] | 10.000 DW |  |  | 2.8000 IN | [89 empty] | 1.000 EA | 1.000 EA | [35 empty] | No | [42 empty] | https://www.lutron.com/TechnicalDocumentLibrary/369683.pdf | [7 empty] | Shelf Stock | [13 empty] | <a href="https://www.lutron.com/TechnicalDocumentLibrary/368-4493_Page_5.pdf" target="_blank">Tech Drawing</a> | [25 empty] | 39122206 | [6 empty] | <a href="https://lutron.widen.net/content/stbdslloil/MP4/LED+-Dimmer-with-Wire-Leads-Installation_English.MP4?w=2048" target="_blank">Product Video Clip</a> | [6 empty] | <a href="https://www.lutron.com/TechnicalDocumentLibrary/369-119_Wallbox_Warranty.pdf" target="_blank">Warranty Information</a> |  |  |  |  | 0.250 L | [14 empty] | 0 | 0 | 0 | 0 | Lighting Fixtures | 2016-07-15 14:08 | 2024-07-20 11:13 | 0000-00-00 00:00:00 | 2024-07-20 11:13 | 0000-00-00 00:00:00 | [6 empty] | Brown
1 | Lutron Electronics | CTCL-153PH-GR | 4460-5329 | 4460 | 5329 | Lutron Electronics | Ecom_CTCL-153P-GR_nowallplate.jpeg?w=1500 | 27557003605 | CONTOUR CFL/LED CLAM GRAY | Skylark Contour LED+ Dimmer, Incandescent/Halogen, 3-way/single-pole, 150W LED or 600W inc/hal, clamshell packaging in gray |  | 4.1 | 6.1 | [50 empty] | 0 | 0 | 0 | [6 empty] | 0 | 1 | 1 | EA | 1 | Lighting Controls | [7 empty] | Gray | [19 empty] | Dimmers | [49 empty] | <a href="https://www.lutron.com/TechnicalDocumentLibrary/CL%20Dimmer%20Sell%20Sheet.pdf" target="_blank">Manufacturer Brochure</a> | [192 empty] | <a href="https://www.lutron.com/TechnicalDocumentLibrary/0301882.pdf" target="_blank">Installation Instructions</a> | [23 empty] | 10.000 DW |  |  | 2.8000 IN | [89 empty] | 1.000 EA | 1.000 EA | [35 empty] | No | [42 empty] | https://www.lutron.com/TechnicalDocumentLibrary/369683.pdf | [7 empty] | Shelf Stock | [13 empty] | <a href="https://www.lutron.com/TechnicalDocumentLibrary/368-4493_Page_5.pdf" target="_blank">Tech Drawing</a> | [25 empty] | 39122206 | [6 empty] | <a href="https://lutron.widen.net/content/stbdslloil/MP4/LED+-Dimmer-with-Wire-Leads-Installation_English.MP4?w=2048" target="_blank">Product Video Clip</a> | [6 empty] | <a href="https://www.lutron.com/TechnicalDocumentLibrary/369-119_Wallbox_Warranty.pdf" target="_blank">Warranty Information</a> |  |  |  |  | 0.250 L | [14 empty] | 0 | 0 | 0 | 0 | Lighting Fixtures | 2016-07-15 14:08 | 2024-07-20 11:42 | 0000-00-00 00:00:00 | 2024-07-20 11:42 | 0000-00-00 00:00:00 | [6 empty] | Gray
1 | Lutron Electronics | CTCL-153PH-IV | 4460-5330 | 4460 | 5330 | Lutron Electronics | Ecom_CTCL-153P-IV_nowallplate.jpeg?w=1500 | 27557003575 | CONTOUR CFL/LED CLAM IVORY | Skylark Contour LED+ Dimmer, Incandescent/Halogen, 3-way/single-pole, 150W LED or 600W inc/hal, clamshell packaging in ivory |  | 4.1 | 6.1 | [50 empty] | 0 | 0 | 0 | [6 empty] | 0 | 1 | 1 | EA | 1 | Lighting Controls | [7 empty] | White | [19 empty] | Dimmers | [49 empty] | <a href="https://www.lutron.com/TechnicalDocumentLibrary/CL%20Dimmer%20Sell%20Sheet.pdf" target="_blank">Manufacturer Brochure</a> | [192 empty] | <a href="https://www.lutron.com/TechnicalDocumentLibrary/0301882.pdf" target="_blank">Installation Instructions</a> | [23 empty] | 10.000 DW |  |  | 2.8000 IN | [89 empty] | 1.000 EA | 1.000 EA | [35 empty] | No | [42 empty] | https://www.lutron.com/TechnicalDocumentLibrary/369683.pdf | [7 empty] | Shelf Stock | [13 empty] | <a href="https://www.lutron.com/TechnicalDocumentLibrary/368-4493_Page_5.pdf" target="_blank">Tech Drawing</a> | [25 empty] | 39122206 | [6 empty] | <a href="https://lutron.widen.net/content/stbdslloil/MP4/LED+-Dimmer-with-Wire-Leads-Installation_English.MP4?w=2048" target="_blank">Product Video Clip</a> | [6 empty] | <a href="https://www.lutron.com/TechnicalDocumentLibrary/369-119_Wallbox_Warranty.pdf" target="_blank">Warranty Information</a> |  |  |  |  | 0.250 L | [14 empty] | 0 | 0 | 0 | 0 | Lighting Fixtures | 2016-07-15 14:08 | 2024-07-20 11:20 | 0000-00-00 00:00:00 | 2024-07-20 11:20 | 0000-00-00 00:00:00 | [6 empty] | Ivory
1 | Lutron Electronics | CTCL-153PH-LA | 4460-5331 | 4460 | 5331 | Lutron Electronics | Ecom_CTCL-153PDH-LA_nowallplate.jpeg?w=1500 | 27557003568 | CONTOUR CFL/LED CLAM LIGHT ALMOND | Skylark Contour LED+ Dimmer, Incandescent/Halogen, 3-way/single-pole, 150W LED or 600W inc/hal, clamshell packaging in light almond |  | 4.1 | 6.1 | [50 empty] | 0 | 0 | 0 | [6 empty] | 0 | 1 | 1 | EA | 1 | Lighting Controls | [27 empty] | Dimmers | [49 empty] | <a href="https://www.lutron.com/TechnicalDocumentLibrary/CL%20Dimmer%20Sell%20Sheet.pdf" target="_blank">Manufacturer Brochure</a> | [192 empty] | <a href="https://www.lutron.com/TechnicalDocumentLibrary/0301882.pdf" target="_blank">Installation Instructions</a> | [23 empty] | 10.000 DW |  |  | 2.8000 IN | [89 empty] | 1.000 EA | 1.000 EA | [35 empty] | No | [42 empty] | https://www.lutron.com/TechnicalDocumentLibrary/369683.pdf | [7 empty] | Shelf Stock | [13 empty] | <a href="https://www.lutron.com/TechnicalDocumentLibrary/368-4493_Page_5.pdf" target="_blank">Tech Drawing</a> | [25 empty] | 39122206 | [6 empty] | <a href="https://lutron.widen.net/content/stbdslloil/MP4/LED+-Dimmer-with-Wire-Leads-Installation_English.MP4?w=2048" target="_blank">Product Video Clip</a> | [6 empty] | <a href="https://www.lutron.com/TechnicalDocumentLibrary/369-119_Wallbox_Warranty.pdf" target="_blank">Warranty Information</a> |  |  |  |  | 0.250 L | [14 empty] | 0 | 0 | 0 | 0 | Lighting Fixtures | 2016-07-15 14:08 | 2024-07-20 11:18 | 0000-00-00 00:00:00 | 2024-07-20 11:18 | 0000-00-00 00:00:00
1 | Lutron Electronics | CTCL-153PH-WH | 4460-5332 | 4460 | 5332 | Lutron Electronics | CTCL-153P-WH.jpeg?w=1500 | 27557002943 | CONTOUR CFL/LED CLAM WHITE | Skylark Contour LED+ Dimmer, Incandescent/Halogen, 3-way/single-pole, 150W LED or 600W inc/hal, clamshell packaging in white |  | 4.1 | 6.1 | [50 empty] | 0 | 0 | 0 | [6 empty] | 0 | 1 | 1 | EA | 1 | Lighting Controls | [7 empty] | White | [19 empty] | Dimmers | [49 empty] | <a href="https://www.lutron.com/TechnicalDocumentLibrary/CL%20Dimmer%20Sell%20Sheet.pdf" target="_blank">Manufacturer Brochure</a> | [192 empty] | <a href="https://www.lutron.com/TechnicalDocumentLibrary/0301882.pdf" target="_blank">Installation Instructions</a> | [23 empty] | 10.000 DW |  |  | 2.8000 IN | [89 empty] | 1.000 EA | 1.000 EA | [35 empty] | No | [42 empty] | https://www.lutron.com/TechnicalDocumentLibrary/369683.pdf | [7 empty] | Shelf Stock | [13 empty] | <a href="https://www.lutron.com/TechnicalDocumentLibrary/368-4493_Page_5.pdf" target="_blank">Tech Drawing</a> | [25 empty] | 39122206 | [6 empty] | <a href="https://lutron.widen.net/content/stbdslloil/MP4/LED+-Dimmer-with-Wire-Leads-Installation_English.MP4?w=2048" target="_blank">Product Video Clip</a> | [6 empty] | <a href="https://www.lutron.com/TechnicalDocumentLibrary/369-119_Wallbox_Warranty.pdf" target="_blank">Warranty Information</a> |  |  |  |  | 0.250 L | [14 empty] | 0 | 0 | 0 | 0 | Lighting Fixtures | 2016-07-15 14:08 | 2024-07-20 11:11 | 0000-00-00 00:00:00 | 2024-07-20 11:11 | 0000-00-00 00:00:00 | [6 empty] | White
1 | Lutron Electronics | RRD-F6AN-DV-WH | 4460-5333 | 4460 | 5333 | Lutron Electronics | RRD-F6AN-DV-WH.jpg | 27557962698 | RA2 6A FLUOR DIMMER WHITE | RadioRA 2 Dimmer, Fluorescent or LED Dimming with 3-Wire Ballasts and Drivers, Multi-location/single-pole, 120V/277V/6A dual voltage in white |  | 2.3 | 4.5 |  | RRD-F6AN-DV-WH.jpg | http://grandbrass.xologic.com/vendors/4460/large/RRD-F6AN-DV-WH.jpg | [47 empty] | 0 | 0 | 0 | [6 empty] | 0 | 1 | 1 | EA | 1 | Lighting Controls | [7 empty] | White | [19 empty] | Dimmers | [242 empty] | <a href="https://www.lutron.com/TechnicalDocumentLibrary/044343.pdf" target="_blank">Installation Instructions</a> | [23 empty] | 25.000 DW |  |  | 2.3000 IN | [89 empty] | 1.000 EA | 1.000 EA | [35 empty] | No | [42 empty] | https://www.lutron.com/TechnicalDocumentLibrary/369225_fre.pdf | [7 empty] | Shelf Stock | [13 empty] | <a href="https://www.lutron.com/TechnicalDocumentLibrary/368-4493_Page_28.pdf" target="_blank">Tech Drawing</a> | [25 empty] | 39122206 | [13 empty] | <a href="https://www.lutron.com/TechnicalDocumentLibrary/043492.pdf" target="_blank">Warranty Information</a> |  |  |  |  | 0.400 L | [14 empty] | 0 | 0 | 0 | 0 | Lighting Fixtures | 2016-07-15 14:08 | 2024-07-20 11:17 | 0000-00-00 00:00:00 | 2024-07-20 11:17 | 0000-00-00 00:00:00 | [6 empty] | White
1 | Lutron Electronics | RRD-F6AN-DV-AL | 4460-5349 | 4460 | 5349 | Lutron Electronics | RRD-F6AN-DV-AL.jpg | 27557962445 | RA2 6A FLUOR DIMMER ALMOND | RadioRA 2 Dimmer, Fluorescent or LED Dimming with 3-Wire Ballasts and Drivers, Multi-location/single-pole, 120V/277V/6A dual voltage in almond |  | 2.3 | 4.5 |  | RRD-F6AN-DV-AL.jpg | http://grandbrass.xologic.com/vendors/4460/large/RRD-F6AN-DV-AL.jpg | [47 empty] | 0 | 0 | 0 | [6 empty] | 0 | 1 | 1 | EA | 1 | Lighting Controls | [27 empty] | Dimmers | [242 empty] | <a href="https://www.lutron.com/TechnicalDocumentLibrary/044343.pdf" target="_blank">Installation Instructions</a> | [23 empty] | 25.000 DW |  |  | 2.3000 IN | [89 empty] | 1.000 EA | 1.000 EA | [35 empty] | No | [42 empty] | https://www.lutron.com/TechnicalDocumentLibrary/369225_SPA.pdf | [7 empty] | Shelf Stock | [13 empty] | <a href="https://www.lutron.com/TechnicalDocumentLibrary/368-4493_Page_28.pdf" target="_blank">Tech Drawing</a> | [25 empty] | 39122206 | [13 empty] | <a href="https://www.lutron.com/TechnicalDocumentLibrary/043492.pdf" target="_blank">Warranty Information</a> |  |  |  |  | 0.400 L | [14 empty] | 0 | 0 | 0 | 0 | Lighting Fixtures | 2016-07-15 14:08 | 2024-07-20 11:17 | 0000-00-00 00:00:00 | 2024-07-20 11:17 | 0000-00-00 00:00:00 | [6 empty] | Almond
1 | Lutron Electronics | RRD-F6AN-DV-BI | 4460-5351 | 4460 | 5351 | Lutron Electronics | RRD-F6AN-DV-BI.jpg | 27557962469 | RA2 6A FLUOR DIMMER BISCUIT | RadioRA 2 Dimmer, Fluorescent or LED Dimming with 3-Wire Ballasts and Drivers, Multi-location/single-pole, 120V/277V/6A dual voltage in biscuit |  | 2.3 | 4.5 |  | RRD-F6AN-DV-BI.jpg | http://grandbrass.xologic.com/vendors/4460/large/RRD-F6AN-DV-BI.jpg | [47 empty] | 0 | 0 | 0 | [6 empty] | 0 | 1 | 1 | EA | 1 | Lighting Controls | [7 empty] | Brown | [19 empty] | Dimmers | [242 empty] | <a href="https://www.lutron.com/TechnicalDocumentLibrary/044343.pdf" target="_blank">Installation Instructions</a> | [23 empty] | 25.000 DW |  |  | 2.3000 IN | [89 empty] | 1.000 EA | 1.000 EA | [35 empty] | No | [42 empty] | https://www.lutron.com/TechnicalDocumentLibrary/369225_SPA.pdf | [7 empty] | Shelf Stock | [13 empty] | <a href="https://www.lutron.com/TechnicalDocumentLibrary/368-4493_Page_28.pdf" target="_blank">Tech Drawing</a> | [25 empty] | 39122206 | [13 empty] | <a href="https://www.lutron.com/TechnicalDocumentLibrary/043492.pdf" target="_blank">Warranty Information</a> |  |  |  |  | 0.400 L | [14 empty] | 0 | 0 | 0 | 0 | Lighting Fixtures | 2016-07-15 14:08 | 2024-07-20 11:17 | 0000-00-00 00:00:00 | 2024-07-20 11:17 | 0000-00-00 00:00:00 | [6 empty] | Biscuit
1 | Lutron Electronics | RRD-F6AN-DV-BL | 4460-5352 | 4460 | 5352 | Lutron Electronics | RRD-F6AN-DV-BL.jpg | 27557962476 | RA2 6A FLUOR DIMMER BLACK | RadioRA 2 Dimmer, Fluorescent or LED Dimming with 3-Wire Ballasts and Drivers, Multi-location/single-pole, 120V/277V/6A dual voltage in black |  | 2.3 | 4.5 |  | RRD-F6AN-DV-BL.jpg | http://grandbrass.xologic.com/vendors/4460/large/RRD-F6AN-DV-BL.jpg | [47 empty] | 0 | 0 | 0 | [6 empty] | 0 | 1 | 1 | EA | 1 | Lighting Controls | [7 empty] | Black | [19 empty] | Dimmers | [242 empty] | <a href="https://www.lutron.com/TechnicalDocumentLibrary/044343.pdf" target="_blank">Installation Instructions</a> | [23 empty] | 25.000 DW |  |  | 2.3000 IN | [89 empty] | 1.000 EA | 1.000 EA | [35 empty] | No | [42 empty] | https://www.lutron.com/TechnicalDocumentLibrary/369225_SPA.pdf | [7 empty] | Shelf Stock | [13 empty] | <a href="https://www.lutron.com/TechnicalDocumentLibrary/368-4493_Page_28.pdf" target="_blank">Tech Drawing</a> | [25 empty] | 39122206 | [13 empty] | <a href="https://www.lutron.com/TechnicalDocumentLibrary/043492.pdf" target="_blank">Warranty Information</a> |  |  |  |  | 0.400 L | [14 empty] | 0 | 0 | 0 | 0 | Lighting Fixtures | 2016-07-15 14:08 | 2024-07-20 11:20 | 0000-00-00 00:00:00 | 2024-07-20 11:20 | 0000-00-00 00:00:00 | [6 empty] | Black
1 | Lutron Electronics | RRD-F6AN-DV-BR | 4460-5353 | 4460 | 5353 | Lutron Electronics | RRD-F6AN-DV-BR.jpg | 27557962483 | RA2 6A FLUOR DIMMER BROWN | RadioRA 2 Dimmer, Fluorescent or LED Dimming with 3-Wire Ballasts and Drivers, Multi-location/single-pole, 120V/277V/6A dual voltage in brown |  | 2.3 | 4.5 |  | RRD-F6AN-DV-BR.jpg | http://grandbrass.xologic.com/vendors/4460/large/RRD-F6AN-DV-BR.jpg | [47 empty] | 0 | 0 | 0 | [6 empty] | 0 | 1 | 1 | EA | 1 | Lighting Controls | [7 empty] | Brown | [19 empty] | Dimmers | [242 empty] | <a href="https://www.lutron.com/TechnicalDocumentLibrary/044343.pdf" target="_blank">Installation Instructions</a> | [23 empty] | 25.000 DW |  |  | 2.3000 IN | [89 empty] | 1.000 EA | 1.000 EA | [35 empty] | No | [42 empty] | https://www.lutron.com/TechnicalDocumentLibrary/369225_SPA.pdf | [7 empty] | Shelf Stock | [13 empty] | <a href="https://www.lutron.com/TechnicalDocumentLibrary/368-4493_Page_28.pdf" target="_blank">Tech Drawing</a> | [25 empty] | 39122206 | [13 empty] | <a href="https://www.lutron.com/TechnicalDocumentLibrary/043492.pdf" target="_blank">Warranty Information</a> |  |  |  |  | 0.400 L | [14 empty] | 0 | 0 | 0 | 0 | Lighting Fixtures | 2016-07-15 14:08 | 2024-07-20 11:19 | 0000-00-00 00:00:00 | 2024-07-20 11:19 | 0000-00-00 00:00:00 | [6 empty] | Brown
1 | Lutron Electronics | RRD-F6AN-DV-GR | 4460-5357 | 4460 | 5357 | Lutron Electronics | RRD-F6AN-DV-GR.jpg | 27557962520 | RA2 6A FLUOR DIMMER GRAY | RadioRA 2 Dimmer, Fluorescent or LED Dimming with 3-Wire Ballasts and Drivers, Multi-location/single-pole, 120V/277V/6A dual voltage in gray |  | 2.3 | 4.5 |  | RRD-F6AN-DV-GR.jpg | http://grandbrass.xologic.com/vendors/4460/large/RRD-F6AN-DV-GR.jpg | [47 empty] | 0 | 0 | 0 | [6 empty] | 0 | 1 | 1 | EA | 1 | Lighting Controls | [7 empty] | Gray | [19 empty] | Dimmers | [242 empty] | <a href="https://www.lutron.com/TechnicalDocumentLibrary/044343.pdf" target="_blank">Installation Instructions</a> | [23 empty] | 25.000 DW |  |  | 2.3000 IN | [89 empty] | 1.000 EA | 1.000 EA | [35 empty] | No | [42 empty] | https://www.lutron.com/TechnicalDocumentLibrary/369225_SPA.pdf | [7 empty] | Shelf Stock | [13 empty] | <a href="https://www.lutron.com/TechnicalDocumentLibrary/368-4493_Page_28.pdf" target="_blank">Tech Drawing</a> | [25 empty] | 39122206 | [13 empty] | <a href="https://www.lutron.com/TechnicalDocumentLibrary/043492.pdf" target="_blank">Warranty Information</a> |  |  |  |  | 0.400 L | [14 empty] | 0 | 0 | 0 | 0 | Lighting Fixtures | 2016-07-15 14:09 | 2024-07-20 11:13 | 0000-00-00 00:00:00 | 2024-07-20 11:13 | 0000-00-00 00:00:00 | [6 empty] | Gray
1 | Lutron Electronics | RRD-F6AN-DV-HT | 4460-5359 | 4460 | 5359 | Lutron Electronics | RRD-F6AN-DV-HT.jpg | 27557962544 | RA2 6A FLUOR DIMMER HOT | RadioRA 2 Dimmer, Fluorescent or LED Dimming with 3-Wire Ballasts and Drivers, Multi-location/single-pole, 120V/277V/6A dual voltage in hot |  | 2.3 | 4.5 |  | RRD-F6AN-DV-HT.jpg | http://grandbrass.xologic.com/vendors/4460/large/RRD-F6AN-DV-HT.jpg | [47 empty] | 0 | 0 | 0 | [6 empty] | 0 | 1 | 1 | EA | 1 | Lighting Controls | [27 empty] | Dimmers | [242 empty] | <a href="https://www.lutron.com/TechnicalDocumentLibrary/044343.pdf" target="_blank">Installation Instructions</a> | [23 empty] | 25.000 DW |  |  | 2.3000 IN | [89 empty] | 1.000 EA | 1.000 EA | [35 empty] | No | [42 empty] | https://www.lutron.com/TechnicalDocumentLibrary/369225_SPA.pdf | [7 empty] | Shelf Stock | [13 empty] | <a href="https://www.lutron.com/TechnicalDocumentLibrary/368-4493_Page_28.pdf" target="_blank">Tech Drawing</a> | [25 empty] | 39122206 | [13 empty] | <a href="https://www.lutron.com/TechnicalDocumentLibrary/043492.pdf" target="_blank">Warranty Information</a> |  |  |  |  | 0.400 L | [14 empty] | 0 | 0 | 0 | 0 | Lighting Fixtures | 2016-07-15 14:09 | 2024-07-20 11:13 | 0000-00-00 00:00:00 | 2024-07-20 11:13 | 0000-00-00 00:00:00
1 | Lutron Electronics | RRD-F6AN-DV-IV | 4460-5360 | 4460 | 5360 | Lutron Electronics | RRD-F6AN-DV-IV.jpg | 27557962551 | RA2 6A FLUOR DIMMER IVORY | RadioRA 2 Dimmer, Fluorescent or LED Dimming with 3-Wire Ballasts and Drivers, Multi-location/single-pole, 120V/277V/6A dual voltage in ivory |  | 2.3 | 4.5 |  | RRD-F6AN-DV-IV.jpg | http://grandbrass.xologic.com/vendors/4460/large/RRD-F6AN-DV-IV.jpg | [47 empty] | 0 | 0 | 0 | [6 empty] | 0 | 1 | 1 | EA | 1 | Lighting Controls | [7 empty] | White | [19 empty] | Dimmers | [242 empty] | <a href="https://www.lutron.com/TechnicalDocumentLibrary/044343.pdf" target="_blank">Installation Instructions</a> | [23 empty] | 25.000 DW |  |  | 2.3000 IN | [89 empty] | 1.000 EA | 1.000 EA | [35 empty] | No | [42 empty] | https://www.lutron.com/TechnicalDocumentLibrary/369225_SPA.pdf | [7 empty] | Shelf Stock | [13 empty] | <a href="https://www.lutron.com/TechnicalDocumentLibrary/368-4493_Page_28.pdf" target="_blank">Tech Drawing</a> | [25 empty] | 39122206 | [13 empty] | <a href="https://www.lutron.com/TechnicalDocumentLibrary/043492.pdf" target="_blank">Warranty Information</a> |  |  |  |  | 0.400 L | [14 empty] | 0 | 0 | 0 | 0 | Lighting Fixtures | 2016-07-15 14:09 | 2024-07-20 11:19 | 0000-00-00 00:00:00 | 2024-07-20 11:19 | 0000-00-00 00:00:00 | [6 empty] | Ivory
1 | Lutron Electronics | RRD-F6AN-DV-LA | 4460-5361 | 4460 | 5361 | Lutron Electronics | RRD-F6AN-DV-LA.jpg | 27557962568 | RA2 6A FLUOR DIMMER LIGHT ALMOND | RadioRA 2 Dimmer, Fluorescent or LED Dimming with 3-Wire Ballasts and Drivers, Multi-location/single-pole, 120V/277V/6A dual voltage in light almond |  | 2.3 | 4.5 |  | RRD-F6AN-DV-LA.jpg | http://grandbrass.xologic.com/vendors/4460/large/RRD-F6AN-DV-LA.jpg | [47 empty] | 0 | 0 | 0 | [6 empty] | 0 | 1 | 1 | EA | 1 | Lighting Controls | [27 empty] | Dimmers | [242 empty] | <a href="https://www.lutron.com/TechnicalDocumentLibrary/044343.pdf" target="_blank">Installation Instructions</a> | [23 empty] | 25.000 DW |  |  | 2.3000 IN | [89 empty] | 1.000 EA | 1.000 EA | [35 empty] | No | [42 empty] | https://www.lutron.com/TechnicalDocumentLibrary/369225_SPA.pdf | [7 empty] | Shelf Stock | [13 empty] | <a href="https://www.lutron.com/TechnicalDocumentLibrary/368-4493_Page_28.pdf" target="_blank">Tech Drawing</a> | [25 empty] | 39122206 | [13 empty] | <a href="https://www.lutron.com/TechnicalDocumentLibrary/043492.pdf" target="_blank">Warranty Information</a> |  |  |  |  | 0.400 L | [14 empty] | 0 | 0 | 0 | 0 | Lighting Fixtures | 2016-07-15 14:09 | 2024-07-20 11:20 | 0000-00-00 00:00:00 | 2024-07-20 11:20 | 0000-00-00 00:00:00
1 | Lutron Electronics | RRD-F6AN-DV-MN | 4460-5363 | 4460 | 5363 | Lutron Electronics | RRD-F6AN-DV-MN.jpg | 27557962582 | RA2 6A FLUOR DIMMER MIDNIGHT | RadioRA 2 Dimmer, Fluorescent or LED Dimming with 3-Wire Ballasts and Drivers, Multi-location/single-pole, 120V/277V/6A dual voltage in midnight |  | 2.3 | 4.5 |  | RRD-F6AN-DV-MN.jpg | http://grandbrass.xologic.com/vendors/4460/large/RRD-F6AN-DV-MN.jpg | [47 empty] | 0 | 0 | 0 | [6 empty] | 0 | 1 | 1 | EA | 1 | Lighting Controls | [27 empty] | Dimmers | [242 empty] | <a href="https://www.lutron.com/TechnicalDocumentLibrary/044343.pdf" target="_blank">Installation Instructions</a> | [23 empty] | 25.000 DW |  |  | 2.3000 IN | [89 empty] | 1.000 EA | 1.000 EA | [35 empty] | No | [42 empty] | https://www.lutron.com/TechnicalDocumentLibrary/369225_SPA.pdf | [7 empty] | Shelf Stock | [13 empty] | <a href="https://www.lutron.com/TechnicalDocumentLibrary/368-4493_Page_28.pdf" target="_blank">Tech Drawing</a> | [25 empty] | 39122206 | [13 empty] | <a href="https://www.lutron.com/TechnicalDocumentLibrary/043492.pdf" target="_blank">Warranty Information</a> |  |  |  |  | 0.400 L | [14 empty] | 0 | 0 | 0 | 0 | Lighting Fixtures | 2016-07-15 14:09 | 2024-07-20 11:11 | 0000-00-00 00:00:00 | 2024-07-20 11:11 | 0000-00-00 00:00:00 | [6 empty] | Midnight
1 | Lutron Electronics | RRD-F6AN-DV-PD | 4460-5366 | 4460 | 5366 | Lutron Electronics | RRD-F6AN-DV-PD.jpg | 27557962612 | RA2 6A FLUOR DIMMER PALLADIUM | RadioRA 2 Dimmer, Fluorescent or LED Dimming with 3-Wire Ballasts and Drivers, Multi-location/single-pole, 120V/277V/6A dual voltage in palladium |  | 2.3 | 4.5 |  | RRD-F6AN-DV-PD.jpg | http://grandbrass.xologic.com/vendors/4460/large/RRD-F6AN-DV-PD.jpg | [47 empty] | 0 | 0 | 0 | [6 empty] | 0 | 1 | 1 | EA | 1 | Lighting Controls | [27 empty] | Dimmers | [242 empty] | <a href="https://www.lutron.com/TechnicalDocumentLibrary/044343.pdf" target="_blank">Installation Instructions</a> | [23 empty] | 25.000 DW |  |  | 2.3000 IN | [89 empty] | 1.000 EA | 1.000 EA | [35 empty] | No | [42 empty] | https://www.lutron.com/TechnicalDocumentLibrary/369225_SPA.pdf | [7 empty] | Shelf Stock | [13 empty] | <a href="https://www.lutron.com/TechnicalDocumentLibrary/368-4493_Page_28.pdf" target="_blank">Tech Drawing</a> | [25 empty] | 39122206 | [13 empty] | <a href="https://www.lutron.com/TechnicalDocumentLibrary/043492.pdf" target="_blank">Warranty Information</a> |  |  |  |  | 0.400 L | [14 empty] | 0 | 0 | 0 | 0 | Lighting Fixtures | 2016-07-15 14:09 | 2024-07-20 11:11 | 0000-00-00 00:00:00 | 2024-07-20 11:11 | 0000-00-00 00:00:00 | [6 empty] | Palladium
1 | Lutron Electronics | RRD-F6AN-DV-SW | 4460-5370 | 4460 | 5370 | Lutron Electronics | RRD-F6AN-DV-SW.jpg | 27557962650 | RA2 6A FLUOR DIMMER SNOW | RadioRA 2 Dimmer, Fluorescent or LED Dimming with 3-Wire Ballasts and Drivers, Multi-location/single-pole, 120V/277V/6A dual voltage in snow |  | 2.3 | 4.5 |  | RRD-F6AN-DV-SW.jpg | http://grandbrass.xologic.com/vendors/4460/large/RRD-F6AN-DV-SW.jpg | [47 empty] | 0 | 0 | 0 | [6 empty] | 0 | 1 | 1 | EA | 1 | Lighting Controls | [27 empty] | Dimmers | [242 empty] | <a href="https://www.lutron.com/TechnicalDocumentLibrary/044343.pdf" target="_blank">Installation Instructions</a> | [23 empty] | 25.000 DW |  |  | 2.3000 IN | [89 empty] | 1.000 EA | 1.000 EA | [35 empty] | No | [42 empty] | https://www.lutron.com/TechnicalDocumentLibrary/369225_SPA.pdf | [7 empty] | Shelf Stock | [13 empty] | <a href="https://www.lutron.com/TechnicalDocumentLibrary/368-4493_Page_28.pdf" target="_blank">Tech Drawing</a> | [25 empty] | 39122206 | [13 empty] | <a href="https://www.lutron.com/TechnicalDocumentLibrary/043492.pdf" target="_blank">Warranty Information</a> |  |  |  |  | 0.400 L | [14 empty] | 0 | 0 | 0 | 0 | Lighting Fixtures | 2016-07-15 14:09 | 2024-07-20 11:15 | 0000-00-00 00:00:00 | 2024-07-20 11:15 | 0000-00-00 00:00:00 | [6 empty] | Snow
1 | Lutron Electronics | RRD-F6AN-DV-TP | 4460-5372 | 4460 | 5372 | Lutron Electronics | RRD-F6AN-DV-TP.jpg | 27557962674 | RA2 6A FLUOR DIMMER TAUPE | RadioRA 2 Dimmer, Fluorescent or LED Dimming with 3-Wire Ballasts and Drivers, Multi-location/single-pole, 120V/277V/6A dual voltage in taupe |  | 2.3 | 4.5 |  | RRD-F6AN-DV-TP.jpg | http://grandbrass.xologic.com/vendors/4460/large/RRD-F6AN-DV-TP.jpg | [47 empty] | 0 | 0 | 0 | [6 empty] | 0 | 1 | 1 | EA | 1 | Lighting Controls | [27 empty] | Dimmers | [242 empty] | <a href="https://www.lutron.com/TechnicalDocumentLibrary/044343.pdf" target="_blank">Installation Instructions</a> | [23 empty] | 25.000 DW |  |  | 2.3000 IN | [89 empty] | 1.000 EA | 1.000 EA | [35 empty] | No | [42 empty] | https://www.lutron.com/TechnicalDocumentLibrary/369225_SPA.pdf | [7 empty] | Shelf Stock | [13 empty] | <a href="https://www.lutron.com/TechnicalDocumentLibrary/368-4493_Page_28.pdf" target="_blank">Tech Drawing</a> | [25 empty] | 39122206 | [13 empty] | <a href="https://www.lutron.com/TechnicalDocumentLibrary/043492.pdf" target="_blank">Warranty Information</a> |  |  |  |  | 0.400 L | [14 empty] | 0 | 0 | 0 | 0 | Lighting Fixtures | 2016-07-15 14:09 | 2024-07-20 11:15 | 0000-00-00 00:00:00 | 2024-07-20 11:15 | 0000-00-00 00:00:00 | [6 empty] | Taupe
1 | Lutron Electronics | QSWS2-KSI3MOC-AL | 4460-5395 | 4460 | 5395 | Lutron Electronics | QSWS2-KSI3MOC-AL.jpg | 27557000499 | QSWS2 KS 3 MOM C INS AL | GRAFIK Eye QS seeTouch QS KeySwitch, 3-scene, momentary contact, w/insert in almond |  | 5.3 | 3.9 |  | QSWS2-KSI3MOC-AL.jpg | http://grandbrass.xologic.com/vendors/4460/large/QSWS2-KSI3MOC-AL.jpg | [47 empty] | 0 | 0 | 0 | [6 empty] | 0 | 1 | 1 | EA | 1 | Lighting Controls | [27 empty] | Lightswitches | [49 empty] | <a href="https://www.lutron.com/TechnicalDocumentLibrary/GRAFIK%20Eye%20QS%20Brochure%20367-1603%20B.pdf" target="_blank">Manufacturer Brochure</a> | [192 empty] | <a href="https://www.lutron.com/TechnicalDocumentLibrary/0301604.pdf" target="_blank">Installation Instructions</a> | [23 empty] | 75.000 DW |  |  | 5.3000 IN | [89 empty] | 1.000 EA | 1.000 EA | [35 empty] | No | [42 empty] | https://www.lutron.com/TechnicalDocumentLibrary/369-295.pdf | [7 empty] | Shelf Stock | [13 empty] | <a href="https://www.lutron.com/TechnicalDocumentLibrary/369303_ENG.pdf" target="_blank">Tech Drawing</a> | [25 empty] | 39122224 | [13 empty] | <a href="https://www.lutron.com/TechnicalDocumentLibrary/3601201A_Commercial_Limited_Warranty.pdf" target="_blank">Warranty Information</a> |  |  |  |  | 0.500 L | [14 empty] | 0 | 0 | 0 | 0 | Lighting Fixtures | 2016-07-15 14:10 | 2024-07-20 11:13 | 0000-00-00 00:00:00 | 2024-07-20 11:13 | 0000-00-00 00:00:00 | [6 empty] | Almond
1 | Lutron Electronics | QSWS2-KSI3MOC-BE | 4460-5396 | 4460 | 5396 | Lutron Electronics | QSWS2-KSI3MOC-BE.jpg | 27557000444 | QSWS2 KS 3 MOM C INS BE | GRAFIK Eye QS seeTouch QS KeySwitch, 3-scene, momentary contact, w/insert in beige |  | 5.3 | 3.9 |  | QSWS2-KSI3MOC-BE.jpg | http://grandbrass.xologic.com/vendors/4460/large/QSWS2-KSI3MOC-BE.jpg | [47 empty] | 0 | 0 | 0 | [6 empty] | 0 | 1 | 1 | EA | 1 | Lighting Controls | [7 empty] | White | [19 empty] | Lightswitches | [49 empty] | <a href="https://www.lutron.com/TechnicalDocumentLibrary/GRAFIK%20Eye%20QS%20Brochure%20367-1603%20B.pdf" target="_blank">Manufacturer Brochure</a> | [192 empty] | <a href="https://www.lutron.com/TechnicalDocumentLibrary/0301604.pdf" target="_blank">Installation Instructions</a> | [23 empty] | 75.000 DW |  |  | 5.3000 IN | [89 empty] | 1.000 EA | 1.000 EA | [35 empty] | No | [42 empty] | https://www.lutron.com/TechnicalDocumentLibrary/369-295.pdf | [7 empty] | Shelf Stock | [13 empty] | <a href="https://www.lutron.com/TechnicalDocumentLibrary/369303_ENG.pdf" target="_blank">Tech Drawing</a> | [25 empty] | 39122224 | [13 empty] | <a href="https://www.lutron.com/TechnicalDocumentLibrary/3601201A_Commercial_Limited_Warranty.pdf" target="_blank">Warranty Information</a> |  |  |  |  | 0.500 L | [14 empty] | 0 | 0 | 0 | 0 | Lighting Fixtures | 2016-07-15 14:10 | 2024-07-20 11:14 | 0000-00-00 00:00:00 | 2024-07-20 11:14 | 0000-00-00 00:00:00 | [6 empty] | Beige
1 | Lutron Electronics | QSWS2-KSI3MOC-BL | 4460-5397 | 4460 | 5397 | Lutron Electronics | QSWS2-KSI3MOC-BL.jpg | 27557000482 | QSWS2 KS 3 MOM C INS BL | GRAFIK Eye QS seeTouch QS KeySwitch, 3-scene, momentary contact, w/insert in black |  | 5.3 | 3.9 |  | QSWS2-KSI3MOC-BL.jpg | http://grandbrass.xologic.com/vendors/4460/large/QSWS2-KSI3MOC-BL.jpg | [47 empty] | 0 | 0 | 0 | [6 empty] | 0 | 1 | 1 | EA | 1 | Lighting Controls | [7 empty] | Black | [19 empty] | Lightswitches | [49 empty] | <a href="https://www.lutron.com/TechnicalDocumentLibrary/GRAFIK%20Eye%20QS%20Brochure%20367-1603%20B.pdf" target="_blank">Manufacturer Brochure</a> | [192 empty] | <a href="https://www.lutron.com/TechnicalDocumentLibrary/0301604.pdf" target="_blank">Installation Instructions</a> | [23 empty] | 75.000 DW |  |  | 5.3000 IN | [89 empty] | 1.000 EA | 1.000 EA | [35 empty] | No | [42 empty] | https://www.lutron.com/TechnicalDocumentLibrary/369-295.pdf | [7 empty] | Shelf Stock | [13 empty] | <a href="https://www.lutron.com/TechnicalDocumentLibrary/369303_ENG.pdf" target="_blank">Tech Drawing</a> | [25 empty] | 39122224 | [13 empty] | <a href="https://www.lutron.com/TechnicalDocumentLibrary/3601201A_Commercial_Limited_Warranty.pdf" target="_blank">Warranty Information</a> |  |  |  |  | 0.500 L | [14 empty] | 0 | 0 | 0 | 0 | Lighting Fixtures | 2016-07-15 14:10 | 2024-07-20 11:19 | 0000-00-00 00:00:00 | 2024-07-20 11:19 | 0000-00-00 00:00:00 | [6 empty] | Black
1 | Lutron Electronics | QSWS2-KSI3MOC-BR | 4460-5398 | 4460 | 5398 | Lutron Electronics | QSWS2-KSI3MOC-BR.jpg | 27557000475 | QSWS2 KS 3 MOM C INS BR | GRAFIK Eye QS seeTouch QS KeySwitch, 3-scene, momentary contact, w/insert in brown |  | 5.3 | 3.9 |  | QSWS2-KSI3MOC-BR.jpg | http://grandbrass.xologic.com/vendors/4460/large/QSWS2-KSI3MOC-BR.jpg | [47 empty] | 0 | 0 | 0 | [6 empty] | 0 | 1 | 1 | EA | 1 | Lighting Controls | [7 empty] | Brown | [19 empty] | Lightswitches | [49 empty] | <a href="https://www.lutron.com/TechnicalDocumentLibrary/GRAFIK%20Eye%20QS%20Brochure%20367-1603%20B.pdf" target="_blank">Manufacturer Brochure</a> | [192 empty] | <a href="https://www.lutron.com/TechnicalDocumentLibrary/0301604.pdf" target="_blank">Installation Instructions</a> | [23 empty] | 75.000 DW |  |  | 5.3000 IN | [89 empty] | 1.000 EA | 1.000 EA | [35 empty] | No | [42 empty] | https://www.lutron.com/TechnicalDocumentLibrary/369-295.pdf | [7 empty] | Shelf Stock | [13 empty] | <a href="https://www.lutron.com/TechnicalDocumentLibrary/369303_ENG.pdf" target="_blank">Tech Drawing</a> | [25 empty] | 39122224 | [13 empty] | <a href="https://www.lutron.com/TechnicalDocumentLibrary/3601201A_Commercial_Limited_Warranty.pdf" target="_blank">Warranty Information</a> |  |  |  |  | 0.500 L | [14 empty] | 0 | 0 | 0 | 0 | Lighting Fixtures | 2016-07-15 14:10 | 2024-07-20 11:14 | 0000-00-00 00:00:00 | 2024-07-20 11:14 | 0000-00-00 00:00:00 | [6 empty] | Brown
1 | Lutron Electronics | QSWS2-KSI3MOC-GR | 4460-5399 | 4460 | 5399 | Lutron Electronics | QSWS2-KSI3MOC-GR.jpg | 27557000468 | QSWS2 KS 3 MOM C INS GR | GRAFIK Eye QS seeTouch QS KeySwitch, 3-scene, momentary contact, w/insert in gray |  | 5.3 | 3.9 |  | QSWS2-KSI3MOC-GR.jpg | http://grandbrass.xologic.com/vendors/4460/large/QSWS2-KSI3MOC-GR.jpg | [47 empty] | 0 | 0 | 0 | [6 empty] | 0 | 1 | 1 | EA | 1 | Lighting Controls | [7 empty] | Gray | [19 empty] | Lightswitches | [49 empty] | <a href="https://www.lutron.com/TechnicalDocumentLibrary/GRAFIK%20Eye%20QS%20Brochure%20367-1603%20B.pdf" target="_blank">Manufacturer Brochure</a> | [192 empty] | <a href="https://www.lutron.com/TechnicalDocumentLibrary/0301604.pdf" target="_blank">Installation Instructions</a> | [23 empty] | 75.000 DW |  |  | 5.3000 IN | [89 empty] | 1.000 EA | 1.000 EA | [35 empty] | No | [42 empty] | https://www.lutron.com/TechnicalDocumentLibrary/369-295.pdf | [7 empty] | Shelf Stock | [13 empty] | <a href="https://www.lutron.com/TechnicalDocumentLibrary/369303_ENG.pdf" target="_blank">Tech Drawing</a> | [25 empty] | 39122224 | [13 empty] | <a href="https://www.lutron.com/TechnicalDocumentLibrary/3601201A_Commercial_Limited_Warranty.pdf" target="_blank">Warranty Information</a> |  |  |  |  | 0.500 L | [14 empty] | 0 | 0 | 0 | 0 | Lighting Fixtures | 2016-07-15 14:10 | 2024-07-20 11:18 | 0000-00-00 00:00:00 | 2024-07-20 11:18 | 0000-00-00 00:00:00 | [6 empty] | Gray
1 | Lutron Electronics | QSWS2-KSI3MOC-IV | 4460-5400 | 4460 | 5400 | Lutron Electronics | QSWS2-KSI3MOC-IV.jpg | 27557000451 | QSWS2 KS 3 MOM C INS IV | GRAFIK Eye QS seeTouch QS KeySwitch, 3-scene, momentary contact, w/insert in ivory |  | 5.3 | 3.9 |  | QSWS2-KSI3MOC-IV.jpg | http://grandbrass.xologic.com/vendors/4460/large/QSWS2-KSI3MOC-IV.jpg | [47 empty] | 0 | 0 | 0 | [6 empty] | 0 | 1 | 1 | EA | 1 | Lighting Controls | [7 empty] | White | [19 empty] | Lightswitches | [49 empty] | <a href="https://www.lutron.com/TechnicalDocumentLibrary/GRAFIK%20Eye%20QS%20Brochure%20367-1603%20B.pdf" target="_blank">Manufacturer Brochure</a> | [192 empty] | <a href="https://www.lutron.com/TechnicalDocumentLibrary/0301604.pdf" target="_blank">Installation Instructions</a> | [23 empty] | 75.000 DW |  |  | 5.3000 IN | [89 empty] | 1.000 EA | 1.000 EA | [35 empty] | No | [42 empty] | https://www.lutron.com/TechnicalDocumentLibrary/369-295.pdf | [7 empty] | Shelf Stock | [13 empty] | <a href="https://www.lutron.com/TechnicalDocumentLibrary/369303_ENG.pdf" target="_blank">Tech Drawing</a> | [25 empty] | 39122224 | [13 empty] | <a href="https://www.lutron.com/TechnicalDocumentLibrary/3601201A_Commercial_Limited_Warranty.pdf" target="_blank">Warranty Information</a> |  |  |  |  | 0.500 L | [14 empty] | 0 | 0 | 0 | 0 | Lighting Fixtures | 2016-07-15 14:10 | 2024-07-20 11:17 | 0000-00-00 00:00:00 | 2024-07-20 11:17 | 0000-00-00 00:00:00 | [6 empty] | Ivory
1 | Lutron Electronics | QSWS2-KSI3MOC-LA | 4460-5401 | 4460 | 5401 | Lutron Electronics | QSWS2-KSI3MOC-LA.jpg | 27557000505 | QSWS2 KS 3 MOM C INS LA | GRAFIK Eye QS seeTouch QS KeySwitch, 3-scene, momentary contact, w/insert in light almond |  | 5.3 | 3.9 |  | QSWS2-KSI3MOC-LA.jpg | http://grandbrass.xologic.com/vendors/4460/large/QSWS2-KSI3MOC-LA.jpg | [47 empty] | 0 | 0 | 0 | [6 empty] | 0 | 1 | 1 | EA | 1 | Lighting Controls | [27 empty] | Lightswitches | [49 empty] | <a href="https://www.lutron.com/TechnicalDocumentLibrary/GRAFIK%20Eye%20QS%20Brochure%20367-1603%20B.pdf" target="_blank">Manufacturer Brochure</a> | [192 empty] | <a href="https://www.lutron.com/TechnicalDocumentLibrary/0301604.pdf" target="_blank">Installation Instructions</a> | [23 empty] | 75.000 DW |  |  | 5.3000 IN | [89 empty] | 1.000 EA | 1.000 EA | [35 empty] | No | [42 empty] | https://www.lutron.com/TechnicalDocumentLibrary/369-295.pdf | [7 empty] | Shelf Stock | [13 empty] | <a href="https://www.lutron.com/TechnicalDocumentLibrary/369303_ENG.pdf" target="_blank">Tech Drawing</a> | [25 empty] | 39122224 | [13 empty] | <a href="https://www.lutron.com/TechnicalDocumentLibrary/3601201A_Commercial_Limited_Warranty.pdf" target="_blank">Warranty Information</a> |  |  |  |  | 0.500 L | [14 empty] | 0 | 0 | 0 | 0 | Lighting Fixtures | 2016-07-15 14:10 | 2024-07-20 11:17 | 0000-00-00 00:00:00 | 2024-07-20 11:17 | 0000-00-00 00:00:00
1 | Lutron Electronics | QSWS2-KSI3MOC-WH | 4460-5402 | 4460 | 5402 | Lutron Electronics | QSWS2-KSI3MOC-WH.jpg | 27557000437 | QSWS2 KS 3 MOM C INS WH | GRAFIK Eye QS seeTouch QS KeySwitch, 3-scene, momentary contact, w/insert in white |  | 5.3 | 3.9 |  | QSWS2-KSI3MOC-WH.jpg | http://grandbrass.xologic.com/vendors/4460/large/QSWS2-KSI3MOC-WH.jpg | [47 empty] | 0 | 0 | 0 | [6 empty] | 0 | 1 | 1 | EA | 1 | Lighting Controls | [7 empty] | White | [19 empty] | Lightswitches | [49 empty] | <a href="https://www.lutron.com/TechnicalDocumentLibrary/GRAFIK%20Eye%20QS%20Brochure%20367-1603%20B.pdf" target="_blank">Manufacturer Brochure</a> | [192 empty] | <a href="https://www.lutron.com/TechnicalDocumentLibrary/0301604.pdf" target="_blank">Installation Instructions</a> | [23 empty] | 75.000 DW |  |  | 5.3000 IN | [89 empty] | 1.000 EA | 1.000 EA | [35 empty] | No | [42 empty] | https://www.lutron.com/TechnicalDocumentLibrary/369-295.pdf | [7 empty] | Shelf Stock | [13 empty] | <a href="https://www.lutron.com/TechnicalDocumentLibrary/369303_ENG.pdf" target="_blank">Tech Drawing</a> | [25 empty] | 39122224 | [13 empty] | <a href="https://www.lutron.com/TechnicalDocumentLibrary/3601201A_Commercial_Limited_Warranty.pdf" target="_blank">Warranty Information</a> |  |  |  |  | 0.500 L | [14 empty] | 0 | 0 | 0 | 0 | Lighting Fixtures | 2016-07-15 14:10 | 2024-07-20 11:17 | 0000-00-00 00:00:00 | 2024-07-20 11:17 | 0000-00-00 00:00:00 | [6 empty] | White
1 | Lutron Electronics | QSWS2-KSN3MOC-AL | 4460-5403 | 4460 | 5403 | Lutron Electronics | QSWS2-KSN3MOC-AL.jpg | 27557000413 | QSWS2 KS 3 MOM C N/INS AL | GRAFIK Eye QS seeTouch QS KeySwitch, 3-scene, momentary contact, no insert in almond |  | 5.3 | 3.9 |  | QSWS2-KSN3MOC-AL.jpg | http://grandbrass.xologic.com/vendors/4460/large/QSWS2-KSN3MOC-AL.jpg | [47 empty] | 0 | 0 | 0 | [6 empty] | 0 | 1 | 1 | EA | 1 | Lighting Controls | [27 empty] | Lightswitches | [49 empty] | <a href="https://www.lutron.com/TechnicalDocumentLibrary/GRAFIK%20Eye%20QS%20Brochure%20367-1603%20B.pdf" target="_blank">Manufacturer Brochure</a> | [192 empty] | <a href="https://www.lutron.com/TechnicalDocumentLibrary/0301604.pdf" target="_blank">Installation Instructions</a> | [23 empty] | 75.000 DW |  |  | 5.3000 IN | [89 empty] | 1.000 EA | 1.000 EA | [35 empty] | No | [42 empty] | https://www.lutron.com/TechnicalDocumentLibrary/369-295.pdf | [7 empty] | Shelf Stock | [13 empty] | <a href="https://www.lutron.com/TechnicalDocumentLibrary/369303_ENG.pdf" target="_blank">Tech Drawing</a> | [25 empty] | 39122224 | [13 empty] | <a href="https://www.lutron.com/TechnicalDocumentLibrary/3601201A_Commercial_Limited_Warranty.pdf" target="_blank">Warranty Information</a> |  |  |  |  | 0.500 L | [14 empty] | 0 | 0 | 0 | 0 | Lighting Fixtures | 2016-07-15 14:10 | 2024-07-20 11:15 | 0000-00-00 00:00:00 | 2024-07-20 11:15 | 0000-00-00 00:00:00 | [6 empty] | Almond
1 | Lutron Electronics | QSWS2-KSN3MOC-BE | 4460-5404 | 4460 | 5404 | Lutron Electronics | QSWS2-KSN3MOC-BE.jpg | 27557000369 | QSWS2 KS 3 MOM C N/INS BE | GRAFIK Eye QS seeTouch QS KeySwitch, 3-scene, momentary contact, no insert in beige |  | 5.3 | 3.9 |  | QSWS2-KSN3MOC-BE.jpg | http://grandbrass.xologic.com/vendors/4460/large/QSWS2-KSN3MOC-BE.jpg | [47 empty] | 0 | 0 | 0 | [6 empty] | 0 | 1 | 1 | EA | 1 | Lighting Controls | [7 empty] | White | [19 empty] | Lightswitches | [49 empty] | <a href="https://www.lutron.com/TechnicalDocumentLibrary/GRAFIK%20Eye%20QS%20Brochure%20367-1603%20B.pdf" target="_blank">Manufacturer Brochure</a> | [192 empty] | <a href="https://www.lutron.com/TechnicalDocumentLibrary/0301604.pdf" target="_blank">Installation Instructions</a> | [23 empty] | 75.000 DW |  |  | 5.3000 IN | [89 empty] | 1.000 EA | 1.000 EA | [35 empty] | No | [42 empty] | https://www.lutron.com/TechnicalDocumentLibrary/369-295.pdf | [7 empty] | Shelf Stock | [13 empty] | <a href="https://www.lutron.com/TechnicalDocumentLibrary/369303_ENG.pdf" target="_blank">Tech Drawing</a> | [25 empty] | 39122224 | [13 empty] | <a href="https://www.lutron.com/TechnicalDocumentLibrary/3601201A_Commercial_Limited_Warranty.pdf" target="_blank">Warranty Information</a> |  |  |  |  | 0.500 L | [14 empty] | 0 | 0 | 0 | 0 | Lighting Fixtures | 2016-07-15 14:10 | 2024-07-20 11:19 | 0000-00-00 00:00:00 | 2024-07-20 11:19 | 0000-00-00 00:00:00 | [6 empty] | Beige
1 | Lutron Electronics | QSWS2-KSN3MOC-BL | 4460-5405 | 4460 | 5405 | Lutron Electronics | QSWS2-KSN3MOC-BL.jpg | 27557000406 | QSWS2 KS 3 MOM C N/INS BL | GRAFIK Eye QS seeTouch QS KeySwitch, 3-scene, momentary contact, no insert in black |  | 5.3 | 3.9 |  | QSWS2-KSN3MOC-BL.jpg | http://grandbrass.xologic.com/vendors/4460/large/QSWS2-KSN3MOC-BL.jpg | [47 empty] | 0 | 0 | 0 | [6 empty] | 0 | 1 | 1 | EA | 1 | Lighting Controls | [7 empty] | Black | [19 empty] | Lightswitches | [49 empty] | <a href="https://www.lutron.com/TechnicalDocumentLibrary/GRAFIK%20Eye%20QS%20Brochure%20367-1603%20B.pdf" target="_blank">Manufacturer Brochure</a> | [192 empty] | <a href="https://www.lutron.com/TechnicalDocumentLibrary/0301604.pdf" target="_blank">Installation Instructions</a> | [23 empty] | 75.000 DW |  |  | 5.3000 IN | [89 empty] | 1.000 EA | 1.000 EA | [35 empty] | No | [42 empty] | https://www.lutron.com/TechnicalDocumentLibrary/369-295.pdf | [7 empty] | Shelf Stock | [13 empty] | <a href="https://www.lutron.com/TechnicalDocumentLibrary/369303_ENG.pdf" target="_blank">Tech Drawing</a> | [25 empty] | 39122224 | [13 empty] | <a href="https://www.lutron.com/TechnicalDocumentLibrary/3601201A_Commercial_Limited_Warranty.pdf" target="_blank">Warranty Information</a> |  |  |  |  | 0.500 L | [14 empty] | 0 | 0 | 0 | 0 | Lighting Fixtures | 2016-07-15 14:10 | 2024-07-20 11:20 | 0000-00-00 00:00:00 | 2024-07-20 11:20 | 0000-00-00 00:00:00 | [6 empty] | Black
1 | Lutron Electronics | QSWS2-KSN3MOC-BR | 4460-5406 | 4460 | 5406 | Lutron Electronics | QSWS2-KSN3MOC-BR.jpg | 27557000390 | QSWS2 KS 3 MOM C N/INS BR | GRAFIK Eye QS seeTouch QS KeySwitch, 3-scene, momentary contact, no insert in brown |  | 5.3 | 3.9 |  | QSWS2-KSN3MOC-BR.jpg | http://grandbrass.xologic.com/vendors/4460/large/QSWS2-KSN3MOC-BR.jpg | [47 empty] | 0 | 0 | 0 | [6 empty] | 0 | 1 | 1 | EA | 1 | Lighting Controls | [7 empty] | Brown | [19 empty] | Lightswitches | [49 empty] | <a href="https://www.lutron.com/TechnicalDocumentLibrary/GRAFIK%20Eye%20QS%20Brochure%20367-1603%20B.pdf" target="_blank">Manufacturer Brochure</a> | [192 empty] | <a href="https://www.lutron.com/TechnicalDocumentLibrary/0301604.pdf" target="_blank">Installation Instructions</a> | [23 empty] | 75.000 DW |  |  | 5.3000 IN | [89 empty] | 1.000 EA | 1.000 EA | [35 empty] | No | [42 empty] | https://www.lutron.com/TechnicalDocumentLibrary/369-295.pdf | [7 empty] | Shelf Stock | [13 empty] | <a href="https://www.lutron.com/TechnicalDocumentLibrary/369303_ENG.pdf" target="_blank">Tech Drawing</a> | [25 empty] | 39122224 | [13 empty] | <a href="https://www.lutron.com/TechnicalDocumentLibrary/3601201A_Commercial_Limited_Warranty.pdf" target="_blank">Warranty Information</a> |  |  |  |  | 0.500 L | [14 empty] | 0 | 0 | 0 | 0 | Lighting Fixtures | 2016-07-15 14:10 | 2024-07-20 11:16 | 0000-00-00 00:00:00 | 2024-07-20 11:16 | 0000-00-00 00:00:00 | [6 empty] | Brown
1 | Lutron Electronics | QSWS2-KSN3MOC-GR | 4460-5407 | 4460 | 5407 | Lutron Electronics | QSWS2-KSN3MOC-GR.jpg | 27557000383 | QSWS2 KS 3 MOM C N/INS GR | GRAFIK Eye QS seeTouch QS KeySwitch, 3-scene, momentary contact, no insert in gray |  | 5.3 | 3.9 |  | QSWS2-KSN3MOC-GR.jpg | http://grandbrass.xologic.com/vendors/4460/large/QSWS2-KSN3MOC-GR.jpg | [47 empty] | 0 | 0 | 0 | [6 empty] | 0 | 1 | 1 | EA | 1 | Lighting Controls | [7 empty] | Gray | [19 empty] | Lightswitches | [49 empty] | <a href="https://www.lutron.com/TechnicalDocumentLibrary/GRAFIK%20Eye%20QS%20Brochure%20367-1603%20B.pdf" target="_blank">Manufacturer Brochure</a> | [192 empty] | <a href="https://www.lutron.com/TechnicalDocumentLibrary/0301604.pdf" target="_blank">Installation Instructions</a> | [23 empty] | 75.000 DW |  |  | 5.3000 IN | [89 empty] | 1.000 EA | 1.000 EA | [35 empty] | No | [42 empty] | https://www.lutron.com/TechnicalDocumentLibrary/369-295.pdf | [7 empty] | Shelf Stock | [13 empty] | <a href="https://www.lutron.com/TechnicalDocumentLibrary/369303_ENG.pdf" target="_blank">Tech Drawing</a> | [25 empty] | 39122224 | [13 empty] | <a href="https://www.lutron.com/TechnicalDocumentLibrary/3601201A_Commercial_Limited_Warranty.pdf" target="_blank">Warranty Information</a> |  |  |  |  | 0.500 L | [14 empty] | 0 | 0 | 0 | 0 | Lighting Fixtures | 2016-07-15 14:10 | 2024-07-20 11:11 | 0000-00-00 00:00:00 | 2024-07-20 11:11 | 0000-00-00 00:00:00 | [6 empty] | Gray
1 | Lutron Electronics | QSWS2-KSN3MOC-IV | 4460-5408 | 4460 | 5408 | Lutron Electronics | QSWS2-KSN3MOC-IV.jpg | 27557000376 | QSWS2 KS 3 MOM C N/INS IV | GRAFIK Eye QS seeTouch QS KeySwitch, 3-scene, momentary contact, no insert in ivory |  | 5.3 | 3.9 |  | QSWS2-KSN3MOC-IV.jpg | http://grandbrass.xologic.com/vendors/4460/large/QSWS2-KSN3MOC-IV.jpg | [47 empty] | 0 | 0 | 0 | [6 empty] | 0 | 1 | 1 | EA | 1 | Lighting Controls | [7 empty] | White | [19 empty] | Lightswitches | [49 empty] | <a href="https://www.lutron.com/TechnicalDocumentLibrary/GRAFIK%20Eye%20QS%20Brochure%20367-1603%20B.pdf" target="_blank">Manufacturer Brochure</a> | [192 empty] | <a href="https://www.lutron.com/TechnicalDocumentLibrary/0301604.pdf" target="_blank">Installation Instructions</a> | [23 empty] | 75.000 DW |  |  | 5.3000 IN | [89 empty] | 1.000 EA | 1.000 EA | [35 empty] | No | [42 empty] | https://www.lutron.com/TechnicalDocumentLibrary/369-295.pdf | [7 empty] | Shelf Stock | [13 empty] | <a href="https://www.lutron.com/TechnicalDocumentLibrary/369303_ENG.pdf" target="_blank">Tech Drawing</a> | [25 empty] | 39122224 | [13 empty] | <a href="https://www.lutron.com/TechnicalDocumentLibrary/3601201A_Commercial_Limited_Warranty.pdf" target="_blank">Warranty Information</a> |  |  |  |  | 0.500 L | [14 empty] | 0 | 0 | 0 | 0 | Lighting Fixtures | 2016-07-15 14:10 | 2024-07-20 11:10 | 0000-00-00 00:00:00 | 2024-07-20 11:10 | 0000-00-00 00:00:00 | [6 empty] | Ivory
1 | Lutron Electronics | QSWS2-KSN3MOC-LA | 4460-5409 | 4460 | 5409 | Lutron Electronics | QSWS2-KSN3MOC-LA.jpg | 27557000420 | QSWS2 KS 3 MOM C N/INS LA | GRAFIK Eye QS seeTouch QS KeySwitch, 3-scene, momentary contact, no insert in light almond |  | 5.3 | 3.9 |  | QSWS2-KSN3MOC-LA.jpg | http://grandbrass.xologic.com/vendors/4460/large/QSWS2-KSN3MOC-LA.jpg | [47 empty] | 0 | 0 | 0 | [6 empty] | 0 | 1 | 1 | EA | 1 | Lighting Controls | [27 empty] | Lightswitches | [49 empty] | <a href="https://www.lutron.com/TechnicalDocumentLibrary/GRAFIK%20Eye%20QS%20Brochure%20367-1603%20B.pdf" target="_blank">Manufacturer Brochure</a> | [192 empty] | <a href="https://www.lutron.com/TechnicalDocumentLibrary/0301604.pdf" target="_blank">Installation Instructions</a> | [23 empty] | 75.000 DW |  |  | 5.3000 IN | [89 empty] | 1.000 EA | 1.000 EA | [35 empty] | No | [42 empty] | https://www.lutron.com/TechnicalDocumentLibrary/369-295.pdf | [7 empty] | Shelf Stock | [13 empty] | <a href="https://www.lutron.com/TechnicalDocumentLibrary/369303_ENG.pdf" target="_blank">Tech Drawing</a> | [25 empty] | 39122224 | [13 empty] | <a href="https://www.lutron.com/TechnicalDocumentLibrary/3601201A_Commercial_Limited_Warranty.pdf" target="_blank">Warranty Information</a> |  |  |  |  | 0.500 L | [14 empty] | 0 | 0 | 0 | 0 | Lighting Fixtures | 2016-07-15 14:10 | 2024-07-20 11:15 | 0000-00-00 00:00:00 | 2024-07-20 11:15 | 0000-00-00 00:00:00
1 | Lutron Electronics | QSWS2-KSN3MOC-WH | 4460-5410 | 4460 | 5410 | Lutron Electronics | QSWS2-KSN3MOC-WH.jpg | 27557000352 | QSWS2 KS 3 MOM C N/INS WH | GRAFIK Eye QS seeTouch QS KeySwitch, 3-scene, momentary contact, no insert in white |  | 5.3 | 3.9 |  | QSWS2-KSN3MOC-WH.jpg | http://grandbrass.xologic.com/vendors/4460/large/QSWS2-KSN3MOC-WH.jpg | [47 empty] | 0 | 0 | 0 | [6 empty] | 0 | 1 | 1 | EA | 1 | Lighting Controls | [7 empty] | White | [19 empty] | Lightswitches | [49 empty] | <a href="https://www.lutron.com/TechnicalDocumentLibrary/GRAFIK%20Eye%20QS%20Brochure%20367-1603%20B.pdf" target="_blank">Manufacturer Brochure</a> | [192 empty] | <a href="https://www.lutron.com/TechnicalDocumentLibrary/0301604.pdf" target="_blank">Installation Instructions</a> | [23 empty] | 75.000 DW |  |  | 5.3000 IN | [89 empty] | 1.000 EA | 1.000 EA | [35 empty] | No | [42 empty] | https://www.lutron.com/TechnicalDocumentLibrary/369-295.pdf | [7 empty] | Shelf Stock | [13 empty] | <a href="https://www.lutron.com/TechnicalDocumentLibrary/369303_ENG.pdf" target="_blank">Tech Drawing</a> | [25 empty] | 39122224 | [13 empty] | <a href="https://www.lutron.com/TechnicalDocumentLibrary/3601201A_Commercial_Limited_Warranty.pdf" target="_blank">Warranty Information</a> |  |  |  |  | 0.500 L | [14 empty] | 0 | 0 | 0 | 0 | Lighting Fixtures | 2016-07-15 14:10 | 2024-07-20 11:20 | 0000-00-00 00:00:00 | 2024-07-20 11:20 | 0000-00-00 00:00:00 | [6 empty] | White
1 | Lutron Electronics | RR-3PD-1-MN | 4460-5411 | 4460 | 5411 | Lutron Electronics | rr-3pd-1-sw.jpg | 27557963152 | RA2 PLUGIN DIMMER 300W MIDNIGHT | RadioRA 2 Plug-in Module, Incandescent/Halogen, Magnetic Low-Voltage, 1-receptacle dimming module, 300W/300VA in midnight |  | 3.51 | 4.6 |  | rr-3pd-1-sw.jpg | http://grandbrass.xologic.com/vendors/4460/large/rr-3pd-1-sw.jpg | [47 empty] | 0 | 0 | 0 | [6 empty] | 0 | 1 | 1 | EA | 1 | Lighting Controls | [27 empty] | Dimmers | [242 empty] | <a href="https://www.lutron.com/TechnicalDocumentLibrary/044266a.pdf" target="_blank">Installation Instructions</a> | [23 empty] | 40.000 DW |  |  | 2.3000 IN | [89 empty] | 1.000 EA | 1.000 EA | [35 empty] | No | [42 empty] | https://www.lutron.com/TechnicalDocumentLibrary/369246_ENG.pdf | [7 empty] | Shelf Stock | [39 empty] | 39122206 | [13 empty] | <a href="https://www.lutron.com/TechnicalDocumentLibrary/043492.pdf" target="_blank">Warranty Information</a> |  |  |  |  | 0.600 L | [14 empty] | 0 | 0 | 0 | 0 | Lighting Fixtures | 2016-07-15 14:10 | 2024-07-20 11:13 | 0000-00-00 00:00:00 | 2024-07-20 11:13 | 0000-00-00 00:00:00 | [6 empty] | Midnight
1 | Lutron Electronics | RR-3PD-1-SW | 4460-5412 | 4460 | 5412 | Lutron Electronics | RR-3PD-1-SW.jpg | 27557963145 | RA2 PLUGIN DIMMER 300W SNOW | RadioRA 2 Plug-in Module, Incandescent/Halogen, Magnetic Low-Voltage, 1-receptacle dimming module, 300W/300VA in snow |  | 3.5 | 4.6 |  | RR-3PD-1-SW.jpg | http://grandbrass.xologic.com/vendors/4460/large/RR-3PD-1-SW.jpg | [47 empty] | 0 | 0 | 0 | [6 empty] | 0 | 1 | 1 | EA | 1 | Lighting Controls | [27 empty] | Dimmers | [242 empty] | <a href="https://www.lutron.com/TechnicalDocumentLibrary/044266a.pdf" target="_blank">Installation Instructions</a> | [23 empty] | 25.000 DW |  |  | 2.3000 IN | [89 empty] | 1.000 EA | 1.000 EA | [35 empty] | No | [42 empty] | https://www.lutron.com/TechnicalDocumentLibrary/369246_ENG.pdf | [7 empty] | Shelf Stock | [39 empty] | 39122206 | [13 empty] | <a href="https://www.lutron.com/TechnicalDocumentLibrary/043492.pdf" target="_blank">Warranty Information</a> |  |  |  |  | 0.600 L | [14 empty] | 0 | 0 | 0 | 0 | Lighting Fixtures | 2016-07-15 14:10 | 2024-07-20 11:18 | 0000-00-00 00:00:00 | 2024-07-20 11:18 | 0000-00-00 00:00:00 | [6 empty] | Snow
1 | Lutron Electronics | SK-DK | 4460-5414 | 4460 | 5414 | Lutron Electronics | SG-4SIRN-WH-GN.MD.shad.g.jpg | 27557262002 | SKYLARK DUAL REPLACEMENT | Skylark Replacement Knob, Two-pack replacement knobs, white/almond |  | 0.01 | 5.25 |  | SG-4SIRN-WH-GN.MD.shad.g.jpg | http://grandbrass.xologic.com/vendors/4460/large/SG-4SIRN-WH-GN.MD.shad.g.jpg | [47 empty] | 0 | 0 | 0 | [6 empty] | 0 | 1 | 1 | EA | 1 | Specialty Items | [7 empty] | White | [16 empty] | Traditional |  |  | Lighting Accessories | [242 empty] | <a href="https://www.lutron.com/TechnicalDocumentLibrary/0301689.pdf" target="_blank">Installation Instructions</a> | [23 empty] | 10.000 DW |  |  | 3.5000 IN | [89 empty] | 1.000 EA | 1.000 EA | [35 empty] | No | [42 empty] | https://www.lutron.com/technicaldocumentlibrary/spec%20guide%20volume%201%20with%20addendums.pdf#page=20 | [7 empty] | Shelf Stock | [39 empty] | 39122221 | [13 empty] | <a href="https://www.lutron.com/TechnicalDocumentLibrary/369-119_Wallbox_Warranty.pdf" target="_blank">Warranty Information</a> |  |  |  |  | 0.010 L | [14 empty] | 0 | 0 | 0 | 0 | Lighting Fixtures | 2016-07-15 14:10 | 2024-07-20 11:42 | 0000-00-00 00:00:00 | 2024-07-20 11:42 | 0000-00-00 00:00:00 | [6 empty] | White Ivory
4 | Lutron Electronics | DVWFSQ-FH-LA | 4460-5433 | 4460 | 5433 | Lutron Electronics | DVWFSQ-FH-LA.jpg | 27557244169 | DIVA DUO W/PL CLAM LT ALMOND | Diva Quiet Fan-Speed Control - Satin Finish, 3-way fan control, clamshell packaging, wallplate included, 1.5A in light almond |  | 6.2 | 2.7 |  | DVWFSQ-FH-LA.jpg | http://grandbrass.xologic.com/vendors/4460/large/DVWFSQ-FH-LA.jpg | [47 empty] | 0 | 0 | 0 | [6 empty] | 0 | 1 | 1 | EA | 1 | Fan Accessories |  |  | Control And Automation |  | Switches |  | Speed Switch | White | [16 empty] | Traditional |  |  | Fan Wall Mount Controls | [242 empty] | <a href="https://www.lutron.com/TechnicalDocumentLibrary/0301990.pdf" target="_blank">Installation Instructions</a> | [23 empty] | 10.000 DW |  |  | 7.1000 IN | [89 empty] | 1.000 EA | 1.000 EA | [35 empty] | No | [42 empty] | https://www.lutron.com/TechnicalDocumentLibrary/DivaSatinColors.pdf | [7 empty] | Shelf Stock | [13 empty] | <a href="https://www.lutron.com/TechnicalDocumentLibrary/368-4493_Page_5.pdf" target="_blank">Tech Drawing</a> | [25 empty] | 39122240 | [13 empty] | <a href="https://www.lutron.com/TechnicalDocumentLibrary/369-119_Wallbox_Warranty.pdf" target="_blank">Warranty Information</a> |  |  |  |  | 0.500 L | [14 empty] | 0 | 0 | 0 | 0 | Electrical | 2016-07-15 14:11 | 2024-07-20 11:20 | 0000-00-00 00:00:00 | 2025-11-29 02:00 | 0000-00-00 00:00:00
1 | Lutron Electronics | QSWE-2BN-SC | 4460-5435 | 4460 | 5435 | Lutron Electronics | QSWE-2BN-SC.png | 27557975162 | QSWE-WALLSTN 2B N/INS SC | GRAFIK Eye QS International seeTouch QS Wallstation, 2-button, no insert Satin Chrome finish |  | 5.3 | 3.9 |  | QSWE-2BN-SC.png | http://grandbrass.xologic.com/vendors/4460/large/QSWE-2BN-SC.png | [47 empty] | 0 | 0 | 0 | [6 empty] | 0 | 1 | 1 | EA | 1 | Lighting Controls | [7 empty] | Chrome | [19 empty] | Other Lighting Controls | [242 empty] | <a href="https://www.lutron.com/TechnicalDocumentLibrary/0301604.pdf" target="_blank">Installation Instructions</a> | [23 empty] | 50.000 DW |  |  | 5.3000 IN | [89 empty] | 1.000 EA | 1.000 EA | [35 empty] | No | [42 empty] | https://www.lutron.com/TechnicalDocumentLibrary/InternationalseeTouchQS.pdf | [7 empty] | Shelf Stock | [39 empty] | 52161525 | [13 empty] | <a href="https://www.lutron.com/TechnicalDocumentLibrary/3601201A_Commercial_Limited_Warranty.pdf" target="_blank">Warranty Information</a> |  |  |  |  | 0.500 L | [14 empty] | 0 | 0 | 0 | 0 | Lighting Fixtures | 2016-07-15 14:11 | 2024-07-20 11:18 | 0000-00-00 00:00:00 | 2024-07-20 11:18 | 0000-00-00 00:00:00
1 | Lutron Electronics | QSWE-3BI-SC | 4460-5436 | 4460 | 5436 | Lutron Electronics | QSWE-3BI-SC.png | 27557975179 | QSWE-WALLSTN 3B INS SC | GRAFIK Eye QS International seeTouch QS Wallstation, 3-button, w/insert Satin Chrome finish |  | 5.3 | 3.9 |  | QSWE-3BI-SC.png | http://grandbrass.xologic.com/vendors/4460/large/QSWE-3BI-SC.png | [47 empty] | 0 | 0 | 0 | [6 empty] | 0 | 1 | 1 | EA | 1 | Lighting Controls | [7 empty] | Chrome | [19 empty] | Other Lighting Controls | [242 empty] | <a href="https://www.lutron.com/TechnicalDocumentLibrary/0301604.pdf" target="_blank">Installation Instructions</a> | [23 empty] | 50.000 DW |  |  | 5.3000 IN | [89 empty] | 1.000 EA | 1.000 EA | [35 empty] | No | [42 empty] | https://www.lutron.com/TechnicalDocumentLibrary/InternationalseeTouchQS.pdf | [7 empty] | Shelf Stock | [39 empty] | 52161525 | [13 empty] | <a href="https://www.lutron.com/TechnicalDocumentLibrary/3601201A_Commercial_Limited_Warranty.pdf" target="_blank">Warranty Information</a> |  |  |  |  | 0.500 L | [14 empty] | 0 | 0 | 0 | 0 | Lighting Fixtures | 2016-07-15 14:11 | 2024-07-20 11:11 | 0000-00-00 00:00:00 | 2024-07-20 11:11 | 0000-00-00 00:00:00
1 | Lutron Electronics | QSWE-3BN-SC | 4460-5437 | 4460 | 5437 | Lutron Electronics | QSWE-3BN-SC.png | 27557975186 | QSWE-WALLSTN 3B N/INS SC | GRAFIK Eye QS International seeTouch QS Wallstation, 3-button, no insert Satin Chrome finish |  | 5.3 | 3.9 |  | QSWE-3BN-SC.png | http://grandbrass.xologic.com/vendors/4460/large/QSWE-3BN-SC.png | [47 empty] | 0 | 0 | 0 | [6 empty] | 0 | 1 | 1 | EA | 1 | Lighting Controls | [7 empty] | Chrome | [19 empty] | Other Lighting Controls | [242 empty] | <a href="https://www.lutron.com/TechnicalDocumentLibrary/0301604.pdf" target="_blank">Installation Instructions</a> | [23 empty] | 50.000 DW |  |  | 5.3000 IN | [89 empty] | 1.000 EA | 1.000 EA | [35 empty] | No | [42 empty] | https://www.lutron.com/TechnicalDocumentLibrary/InternationalseeTouchQS.pdf | [7 empty] | Shelf Stock | [39 empty] | 52161525 | [13 empty] | <a href="https://www.lutron.com/TechnicalDocumentLibrary/3601201A_Commercial_Limited_Warranty.pdf" target="_blank">Warranty Information</a> |  |  |  |  | 0.500 L | [14 empty] | 0 | 0 | 0 | 0 | Lighting Fixtures | 2016-07-15 14:11 | 2024-07-20 11:19 | 0000-00-00 00:00:00 | 2024-07-20 11:19 | 0000-00-00 00:00:00
1 | Lutron Electronics | QSWE-4BI-SC | 4460-5438 | 4460 | 5438 | Lutron Electronics | QSWE-4BI-SC.png | 27557975193 | QSWE-WALLSTN 4B INS SC | GRAFIK Eye QS International seeTouch QS Wallstation, 4-button, w/insert Satin Chrome finish |  | 5.3 | 3.9 |  | QSWE-4BI-SC.png | http://grandbrass.xologic.com/vendors/4460/large/QSWE-4BI-SC.png | [47 empty] | 0 | 0 | 0 | [6 empty] | 0 | 1 | 1 | EA | 1 | Lighting Controls | [7 empty] | Chrome | [19 empty] | Other Lighting Controls | [242 empty] | <a href="https://www.lutron.com/TechnicalDocumentLibrary/0301604.pdf" target="_blank">Installation Instructions</a> | [23 empty] | 50.000 DW |  |  | 5.3000 IN | [89 empty] | 1.000 EA | 1.000 EA | [35 empty] | No | [42 empty] | https://www.lutron.com/TechnicalDocumentLibrary/InternationalseeTouchQS.pdf | [7 empty] | Shelf Stock | [39 empty] | 52161525 | [13 empty] | <a href="https://www.lutron.com/TechnicalDocumentLibrary/3601201A_Commercial_Limited_Warranty.pdf" target="_blank">Warranty Information</a> |  |  |  |  | 0.500 L | [14 empty] | 0 | 0 | 0 | 0 | Lighting Fixtures | 2016-07-15 14:11 | 2024-07-20 11:20 | 0000-00-00 00:00:00 | 2024-07-20 11:20 | 0000-00-00 00:00:00
1 | Lutron Electronics | QSWE-4BN-SC | 4460-5439 | 4460 | 5439 | Lutron Electronics | QSWE-4BN-SC.png | 27557975209 | QSWE-WALLSTN 4B N/INS SC | GRAFIK Eye QS International seeTouch QS Wallstation, 4-button, no insert Satin Chrome finish |  | 5.3 | 3.9 |  | QSWE-4BN-SC.png | http://grandbrass.xologic.com/vendors/4460/large/QSWE-4BN-SC.png | [47 empty] | 0 | 0 | 0 | [6 empty] | 0 | 1 | 1 | EA | 1 | Lighting Controls | [7 empty] | Chrome | [19 empty] | Other Lighting Controls | [242 empty] | <a href="https://www.lutron.com/TechnicalDocumentLibrary/0301604.pdf" target="_blank">Installation Instructions</a> | [23 empty] | 50.000 DW |  |  | 5.3000 IN | [89 empty] | 1.000 EA | 1.000 EA | [35 empty] | No | [42 empty] | https://www.lutron.com/TechnicalDocumentLibrary/InternationalseeTouchQS.pdf | [7 empty] | Shelf Stock | [39 empty] | 52161525 | [13 empty] | <a href="https://www.lutron.com/TechnicalDocumentLibrary/3601201A_Commercial_Limited_Warranty.pdf" target="_blank">Warranty Information</a> |  |  |  |  | 0.500 L | [14 empty] | 0 | 0 | 0 | 0 | Lighting Fixtures | 2016-07-15 14:11 | 2024-07-20 11:18 | 0000-00-00 00:00:00 | 2024-07-20 11:18 | 0000-00-00 00:00:00
1 | Lutron Electronics | QSWE-5BRLI-SC | 4460-5440 | 4460 | 5440 | Lutron Electronics | QSWE-5BRLN-WH.jpg | 27557975216 | QSWE-WALLSTN 5BRL INS SC | GRAFIK Eye QS International seeTouch QS Wallstation, 5-button w/insert raise/lower, Satin Chrome finish |  | 5.3 | 3.9 |  | QSWE-5BRLN-WH.jpg | http://grandbrass.xologic.com/vendors/4460/large/QSWE-5BRLN-WH.jpg | [47 empty] | 0 | 0 | 0 | [6 empty] | 0 | 1 | 1 | EA | 1 | Lighting Controls | [7 empty] | Chrome | [19 empty] | Other Lighting Controls | [242 empty] | <a href="https://www.lutron.com/TechnicalDocumentLibrary/0301604.pdf" target="_blank">Installation Instructions</a> | [23 empty] | 50.000 DW |  |  | 5.3000 IN | [89 empty] | 1.000 EA | 1.000 EA | [35 empty] | No | [42 empty] | https://www.lutron.com/TechnicalDocumentLibrary/InternationalseeTouchQS.pdf | [7 empty] | Shelf Stock | [39 empty] | 52161525 | [13 empty] | <a href="https://www.lutron.com/TechnicalDocumentLibrary/3601201A_Commercial_Limited_Warranty.pdf" target="_blank">Warranty Information</a> |  |  |  |  | 0.500 L | [14 empty] | 0 | 0 | 0 | 0 | Lighting Fixtures | 2016-07-15 14:11 | 2024-07-20 11:15 | 0000-00-00 00:00:00 | 2024-07-20 11:15 | 0000-00-00 00:00:00
1 | Lutron Electronics | QSWE-5BRLIRI-SC | 4460-5441 | 4460 | 5441 | Lutron Electronics | QSWE-5BRLIRN-WH.jpg | 27557975223 | QSWE-WALLSTN 5BRLIR INS SATIN CHROME | GRAFIK Eye QS International seeTouch QS Wallstation, 5-button w/insert IR receiver, raise/lower, Satin Chrome finish |  | 5.3 | 3.9 |  | QSWE-5BRLIRN-WH.jpg | http://grandbrass.xologic.com/vendors/4460/large/QSWE-5BRLIRN-WH.jpg | [47 empty] | 0 | 0 | 0 | [6 empty] | 0 | 1 | 1 | EA | 1 | Lighting Controls | [7 empty] | Chrome | [19 empty] | Other Lighting Controls | [242 empty] | <a href="https://www.lutron.com/TechnicalDocumentLibrary/0301604.pdf" target="_blank">Installation Instructions</a> | [23 empty] | 50.000 DW |  |  | 5.3000 IN | [89 empty] | 1.000 EA | 1.000 EA | [35 empty] | No | [42 empty] | https://www.lutron.com/TechnicalDocumentLibrary/InternationalseeTouchQS.pdf | [7 empty] | Shelf Stock | [39 empty] | 52161525 | [13 empty] | <a href="https://www.lutron.com/TechnicalDocumentLibrary/3601201A_Commercial_Limited_Warranty.pdf" target="_blank">Warranty Information</a> |  |  |  |  | 0.500 L | [14 empty] | 0 | 0 | 0 | 0 | Lighting Fixtures | 2016-07-15 14:11 | 2024-07-20 11:18 | 0000-00-00 00:00:00 | 2024-07-20 11:18 | 0000-00-00 00:00:00
1 | Lutron Electronics | QSWE-5BRLIRN-SC | 4460-5442 | 4460 | 5442 | Lutron Electronics | QSWE-5BRLIRN-WH.jpg | 27557975230 | QSWE-WALLSTN 5BRLIR N/INS | GRAFIK Eye QS International seeTouch QS Wallstation, 5-button no insert IR receiver, raise/lower, Satin Chrome finish |  | 5.3 | 3.9 |  | QSWE-5BRLIRN-WH.jpg | http://grandbrass.xologic.com/vendors/4460/large/QSWE-5BRLIRN-WH.jpg | [47 empty] | 0 | 0 | 0 | [6 empty] | 0 | 1 | 1 | EA | 1 | Lighting Controls | [7 empty] | Chrome | [19 empty] | Other Lighting Controls | [242 empty] | <a href="https://www.lutron.com/TechnicalDocumentLibrary/0301604.pdf" target="_blank">Installation Instructions</a> | [23 empty] | 50.000 DW |  |  | 5.3000 IN | [89 empty] | 1.000 EA | 1.000 EA | [35 empty] | No | [42 empty] | https://www.lutron.com/TechnicalDocumentLibrary/InternationalseeTouchQS.pdf | [7 empty] | Shelf Stock | [39 empty] | 52161525 | [13 empty] | <a href="https://www.lutron.com/TechnicalDocumentLibrary/3601201A_Commercial_Limited_Warranty.pdf" target="_blank">Warranty Information</a> |  |  |  |  | 0.500 L | [14 empty] | 0 | 0 | 0 | 0 | Lighting Fixtures | 2016-07-15 14:11 | 2024-07-20 11:17 | 0000-00-00 00:00:00 | 2024-07-20 11:17 | 0000-00-00 00:00:00
1 | Lutron Electronics | QSWE-5BRLN-SC | 4460-5443 | 4460 | 5443 | Lutron Electronics | QSWE-5BRLN-WH.jpg | 27557975247 | QSWE-WALLSTN 5BRL N/INS SATIN CHROME | GRAFIK Eye QS International seeTouch QS Wallstation, 5-button no insert raise/lower, Satin Chrome finish |  | 5.3 | 3.9 |  | QSWE-5BRLN-WH.jpg | http://grandbrass.xologic.com/vendors/4460/large/QSWE-5BRLN-WH.jpg | [47 empty] | 0 | 0 | 0 | [6 empty] | 0 | 1 | 1 | EA | 1 | Lighting Controls | [7 empty] | Chrome | [19 empty] | Other Lighting Controls | [242 empty] | <a href="https://www.lutron.com/TechnicalDocumentLibrary/0301604.pdf" target="_blank">Installation Instructions</a> | [23 empty] | 50.000 DW |  |  | 5.3000 IN | [89 empty] | 1.000 EA | 1.000 EA | [35 empty] | No | [42 empty] | https://www.lutron.com/TechnicalDocumentLibrary/InternationalseeTouchQS.pdf | [7 empty] | Shelf Stock | [39 empty] | 52161525 | [13 empty] | <a href="https://www.lutron.com/TechnicalDocumentLibrary/3601201A_Commercial_Limited_Warranty.pdf" target="_blank">Warranty Information</a> |  |  |  |  | 0.500 L | [14 empty] | 0 | 0 | 0 | 0 | Lighting Fixtures | 2016-07-15 14:11 | 2024-07-20 11:11 | 0000-00-00 00:00:00 | 2024-07-20 11:11 | 0000-00-00 00:00:00
1 | Lutron Electronics | QSWE-6BRLI-SC | 4460-5444 | 4460 | 5444 | Lutron Electronics | QSWE-6BRLN-WH.jpg | 27557975254 | QSWE-WALLSTN 6BRL INS SC | GRAFIK Eye QS International seeTouch QS Wallstation, 6-button w/insert raise/lower, Satin Chrome finish |  | 5.3 | 3.9 |  | QSWE-6BRLN-WH.jpg | http://grandbrass.xologic.com/vendors/4460/large/QSWE-6BRLN-WH.jpg | [47 empty] | 0 | 0 | 0 | [6 empty] | 0 | 1 | 1 | EA | 1 | Lighting Controls | [7 empty] | Chrome | [19 empty] | Other Lighting Controls | [242 empty] | <a href="https://www.lutron.com/TechnicalDocumentLibrary/0301604.pdf" target="_blank">Installation Instructions</a> | [23 empty] | 50.000 DW |  |  | 5.3000 IN | [89 empty] | 1.000 EA | 1.000 EA | [35 empty] | No | [42 empty] | https://www.lutron.com/TechnicalDocumentLibrary/InternationalseeTouchQS.pdf | [7 empty] | Shelf Stock | [39 empty] | 52161525 | [13 empty] | <a href="https://www.lutron.com/TechnicalDocumentLibrary/3601201A_Commercial_Limited_Warranty.pdf" target="_blank">Warranty Information</a> |  |  |  |  | 0.500 L | [14 empty] | 0 | 0 | 0 | 0 | Lighting Fixtures | 2016-07-15 14:11 | 2024-07-20 11:19 | 0000-00-00 00:00:00 | 2024-07-20 11:19 | 0000-00-00 00:00:00
1 | Lutron Electronics | QSWE-6BRLN-SC | 4460-5445 | 4460 | 5445 | Lutron Electronics | QSWE-6BRLN-WH.jpg | 27557975261 | QSWE-WALLSTN 6BRL N/INS SATIN CHROME | GRAFIK Eye QS International seeTouch QS Wallstation, 6-button no insert raise/lower, Satin Chrome finish |  | 5.3 | 3.9 |  | QSWE-6BRLN-WH.jpg | http://grandbrass.xologic.com/vendors/4460/large/QSWE-6BRLN-WH.jpg | [47 empty] | 0 | 0 | 0 | [6 empty] | 0 | 1 | 1 | EA | 1 | Lighting Controls | [7 empty] | Chrome | [19 empty] | Other Lighting Controls | [242 empty] | <a href="https://www.lutron.com/TechnicalDocumentLibrary/0301604.pdf" target="_blank">Installation Instructions</a> | [23 empty] | 50.000 DW |  |  | 5.3000 IN | [89 empty] | 1.000 EA | 1.000 EA | [35 empty] | No | [42 empty] | https://www.lutron.com/TechnicalDocumentLibrary/InternationalseeTouchQS.pdf | [7 empty] | Shelf Stock | [39 empty] | 52161525 | [13 empty] | <a href="https://www.lutron.com/TechnicalDocumentLibrary/3601201A_Commercial_Limited_Warranty.pdf" target="_blank">Warranty Information</a> |  |  |  |  | 0.500 L | [14 empty] | 0 | 0 | 0 | 0 | Lighting Fixtures | 2016-07-15 14:11 | 2024-07-20 11:14 | 0000-00-00 00:00:00 | 2024-07-20 11:14 | 0000-00-00 00:00:00
1 | Lutron Electronics | QSWE-7BRLI-SC | 4460-5446 | 4460 | 5446 | Lutron Electronics | QSWE-7BRLN-WH.jpg | 27557975278 | QSWE-WALLSTN 7BRL INS SC | GRAFIK Eye QS International seeTouch QS Wallstation, 7-button w/insert raise/lower, Satin Chrome finish |  | 5.3 | 3.9 |  | QSWE-7BRLN-WH.jpg | http://grandbrass.xologic.com/vendors/4460/large/QSWE-7BRLN-WH.jpg | [47 empty] | 0 | 0 | 0 | [6 empty] | 0 | 1 | 1 | EA | 1 | Lighting Controls | [7 empty] | Chrome | [19 empty] | Other Lighting Controls | [242 empty] | <a href="https://www.lutron.com/TechnicalDocumentLibrary/0301604.pdf" target="_blank">Installation Instructions</a> | [23 empty] | 50.000 DW |  |  | 5.3000 IN | [89 empty] | 1.000 EA | 1.000 EA | [35 empty] | No | [42 empty] | https://www.lutron.com/TechnicalDocumentLibrary/InternationalseeTouchQS.pdf | [7 empty] | Shelf Stock | [39 empty] | 52161525 | [13 empty] | <a href="https://www.lutron.com/TechnicalDocumentLibrary/3601201A_Commercial_Limited_Warranty.pdf" target="_blank">Warranty Information</a> |  |  |  |  | 0.500 L | [14 empty] | 0 | 0 | 0 | 0 | Lighting Fixtures | 2016-07-15 14:11 | 2024-07-20 11:16 | 0000-00-00 00:00:00 | 2024-07-20 11:16 | 0000-00-00 00:00:00
1 | Lutron Electronics | QSWE-7BRLN-SC | 4460-5447 | 4460 | 5447 | Lutron Electronics | QSWE-7BRLN-WH.jpg | 27557975285 | QSWE-WALLSTN 7BRL N/INS SATIN CHROME | GRAFIK Eye QS International seeTouch QS Wallstation, 7-button no insert raise/lower, Satin Chrome finish |  | 5.3 | 3.9 |  | QSWE-7BRLN-WH.jpg | http://grandbrass.xologic.com/vendors/4460/large/QSWE-7BRLN-WH.jpg | [47 empty] | 0 | 0 | 0 | [6 empty] | 0 | 1 | 1 | EA | 1 | Lighting Controls | [7 empty] | Chrome | [19 empty] | Other Lighting Controls | [242 empty] | <a href="https://www.lutron.com/TechnicalDocumentLibrary/0301604.pdf" target="_blank">Installation Instructions</a> | [23 empty] | 50.000 DW |  |  | 5.3000 IN | [89 empty] | 1.000 EA | 1.000 EA | [35 empty] | No | [42 empty] | https://www.lutron.com/TechnicalDocumentLibrary/InternationalseeTouchQS.pdf | [7 empty] | Shelf Stock | [39 empty] | 52161525 | [13 empty] | <a href="https://www.lutron.com/TechnicalDocumentLibrary/3601201A_Commercial_Limited_Warranty.pdf" target="_blank">Warranty Information</a> |  |  |  |  | 0.500 L | [14 empty] | 0 | 0 | 0 | 0 | Lighting Fixtures | 2016-07-15 14:11 | 2024-07-20 11:15 | 0000-00-00 00:00:00 | 2024-07-20 11:15 | 0000-00-00 00:00:00
1 | Lutron Electronics | QSWE-8BRLI-SC | 4460-5448 | 4460 | 5448 | Lutron Electronics | QSWE-8BRLI-SC.png | 27557975292 | QSWE-WALLSTN 8BRL INS SC | GRAFIK Eye QS International seeTouch QS Wallstation, 8-button w/insert raise/lower, Satin Chrome finish |  | 5.3 | 3.9 |  | QSWE-8BRLI-SC.png | http://grandbrass.xologic.com/vendors/4460/large/QSWE-8BRLI-SC.png | [47 empty] | 0 | 0 | 0 | [6 empty] | 0 | 1 | 1 | EA | 1 | Lighting Controls | [7 empty] | Chrome | [19 empty] | Other Lighting Controls | [242 empty] | <a href="https://www.lutron.com/TechnicalDocumentLibrary/0301604.pdf" target="_blank">Installation Instructions</a> | [23 empty] | 50.000 DW |  |  | 5.3000 IN | [89 empty] | 1.000 EA | 1.000 EA | [35 empty] | No | [42 empty] | https://www.lutron.com/TechnicalDocumentLibrary/InternationalseeTouchQS.pdf | [7 empty] | Shelf Stock | [39 empty] | 52161525 | [13 empty] | <a href="https://www.lutron.com/TechnicalDocumentLibrary/3601201A_Commercial_Limited_Warranty.pdf" target="_blank">Warranty Information</a> |  |  |  |  | 0.500 L | [14 empty] | 0 | 0 | 0 | 0 | Lighting Fixtures | 2016-07-15 14:11 | 2024-07-20 11:13 | 0000-00-00 00:00:00 | 2024-07-20 11:13 | 0000-00-00 00:00:00
1 | Lutron Electronics | QSWE-8BRLIRI-SC | 4460-5449 | 4460 | 5449 | Lutron Electronics | QSWE-8BRLIRN-WH-Hybrid_Lo-Res.jpg | 27557975308 | QSWE-WALLSTN 8BRLIR INS SATIN CHROME | GRAFIK Eye QS International seeTouch QS Wallstation, 8-button w/insert IR receiver, raise/lower, Satin Chrome finish |  | 5.3 | 3.9 |  | QSWE-8BRLIRN-WH-Hybrid_Lo-Res.jpg | http://grandbrass.xologic.com/vendors/4460/large/QSWE-8BRLIRN-WH-Hybrid_Lo-Res.jpg | [47 empty] | 0 | 0 | 0 | [6 empty] | 0 | 1 | 1 | EA | 1 | Lighting Controls | [7 empty] | Chrome | [19 empty] | Other Lighting Controls | [242 empty] | <a href="https://www.lutron.com/TechnicalDocumentLibrary/0301604.pdf" target="_blank">Installation Instructions</a> | [23 empty] | 50.000 DW |  |  | 5.3000 IN | [89 empty] | 1.000 EA | 1.000 EA | [35 empty] | No | [42 empty] | https://www.lutron.com/TechnicalDocumentLibrary/InternationalseeTouchQS.pdf | [7 empty] | Shelf Stock | [39 empty] | 52161525 | [13 empty] | <a href="https://www.lutron.com/TechnicalDocumentLibrary/3601201A_Commercial_Limited_Warranty.pdf" target="_blank">Warranty Information</a> |  |  |  |  | 0.500 L | [14 empty] | 0 | 0 | 0 | 0 | Lighting Fixtures | 2016-07-15 14:11 | 2024-07-20 11:13 | 0000-00-00 00:00:00 | 2024-07-20 11:13 | 0000-00-00 00:00:00
1 | Lutron Electronics | QSWE-8BRLIRN-SC | 4460-5450 | 4460 | 5450 | Lutron Electronics | QSWE-8BRLIRN-WH-Hybrid_Lo-Res.jpg | 27557975315 | QSWE-WALLSTN 8BRLIR N/INS SATIN CHROME | GRAFIK Eye QS International seeTouch QS Wallstation, 8-button no insert IR receiver, raise/lower, Satin Chrome finish |  | 5.3 | 3.9 |  | QSWE-8BRLIRN-WH-Hybrid_Lo-Res.jpg | http://grandbrass.xologic.com/vendors/4460/large/QSWE-8BRLIRN-WH-Hybrid_Lo-Res.jpg | [47 empty] | 0 | 0 | 0 | [6 empty] | 0 | 1 | 1 | EA | 1 | Lighting Controls | [7 empty] | Chrome | [19 empty] | Other Lighting Controls | [242 empty] | <a href="https://www.lutron.com/TechnicalDocumentLibrary/0301604.pdf" target="_blank">Installation Instructions</a> | [23 empty] | 50.000 DW |  |  | 5.3000 IN | [89 empty] | 1.000 EA | 1.000 EA | [35 empty] | No | [42 empty] | https://www.lutron.com/TechnicalDocumentLibrary/InternationalseeTouchQS.pdf | [7 empty] | Shelf Stock | [39 empty] | 52161525 | [13 empty] | <a href="https://www.lutron.com/TechnicalDocumentLibrary/3601201A_Commercial_Limited_Warranty.pdf" target="_blank">Warranty Information</a> |  |  |  |  | 0.500 L | [14 empty] | 0 | 0 | 0 | 0 | Lighting Fixtures | 2016-07-15 14:11 | 2024-07-20 11:20 | 0000-00-00 00:00:00 | 2024-07-20 11:20 | 0000-00-00 00:00:00
1 | Lutron Electronics | QSWE-8BRLN-SC | 4460-5451 | 4460 | 5451 | Lutron Electronics | QSWE-8BRLN-SC.png | 27557975322 | QSWE-WALLSTN 8BRL N/INS SATIN CHROME | GRAFIK Eye QS International seeTouch QS Wallstation, 8-button no insert raise/lower, Satin Chrome finish |  | 5.3 | 3.9 |  | QSWE-8BRLN-SC.png | http://grandbrass.xologic.com/vendors/4460/large/QSWE-8BRLN-SC.png | [47 empty] | 0 | 0 | 0 | [6 empty] | 0 | 1 | 1 | EA | 1 | Lighting Controls | [7 empty] | Chrome | [19 empty] | Other Lighting Controls | [242 empty] | <a href="https://www.lutron.com/TechnicalDocumentLibrary/0301604.pdf" target="_blank">Installation Instructions</a> | [23 empty] | 50.000 DW |  |  | 5.3000 IN | [89 empty] | 1.000 EA | 1.000 EA | [35 empty] | No | [42 empty] | https://www.lutron.com/TechnicalDocumentLibrary/InternationalseeTouchQS.pdf | [7 empty] | Shelf Stock | [39 empty] | 52161525 | [13 empty] | <a href="https://www.lutron.com/TechnicalDocumentLibrary/3601201A_Commercial_Limited_Warranty.pdf" target="_blank">Warranty Information</a> |  |  |  |  | 0.500 L | [14 empty] | 0 | 0 | 0 | 0 | Lighting Fixtures | 2016-07-15 14:12 | 2024-07-20 11:42 | 0000-00-00 00:00:00 | 2024-07-20 11:42 | 0000-00-00 00:00:00
1 | Lutron Electronics | QSWE-10BRLI-SC | 4460-5452 | 4460 | 5452 | Lutron Electronics | QSWE-10BRLI-SC.png | 27557975339 | QSWE-WALLSTN 10BRL INS SC | GRAFIK Eye QS International seeTouch QS Wallstation, 10-button, w/insert IR receiver, raise/lower, Satin Chrome finish |  | 5.3 | 3.9 |  | QSWE-10BRLI-SC.png | http://grandbrass.xologic.com/vendors/4460/large/QSWE-10BRLI-SC.png | [47 empty] | 0 | 0 | 0 | [6 empty] | 0 | 1 | 1 | EA | 1 | Lighting Controls | [7 empty] | Chrome | [19 empty] | Other Lighting Controls | [242 empty] | <a href="https://www.lutron.com/TechnicalDocumentLibrary/0301604.pdf" target="_blank">Installation Instructions</a> | [23 empty] | 50.000 DW |  |  | 5.3000 IN | [89 empty] | 1.000 EA | 1.000 EA | [35 empty] | No | [42 empty] | https://www.lutron.com/TechnicalDocumentLibrary/InternationalseeTouchQS.pdf | [7 empty] | Shelf Stock | [39 empty] | 52161525 | [13 empty] | <a href="https://www.lutron.com/TechnicalDocumentLibrary/3601201A_Commercial_Limited_Warranty.pdf" target="_blank">Warranty Information</a> |  |  |  |  | 0.500 L | [14 empty] | 0 | 0 | 0 | 0 | Lighting Fixtures | 2016-07-15 14:12 | 2024-07-20 11:14 | 0000-00-00 00:00:00 | 2024-07-20 11:14 | 0000-00-00 00:00:00
1 | Lutron Electronics | QSWE-10BRLN-SC | 4460-5453 | 4460 | 5453 | Lutron Electronics | QSWE-10BRLN-SC.png | 27557975346 | QSWE-WALLSTN 10BRL N/INS SATIN CHROME | GRAFIK Eye QS International seeTouch QS Wallstation, 10-button, no insert IR receiver, raise/lower, Satin Chrome finish |  | 5.3 | 3.9 |  | QSWE-10BRLN-SC.png | http://grandbrass.xologic.com/vendors/4460/large/QSWE-10BRLN-SC.png | [47 empty] | 0 | 0 | 0 | [6 empty] | 0 | 1 | 1 | EA | 1 | Lighting Controls | [7 empty] | Chrome | [19 empty] | Other Lighting Controls | [242 empty] | <a href="https://www.lutron.com/TechnicalDocumentLibrary/0301604.pdf" target="_blank">Installation Instructions</a> | [23 empty] | 50.000 DW |  |  | 5.3000 IN | [89 empty] | 1.000 EA | 1.000 EA | [35 empty] | No | [42 empty] | https://www.lutron.com/TechnicalDocumentLibrary/InternationalseeTouchQS.pdf | [7 empty] | Shelf Stock | [39 empty] | 52161525 | [13 empty] | <a href="https://www.lutron.com/TechnicalDocumentLibrary/3601201A_Commercial_Limited_Warranty.pdf" target="_blank">Warranty Information</a> |  |  |  |  | 0.500 L | [14 empty] | 0 | 0 | 0 | 0 | Lighting Fixtures | 2016-07-15 14:12 | 2024-07-20 11:18 | 0000-00-00 00:00:00 | 2024-07-20 11:18 | 0000-00-00 00:00:00
1 | Lutron Electronics | CT-103P-AL | 4460-5454 | 4460 | 5454 | Lutron Electronics | CT-103P-AL.jpg | 27557829700 | CT 1000W INC 600VA MLV 3-WAY BOX AL | Skylark Contour Dimmer, Incandescent/Halogen, Magnetic Low-Voltage, 3-way/single-pole, preset, 120V/1000W inc/hal, 600VA MLV in almond |  | 2.3 | 4.5 |  | CT-103P-AL.jpg | http://grandbrass.xologic.com/vendors/4460/large/CT-103P-AL.jpg | [47 empty] | 0 | 0 | 0 | [6 empty] | 0 | 1 | 1 | EA | 1 | Lighting Controls | [27 empty] | Dimmers | [242 empty] | <a href="https://www.lutron.com/TechnicalDocumentLibrary/0301673.pdf" target="_blank">Installation Instructions</a> | [23 empty] | 10.000 DW |  |  | 2.3000 IN | [89 empty] | 1.000 EA | 1.000 EA | [35 empty] | No | [42 empty] | https://www.lutron.com/TechnicalDocumentLibrary/369-452.pdf | [7 empty] | Shelf Stock | [13 empty] | <a href="https://www.lutron.com/TechnicalDocumentLibrary/368-4493_Page_5.pdf" target="_blank">Tech Drawing</a> | [25 empty] | 39122206 | [13 empty] | <a href="https://www.lutron.com/TechnicalDocumentLibrary/369-119_Wallbox_Warranty.pdf" target="_blank">Warranty Information</a> |  |  |  |  | 0.250 L | [14 empty] | 0 | 0 | 0 | 0 | Lighting Fixtures | 2016-07-15 14:12 | 2024-07-20 11:20 | 0000-00-00 00:00:00 | 2024-07-20 11:20 | 0000-00-00 00:00:00 | [6 empty] | Almond
1 | Lutron Electronics | CT-103P-BL | 4460-5455 | 4460 | 5455 | Lutron Electronics | CT-103P-BL.jpg | 27557829748 | CT 1000W INC 600VA MLV 3-WAY BOX BL | Skylark Contour Dimmer, Incandescent/Halogen, Magnetic Low-Voltage, 3-way/single-pole, preset, 120V/1000W inc/hal, 600VA MLV in black |  | 2.3 | 4.5 |  | CT-103P-BL.jpg | http://grandbrass.xologic.com/vendors/4460/large/CT-103P-BL.jpg | [47 empty] | 0 | 0 | 0 | [6 empty] | 0 | 1 | 1 | EA | 1 | Lighting Controls | [7 empty] | Black | [19 empty] | Dimmers | [242 empty] | <a href="https://www.lutron.com/TechnicalDocumentLibrary/0301673.pdf" target="_blank">Installation Instructions</a> | [23 empty] | 2.000 DW |  |  | 2.3000 IN | [89 empty] | 1.000 EA | 1.000 EA | [35 empty] | No | [42 empty] | https://www.lutron.com/TechnicalDocumentLibrary/369-452.pdf | [7 empty] | Shelf Stock | [13 empty] | <a href="https://www.lutron.com/TechnicalDocumentLibrary/368-4493_Page_5.pdf" target="_blank">Tech Drawing</a> | [25 empty] | 39122206 | [13 empty] | <a href="https://www.lutron.com/TechnicalDocumentLibrary/369-119_Wallbox_Warranty.pdf" target="_blank">Warranty Information</a> |  |  |  |  | 0.250 L | [14 empty] | 0 | 0 | 0 | 0 | Lighting Fixtures | 2016-07-15 14:12 | 2024-07-20 11:19 | 0000-00-00 00:00:00 | 2024-07-20 11:19 | 0000-00-00 00:00:00 | [6 empty] | Black
1 | Lutron Electronics | CT-103P-BR | 4460-5456 | 4460 | 5456 | Lutron Electronics | CT-103P-BR.jpg | 27557829755 | CT 1000W INC 600VA MLV 3-WAY BOX BR | Skylark Contour Dimmer, Incandescent/Halogen, Magnetic Low-Voltage, 3-way/single-pole, preset, 120V/1000W inc/hal, 600VA MLV in brown |  | 2.3 | 4.5 |  | CT-103P-BR.jpg | http://grandbrass.xologic.com/vendors/4460/large/CT-103P-BR.jpg | [47 empty] | 0 | 0 | 0 | [6 empty] | 0 | 1 | 1 | EA | 1 | Lighting Controls | [7 empty] | Brown | [19 empty] | Dimmers | [242 empty] | <a href="https://www.lutron.com/TechnicalDocumentLibrary/0301673.pdf" target="_blank">Installation Instructions</a> | [23 empty] | 2.000 DW |  |  | 2.3000 IN | [89 empty] | 1.000 EA | 1.000 EA | [35 empty] | No | [42 empty] | https://www.lutron.com/TechnicalDocumentLibrary/369-452.pdf | [7 empty] | Shelf Stock | [13 empty] | <a href="https://www.lutron.com/TechnicalDocumentLibrary/368-4493_Page_5.pdf" target="_blank">Tech Drawing</a> | [25 empty] | 39122206 | [13 empty] | <a href="https://www.lutron.com/TechnicalDocumentLibrary/369-119_Wallbox_Warranty.pdf" target="_blank">Warranty Information</a> |  |  |  |  | 0.250 L | [14 empty] | 0 | 0 | 0 | 0 | Lighting Fixtures | 2016-07-15 14:12 | 2024-07-20 11:19 | 0000-00-00 00:00:00 | 2024-07-20 11:19 | 0000-00-00 00:00:00 | [6 empty] | Brown
1 | Lutron Electronics | CT-103P-GR | 4460-5457 | 4460 | 5457 | Lutron Electronics | CT-103P-GR.jpg | 27557829762 | CT 1000W INC 600VA MLV 3-WAY BOX GR | Skylark Contour Dimmer, Incandescent/Halogen, Magnetic Low-Voltage, 3-way/single-pole, preset, 120V/1000W inc/hal, 600VA MLV in gray |  | 2.3 | 4.5 |  | CT-103P-GR.jpg | http://grandbrass.xologic.com/vendors/4460/large/CT-103P-GR.jpg | [47 empty] | 0 | 0 | 0 | [6 empty] | 0 | 1 | 1 | EA | 1 | Lighting Controls | [7 empty] | Gray | [19 empty] | Dimmers | [242 empty] | <a href="https://www.lutron.com/TechnicalDocumentLibrary/0301673.pdf" target="_blank">Installation Instructions</a> | [23 empty] | 2.000 DW |  |  | 2.3000 IN | [89 empty] | 1.000 EA | 1.000 EA | [35 empty] | No | [42 empty] | https://www.lutron.com/TechnicalDocumentLibrary/369-452.pdf | [7 empty] | Shelf Stock | [13 empty] | <a href="https://www.lutron.com/TechnicalDocumentLibrary/368-4493_Page_5.pdf" target="_blank">Tech Drawing</a> | [25 empty] | 39122206 | [13 empty] | <a href="https://www.lutron.com/TechnicalDocumentLibrary/369-119_Wallbox_Warranty.pdf" target="_blank">Warranty Information</a> |  |  |  |  | 0.250 L | [14 empty] | 0 | 0 | 0 | 0 | Lighting Fixtures | 2016-07-15 14:12 | 2024-07-20 11:14 | 0000-00-00 00:00:00 | 2024-07-20 11:14 | 0000-00-00 00:00:00 | [6 empty] | Gray
1 | Lutron Electronics | CT-103P-IV | 4460-5458 | 4460 | 5458 | Lutron Electronics | CT-103P-IV.jpg | 27557829779 | CT 1000W INC 600VA MLV 3-WAY BOX IV | Skylark Contour Dimmer, Incandescent/Halogen, Magnetic Low-Voltage, 3-way/single-pole, preset, 120V/1000W inc/hal, 600VA MLV in ivory |  | 2.3 | 4.5 |  | CT-103P-IV.jpg | http://grandbrass.xologic.com/vendors/4460/large/CT-103P-IV.jpg | [47 empty] | 0 | 0 | 0 | [6 empty] | 0 | 1 | 1 | EA | 1 | Lighting Controls | [7 empty] | White | [19 empty] | Dimmers | [242 empty] | <a href="https://www.lutron.com/TechnicalDocumentLibrary/0301673.pdf" target="_blank">Installation Instructions</a> | [23 empty] | 2.000 DW |  |  | 2.3000 IN | [89 empty] | 1.000 EA | 1.000 EA | [35 empty] | No | [42 empty] | https://www.lutron.com/TechnicalDocumentLibrary/369-452.pdf | [7 empty] | Shelf Stock | [13 empty] | <a href="https://www.lutron.com/TechnicalDocumentLibrary/368-4493_Page_5.pdf" target="_blank">Tech Drawing</a> | [25 empty] | 39122206 | [13 empty] | <a href="https://www.lutron.com/TechnicalDocumentLibrary/369-119_Wallbox_Warranty.pdf" target="_blank">Warranty Information</a> |  |  |  |  | 0.250 L | [14 empty] | 0 | 0 | 0 | 0 | Lighting Fixtures | 2016-07-15 14:12 | 2024-07-20 11:16 | 0000-00-00 00:00:00 | 2024-07-20 11:16 | 0000-00-00 00:00:00 | [6 empty] | Ivory
1 | Lutron Electronics | CT-103P-LA | 4460-5459 | 4460 | 5459 | Lutron Electronics | CT-103P-LA.jpg | 27557829786 | CT 1000W INC 600VA MLV 3-WAY BOX LA | Skylark Contour Dimmer, Incandescent/Halogen, Magnetic Low-Voltage, 3-way/single-pole, preset, 120V/1000W inc/hal, 600VA MLV in light almond |  | 2.3 | 4.5 |  | CT-103P-LA.jpg | http://grandbrass.xologic.com/vendors/4460/large/CT-103P-LA.jpg | [47 empty] | 0 | 0 | 0 | [6 empty] | 0 | 1 | 1 | EA | 1 | Lighting Controls | [27 empty] | Dimmers | [242 empty] | <a href="https://www.lutron.com/TechnicalDocumentLibrary/0301673.pdf" target="_blank">Installation Instructions</a> | [23 empty] | 10.000 DW |  |  | 2.3000 IN | [89 empty] | 1.000 EA | 1.000 EA | [35 empty] | No | [42 empty] | https://www.lutron.com/TechnicalDocumentLibrary/369-452.pdf | [7 empty] | Shelf Stock | [13 empty] | <a href="https://www.lutron.com/TechnicalDocumentLibrary/368-4493_Page_5.pdf" target="_blank">Tech Drawing</a> | [25 empty] | 39122206 | [13 empty] | <a href="https://www.lutron.com/TechnicalDocumentLibrary/369-119_Wallbox_Warranty.pdf" target="_blank">Warranty Information</a> |  |  |  |  | 0.250 L | [14 empty] | 0 | 0 | 0 | 0 | Lighting Fixtures | 2016-07-15 14:12 | 2024-07-20 11:15 | 0000-00-00 00:00:00 | 2024-07-20 11:15 | 0000-00-00 00:00:00
1 | Lutron Electronics | CT-103P-WH | 4460-5460 | 4460 | 5460 | Lutron Electronics | CT-103P-WH.jpg | 27557829793 | CT 1000W INC 600VA MLV 3-WAY BOX WH | Skylark Contour Dimmer, Incandescent/Halogen, Magnetic Low-Voltage, 3-way/single-pole, preset, 120V/1000W inc/hal, 600VA MLV in white |  | 2.3 | 4.5 |  | CT-103P-WH.jpg | http://grandbrass.xologic.com/vendors/4460/large/CT-103P-WH.jpg | [47 empty] | 0 | 0 | 0 | [6 empty] | 0 | 1 | 1 | EA | 1 | Lighting Controls | [7 empty] | White | [19 empty] | Dimmers | [242 empty] | <a href="https://www.lutron.com/TechnicalDocumentLibrary/0301673.pdf" target="_blank">Installation Instructions</a> | [23 empty] | 10.000 DW |  |  | 2.3000 IN | [89 empty] | 1.000 EA | 1.000 EA | [35 empty] | No | [42 empty] | https://www.lutron.com/TechnicalDocumentLibrary/369-452.pdf | [7 empty] | Shelf Stock | [13 empty] | <a href="https://www.lutron.com/TechnicalDocumentLibrary/368-4493_Page_5.pdf" target="_blank">Tech Drawing</a> | [25 empty] | 39122206 | [13 empty] | <a href="https://www.lutron.com/TechnicalDocumentLibrary/369-119_Wallbox_Warranty.pdf" target="_blank">Warranty Information</a> |  |  |  |  | 0.250 L | [14 empty] | 0 | 0 | 0 | 0 | Lighting Fixtures | 2016-07-15 14:12 | 2024-07-20 11:15 | 0000-00-00 00:00:00 | 2024-07-20 11:15 | 0000-00-00 00:00:00 | [6 empty] | White
1 | Lutron Electronics | CT-103PH-AL | 4460-5461 | 4460 | 5461 | Lutron Electronics | CT-103PH-AL.jpg | 27557829823 | CT 1000W INC 600VA MLV 3-WAY CLAM AL | Skylark Contour Dimmer, Incandescent/Halogen, Magnetic Low-Voltage, 3-way/single-pole, preset, 120V/1000W inc/hal, 600VA MLV, clamshell packaging in almond |  | 5.7 | 2.5 |  | CT-103PH-AL.jpg | http://grandbrass.xologic.com/vendors/4460/large/CT-103PH-AL.jpg | [47 empty] | 0 | 0 | 0 | [6 empty] | 0 | 1 | 1 | EA | 1 | Lighting Controls | [27 empty] | Dimmers | [242 empty] | <a href="https://www.lutron.com/TechnicalDocumentLibrary/0301673.pdf" target="_blank">Installation Instructions</a> | [23 empty] | 2.000 DW |  |  | 3.6000 IN | [89 empty] | 1.000 EA | 1.000 EA | [35 empty] | No | [42 empty] | https://www.lutron.com/TechnicalDocumentLibrary/369-452.pdf | [7 empty] | Shelf Stock | [13 empty] | <a href="https://www.lutron.com/TechnicalDocumentLibrary/368-4493_Page_5.pdf" target="_blank">Tech Drawing</a> | [25 empty] | 39122206 | [13 empty] | <a href="https://www.lutron.com/TechnicalDocumentLibrary/369-119_Wallbox_Warranty.pdf" target="_blank">Warranty Information</a> |  |  |  |  | 0.250 L | [14 empty] | 0 | 0 | 0 | 0 | Lighting Fixtures | 2016-07-15 14:12 | 2024-07-20 11:14 | 0000-00-00 00:00:00 | 2024-07-20 11:14 | 0000-00-00 00:00:00 | [6 empty] | Almond
1 | Lutron Electronics | CT-103PH-IV | 4460-5462 | 4460 | 5462 | Lutron Electronics | CT-103PH-IV.jpg | 27557829861 | CT 1000W INC 600VA MLV 3-WAY CLAM IV | Skylark Contour Dimmer, Incandescent/Halogen, Magnetic Low-Voltage, 3-way/single-pole, preset, 120V/1000W inc/hal, 600VA MLV, clamshell packaging in ivory |  | 5.7 | 2.5 |  | CT-103PH-IV.jpg | http://grandbrass.xologic.com/vendors/4460/large/CT-103PH-IV.jpg | [47 empty] | 0 | 0 | 0 | [6 empty] | 0 | 1 | 1 | EA | 1 | Lighting Controls | [7 empty] | White | [19 empty] | Dimmers | [242 empty] | <a href="https://www.lutron.com/TechnicalDocumentLibrary/0301673.pdf" target="_blank">Installation Instructions</a> | [23 empty] | 2.000 DW |  |  | 3.6000 IN | [89 empty] | 1.000 EA | 1.000 EA | [35 empty] | No | [42 empty] | https://www.lutron.com/TechnicalDocumentLibrary/369-452.pdf | [7 empty] | Shelf Stock | [13 empty] | <a href="https://www.lutron.com/TechnicalDocumentLibrary/368-4493_Page_5.pdf" target="_blank">Tech Drawing</a> | [25 empty] | 39122206 | [13 empty] | <a href="https://www.lutron.com/TechnicalDocumentLibrary/369-119_Wallbox_Warranty.pdf" target="_blank">Warranty Information</a> |  |  |  |  | 0.250 L | [14 empty] | 0 | 0 | 0 | 0 | Lighting Fixtures | 2016-07-15 14:12 | 2024-07-20 11:42 | 0000-00-00 00:00:00 | 2024-07-20 11:42 | 0000-00-00 00:00:00 | [6 empty] | Ivory
1 | Lutron Electronics | CT-103PH-LA | 4460-5463 | 4460 | 5463 | Lutron Electronics | CT-103PH-LA.jpg | 27557829878 | CT 1000W INC 600VA MLV 3-WAY CLAM LA | Skylark Contour Dimmer, Incandescent/Halogen, Magnetic Low-Voltage, 3-way/single-pole, preset, 120V/1000W inc/hal, 600VA MLV, clamshell packaging in light almond |  | 5.7 | 2.5 |  | CT-103PH-LA.jpg | http://grandbrass.xologic.com/vendors/4460/large/CT-103PH-LA.jpg | [47 empty] | 0 | 0 | 0 | [6 empty] | 0 | 1 | 1 | EA | 1 | Lighting Controls | [27 empty] | Dimmers | [242 empty] | <a href="https://www.lutron.com/TechnicalDocumentLibrary/0301673.pdf" target="_blank">Installation Instructions</a> | [23 empty] | 2.000 DW |  |  | 3.6000 IN | [89 empty] | 1.000 EA | 1.000 EA | [35 empty] | No | [42 empty] | https://www.lutron.com/TechnicalDocumentLibrary/369-452.pdf | [7 empty] | Shelf Stock | [13 empty] | <a href="https://www.lutron.com/TechnicalDocumentLibrary/368-4493_Page_5.pdf" target="_blank">Tech Drawing</a> | [25 empty] | 39122206 | [13 empty] | <a href="https://www.lutron.com/TechnicalDocumentLibrary/369-119_Wallbox_Warranty.pdf" target="_blank">Warranty Information</a> |  |  |  |  | 0.250 L | [14 empty] | 0 | 0 | 0 | 0 | Lighting Fixtures | 2016-07-15 14:12 | 2024-07-20 11:20 | 0000-00-00 00:00:00 | 2024-07-20 11:20 | 0000-00-00 00:00:00
1 | Lutron Electronics | CT-103PH-WH | 4460-5464 | 4460 | 5464 | Lutron Electronics | CT-103PH-WH.jpg | 27557829885 | CT 1000W INC 600VA MLV 3-WAY CLAM WH | Skylark Contour Dimmer, Incandescent/Halogen, Magnetic Low-Voltage, 3-way/single-pole, preset, 120V/1000W inc/hal, 600VA MLV, clamshell packaging in white |  | 5.7 | 2.5 |  | CT-103PH-WH.jpg | http://grandbrass.xologic.com/vendors/4460/large/CT-103PH-WH.jpg | [47 empty] | 0 | 0 | 0 | [6 empty] | 0 | 1 | 1 | EA | 1 | Lighting Controls | [7 empty] | White | [19 empty] | Dimmers | [242 empty] | <a href="https://www.lutron.com/TechnicalDocumentLibrary/0301673.pdf" target="_blank">Installation Instructions</a> | [23 empty] | 2.000 DW |  |  | 3.6000 IN | [89 empty] | 1.000 EA | 1.000 EA | [35 empty] | No | [42 empty] | https://www.lutron.com/TechnicalDocumentLibrary/369-452.pdf | [7 empty] | Shelf Stock | [13 empty] | <a href="https://www.lutron.com/TechnicalDocumentLibrary/368-4493_Page_5.pdf" target="_blank">Tech Drawing</a> | [25 empty] | 39122206 | [13 empty] | <a href="https://www.lutron.com/TechnicalDocumentLibrary/369-119_Wallbox_Warranty.pdf" target="_blank">Warranty Information</a> |  |  |  |  | 0.250 L | [14 empty] | 0 | 0 | 0 | 0 | Lighting Fixtures | 2016-07-15 14:12 | 2024-07-20 11:19 | 0000-00-00 00:00:00 | 2024-07-20 11:19 | 0000-00-00 00:00:00 | [6 empty] | White
4 | Lutron Electronics | CTFSQ-FH-BL | 4460-5465 | 4460 | 5465 | Lutron Electronics | Ecom_CTFSQ-F-BL_nowallplate.jpeg?w=1500 | 27557828079 | CT 1.5A QUIET FAN SPEED 3-WAY CLAM BL | Skylark Contour Fan Control, Incandescent/Halogen, Single-pole, quiet 3-speed, 120V/1.5A, clamshell packaging in black |  | 4.2 | 6 | [50 empty] | 0 | 0 | 0 | [6 empty] | 0 | 1 | 1 | EA | 1 |  |  |  | Control And Automation |  | Switches |  | Speed Switch | Black | [262 empty] | <a href="https://www.lutron.com/TechnicalDocumentLibrary/0301990.pdf" target="_blank">Installation Instructions</a> | [23 empty] | 10.000 DW |  |  | 2.6000 IN | [89 empty] | 1.000 EA | 1.000 EA | [35 empty] | No | [42 empty] | https://www.lutron.com/TechnicalDocumentLibrary/369447.pdf | [7 empty] | Shelf Stock | [13 empty] | <a href="https://www.lutron.com/TechnicalDocumentLibrary/368-4493_Page_5.pdf" target="_blank">Tech Drawing</a> | [25 empty] | 39122240 | [13 empty] | <a href="https://www.lutron.com/TechnicalDocumentLibrary/369-119_Wallbox_Warranty.pdf" target="_blank">Warranty Information</a> |  |  |  |  | 0.250 L | [14 empty] | 0 | 0 | 0 | 0 | Electrical | 2016-07-15 14:12 | 2024-07-20 11:11 | 0000-00-00 00:00:00 | 2024-07-20 11:11 | 0000-00-00 00:00:00 | [6 empty] | Black
4 | Lutron Electronics | CTFSQ-FH-BR | 4460-5466 | 4460 | 5466 | Lutron Electronics | Ecom_CTFSQ-F-BR_nowallplate.jpeg?w=1500 | 27557828093 | CT 1.5A QUIET FAN SPEED 3-WAY CLAM BR | Skylark Contour Fan Control, Incandescent/Halogen, Single-pole, quiet 3-speed, 120V/1.5A, clamshell packaging in brown |  | 4.2 | 6 | [50 empty] | 0 | 0 | 0 | [6 empty] | 0 | 1 | 1 | EA | 1 |  |  |  | Control And Automation |  | Switches |  | Speed Switch | Brown | [262 empty] | <a href="https://www.lutron.com/TechnicalDocumentLibrary/0301990.pdf" target="_blank">Installation Instructions</a> | [23 empty] | 10.000 DW |  |  | 2.6000 IN | [89 empty] | 1.000 EA | 1.000 EA | [35 empty] | No | [42 empty] | https://www.lutron.com/TechnicalDocumentLibrary/369447.pdf | [7 empty] | Shelf Stock | [13 empty] | <a href="https://www.lutron.com/TechnicalDocumentLibrary/368-4493_Page_5.pdf" target="_blank">Tech Drawing</a> | [25 empty] | 39122240 | [13 empty] | <a href="https://www.lutron.com/TechnicalDocumentLibrary/369-119_Wallbox_Warranty.pdf" target="_blank">Warranty Information</a> |  |  |  |  | 0.250 L | [14 empty] | 0 | 0 | 0 | 0 | Electrical | 2016-07-15 14:12 | 2024-07-20 11:17 | 0000-00-00 00:00:00 | 2024-07-20 11:17 | 0000-00-00 00:00:00 | [6 empty] | Brown
4 | Lutron Electronics | CTFSQ-FH-GR | 4460-5467 | 4460 | 5467 | Lutron Electronics | Ecom_CTFSQ-F-GR_nowallplate.jpeg?w=1500 | 27557828109 | CT 1.5A QUIET FAN SPEED 3-WAY CLAM GR | Skylark Contour Fan Control, Incandescent/Halogen, Single-pole, quiet 3-speed, 120V/1.5A, clamshell packaging in gray |  | 4.2 | 6 | [50 empty] | 0 | 0 | 0 | [6 empty] | 0 | 1 | 1 | EA | 1 |  |  |  | Control And Automation |  | Switches |  | Speed Switch | Gray | [262 empty] | <a href="https://www.lutron.com/TechnicalDocumentLibrary/0301990.pdf" target="_blank">Installation Instructions</a> | [23 empty] | 10.000 DW |  |  | 2.6000 IN | [89 empty] | 1.000 EA | 1.000 EA | [35 empty] | No | [42 empty] | https://www.lutron.com/TechnicalDocumentLibrary/369447.pdf | [7 empty] | Shelf Stock | [13 empty] | <a href="https://www.lutron.com/TechnicalDocumentLibrary/368-4493_Page_5.pdf" target="_blank">Tech Drawing</a> | [25 empty] | 39122240 | [13 empty] | <a href="https://www.lutron.com/TechnicalDocumentLibrary/369-119_Wallbox_Warranty.pdf" target="_blank">Warranty Information</a> |  |  |  |  | 0.250 L | [14 empty] | 0 | 0 | 0 | 0 | Electrical | 2016-07-15 14:12 | 2024-07-20 11:14 | 0000-00-00 00:00:00 | 2024-07-20 11:14 | 0000-00-00 00:00:00 | [6 empty] | Gray
1 | Lutron Electronics | CTELV-303P-AL | 4460-5468 | 4460 | 5468 | Lutron Electronics | CTELV-303P-AL.jpg | 27557829991 | CONTOUR 300W ELV 3-WAY BOX AL | Skylark Contour Dimmer, Electronic Low-Voltage, 3-way/single-pole, 300W in almond |  | 2.3 | 4.5 |  | CTELV-303P-AL.jpg | http://grandbrass.xologic.com/vendors/4460/large/CTELV-303P-AL.jpg | [47 empty] | 0 | 0 | 0 | [6 empty] | 0 | 1 | 1 | EA | 1 | Lighting Controls | [27 empty] | Dimmers | [242 empty] | <a href="https://www.lutron.com/TechnicalDocumentLibrary/0301543a.pdf" target="_blank">Installation Instructions</a> | [23 empty] | 2.000 DW |  |  | 2.3000 IN | [89 empty] | 1.000 EA | 1.000 EA | [35 empty] | No | [42 empty] | https://www.lutron.com/TechnicalDocumentLibrary/369-449.pdf | [7 empty] | Shelf Stock | [13 empty] | <a href="https://www.lutron.com/TechnicalDocumentLibrary/368-4493_Page_39.pdf" target="_blank">Tech Drawing</a> | [25 empty] | 39122206 | [13 empty] | <a href="https://www.lutron.com/TechnicalDocumentLibrary/369-119_Wallbox_Warranty.pdf" target="_blank">Warranty Information</a> |  |  |  |  | 0.350 L | [14 empty] | 0 | 0 | 0 | 0 | Lighting Fixtures | 2016-07-15 14:12 | 2024-07-20 11:42 | 0000-00-00 00:00:00 | 2024-07-20 11:42 | 0000-00-00 00:00:00 | [6 empty] | Almond
1 | Lutron Electronics | CTELV-303P-BL | 4460-5469 | 4460 | 5469 | Lutron Electronics | CTELV-303P-BL.jpg | 27557830003 | CONTOUR 300W ELV 3-WAY BOX BL | Skylark Contour Dimmer, Electronic Low-Voltage, 3-way/single-pole, 300W in black |  | 2.3 | 4.5 |  | CTELV-303P-BL.jpg | http://grandbrass.xologic.com/vendors/4460/large/CTELV-303P-BL.jpg | [47 empty] | 0 | 0 | 0 | [6 empty] | 0 | 1 | 1 | EA | 1 | Lighting Controls | [7 empty] | Black | [19 empty] | Dimmers | [242 empty] | <a href="https://www.lutron.com/TechnicalDocumentLibrary/0301543a.pdf" target="_blank">Installation Instructions</a> | [23 empty] | 10.000 DW |  |  | 2.3000 IN | [89 empty] | 1.000 EA | 1.000 EA | [35 empty] | No | [42 empty] | https://www.lutron.com/TechnicalDocumentLibrary/369-449.pdf | [7 empty] | Shelf Stock | [13 empty] | <a href="https://www.lutron.com/TechnicalDocumentLibrary/368-4493_Page_39.pdf" target="_blank">Tech Drawing</a> | [25 empty] | 39122206 | [13 empty] | <a href="https://www.lutron.com/TechnicalDocumentLibrary/369-119_Wallbox_Warranty.pdf" target="_blank">Warranty Information</a> |  |  |  |  | 0.350 L | [14 empty] | 0 | 0 | 0 | 0 | Lighting Fixtures | 2016-07-15 14:12 | 2024-07-20 11:42 | 0000-00-00 00:00:00 | 2024-07-20 11:42 | 0000-00-00 00:00:00 | [6 empty] | Black
1 | Lutron Electronics | CTELV-303P-BR | 4460-5470 | 4460 | 5470 | Lutron Electronics | CTELV-303P-BR.jpg | 27557830027 | CONTOUR 300W ELV 3-WAY BOX BR | Skylark Contour Dimmer, Electronic Low-Voltage, 3-way/single-pole, 300W in brown |  | 2.3 | 4.5 |  | CTELV-303P-BR.jpg | http://grandbrass.xologic.com/vendors/4460/large/CTELV-303P-BR.jpg | [47 empty] | 0 | 0 | 0 | [6 empty] | 0 | 1 | 1 | EA | 1 | Lighting Controls | [7 empty] | Brown | [19 empty] | Dimmers | [242 empty] | <a href="https://www.lutron.com/TechnicalDocumentLibrary/0301543a.pdf" target="_blank">Installation Instructions</a> | [23 empty] | 2.000 DW |  |  | 2.3000 IN | [89 empty] | 1.000 EA | 1.000 EA | [35 empty] | No | [42 empty] | https://www.lutron.com/TechnicalDocumentLibrary/369-449.pdf | [7 empty] | Shelf Stock | [13 empty] | <a href="https://www.lutron.com/TechnicalDocumentLibrary/368-4493_Page_39.pdf" target="_blank">Tech Drawing</a> | [25 empty] | 39122206 | [13 empty] | <a href="https://www.lutron.com/TechnicalDocumentLibrary/369-119_Wallbox_Warranty.pdf" target="_blank">Warranty Information</a> |  |  |  |  | 0.350 L | [14 empty] | 0 | 0 | 0 | 0 | Lighting Fixtures | 2016-07-15 14:12 | 2024-07-20 11:20 | 0000-00-00 00:00:00 | 2024-07-20 11:20 | 0000-00-00 00:00:00 | [6 empty] | Brown
1 | Lutron Electronics | CTELV-303P-GR | 4460-5471 | 4460 | 5471 | Lutron Electronics | CTELV-303P-GR.jpg | 27557830034 | CONTOUR 300W ELV 3-WAY BOX GR | Skylark Contour Dimmer, Electronic Low-Voltage, 3-way/single-pole, 300W in gray |  | 2.3 | 4.5 |  | CTELV-303P-GR.jpg | http://grandbrass.xologic.com/vendors/4460/large/CTELV-303P-GR.jpg | [47 empty] | 0 | 0 | 0 | [6 empty] | 0 | 1 | 1 | EA | 1 | Lighting Controls | [7 empty] | Gray | [19 empty] | Dimmers | [242 empty] | <a href="https://www.lutron.com/TechnicalDocumentLibrary/0301543a.pdf" target="_blank">Installation Instructions</a> | [23 empty] | 2.000 DW |  |  | 2.3000 IN | [89 empty] | 1.000 EA | 1.000 EA | [35 empty] | No | [42 empty] | https://www.lutron.com/TechnicalDocumentLibrary/369-449.pdf | [7 empty] | Shelf Stock | [13 empty] | <a href="https://www.lutron.com/TechnicalDocumentLibrary/368-4493_Page_39.pdf" target="_blank">Tech Drawing</a> | [25 empty] | 39122206 | [13 empty] | <a href="https://www.lutron.com/TechnicalDocumentLibrary/369-119_Wallbox_Warranty.pdf" target="_blank">Warranty Information</a> |  |  |  |  | 0.350 L | [14 empty] | 0 | 0 | 0 | 0 | Lighting Fixtures | 2016-07-15 14:12 | 2024-07-20 11:16 | 0000-00-00 00:00:00 | 2024-07-20 11:16 | 0000-00-00 00:00:00 | [6 empty] | Gray
1 | Lutron Electronics | CTELV-303P-IV | 4460-5472 | 4460 | 5472 | Lutron Electronics | CTELV-303P-IV.jpg | 27557830041 | CONTOUR 300W ELV 3-WAY BOX IV | Skylark Contour Dimmer, Electronic Low-Voltage, 3-way/single-pole, 300W in ivory |  | 2.3 | 4.5 |  | CTELV-303P-IV.jpg | http://grandbrass.xologic.com/vendors/4460/large/CTELV-303P-IV.jpg | [47 empty] | 0 | 0 | 0 | [6 empty] | 0 | 1 | 1 | EA | 1 | Lighting Controls | [7 empty] | White | [19 empty] | Dimmers | [242 empty] | <a href="https://www.lutron.com/TechnicalDocumentLibrary/0301543a.pdf" target="_blank">Installation Instructions</a> | [23 empty] | 2.000 DW |  |  | 2.3000 IN | [89 empty] | 1.000 EA | 1.000 EA | [35 empty] | No | [42 empty] | https://www.lutron.com/TechnicalDocumentLibrary/369-449.pdf | [7 empty] | Shelf Stock | [13 empty] | <a href="https://www.lutron.com/TechnicalDocumentLibrary/368-4493_Page_39.pdf" target="_blank">Tech Drawing</a> | [25 empty] | 39122206 | [13 empty] | <a href="https://www.lutron.com/TechnicalDocumentLibrary/369-119_Wallbox_Warranty.pdf" target="_blank">Warranty Information</a> |  |  |  |  | 0.350 L | [14 empty] | 0 | 0 | 0 | 0 | Lighting Fixtures | 2016-07-15 14:12 | 2024-07-20 11:10 | 0000-00-00 00:00:00 | 2024-07-20 11:10 | 0000-00-00 00:00:00 | [6 empty] | Ivory
1 | Lutron Electronics | CTELV-303P-LA | 4460-5473 | 4460 | 5473 | Lutron Electronics | CTELV-303P-LA.jpg | 27557830058 | CONTOUR 300W ELV 3-WAY BOX LA | Skylark Contour Dimmer, Electronic Low-Voltage, 3-way/single-pole, 300W in light almond |  | 2.3 | 4.5 |  | CTELV-303P-LA.jpg | http://grandbrass.xologic.com/vendors/4460/large/CTELV-303P-LA.jpg | [47 empty] | 0 | 0 | 0 | [6 empty] | 0 | 1 | 1 | EA | 1 | Lighting Controls | [27 empty] | Dimmers | [242 empty] | <a href="https://www.lutron.com/TechnicalDocumentLibrary/0301543a.pdf" target="_blank">Installation Instructions</a> | [23 empty] | 2.000 DW |  |  | 2.3000 IN | [89 empty] | 1.000 EA | 1.000 EA | [35 empty] | No | [42 empty] | https://www.lutron.com/TechnicalDocumentLibrary/369-449.pdf | [7 empty] | Shelf Stock | [13 empty] | <a href="https://www.lutron.com/TechnicalDocumentLibrary/368-4493_Page_39.pdf" target="_blank">Tech Drawing</a> | [25 empty] | 39122206 | [13 empty] | <a href="https://www.lutron.com/TechnicalDocumentLibrary/369-119_Wallbox_Warranty.pdf" target="_blank">Warranty Information</a> |  |  |  |  | 0.350 L | [14 empty] | 0 | 0 | 0 | 0 | Lighting Fixtures | 2016-07-15 14:12 | 2024-07-20 11:16 | 0000-00-00 00:00:00 | 2024-07-20 11:16 | 0000-00-00 00:00:00
1 | Lutron Electronics | CTELV-303P-WH | 4460-5474 | 4460 | 5474 | Lutron Electronics | CTELV-303P-WH.jpg | 27557830065 | CONTOUR 300W ELV 3-WAY BOX WH | Skylark Contour Dimmer, Electronic Low-Voltage, 3-way/single-pole, 300W in white |  | 2.3 | 4.5 |  | CTELV-303P-WH.jpg | http://grandbrass.xologic.com/vendors/4460/large/CTELV-303P-WH.jpg | [47 empty] | 0 | 0 | 0 | [6 empty] | 0 | 1 | 1 | EA | 1 | Lighting Controls | [7 empty] | White | [19 empty] | Dimmers | [242 empty] | <a href="https://www.lutron.com/TechnicalDocumentLibrary/0301543a.pdf" target="_blank">Installation Instructions</a> | [23 empty] | 20.000 DW |  |  | 2.3000 IN | [89 empty] | 1.000 EA | 1.000 EA | [35 empty] | No | [42 empty] | https://www.lutron.com/TechnicalDocumentLibrary/369-449.pdf | [7 empty] | Shelf Stock | [13 empty] | <a href="https://www.lutron.com/TechnicalDocumentLibrary/368-4493_Page_39.pdf" target="_blank">Tech Drawing</a> | [25 empty] | 39122206 | [13 empty] | <a href="https://www.lutron.com/TechnicalDocumentLibrary/369-119_Wallbox_Warranty.pdf" target="_blank">Warranty Information</a> |  |  |  |  | 0.300 L | [14 empty] | 0 | 0 | 0 | 0 | Lighting Fixtures | 2016-07-15 14:12 | 2024-07-20 11:11 | 0000-00-00 00:00:00 | 2024-07-20 11:11 | 0000-00-00 00:00:00 | [6 empty] | White
4 | Lutron Electronics | CTFSQ-F-AL | 4460-5475 | 4460 | 5475 | Lutron Electronics | Ecom_CTFSQ-F-AL_nowallplate.jpeg?w=1500 | 27557830089 | CT 1.5A QUIET FAN SPEED 3-WAY BOX AL | Skylark Contour Fan Control, Incandescent/Halogen, Single-pole, quiet 3-speed, 120V/1.5A in almond |  | 2.3 | 4.5 | [50 empty] | 0 | 0 | 0 | [6 empty] | 0 | 1 | 1 | EA | 1 |  |  |  | Control And Automation |  | Switches |  | Speed Switch | [263 empty] | <a href="https://www.lutron.com/TechnicalDocumentLibrary/0301990.pdf" target="_blank">Installation Instructions</a> | [23 empty] | 10.000 DW |  |  | 2.3000 IN | [89 empty] | 1.000 EA | 1.000 EA | [35 empty] | No | [42 empty] | https://www.lutron.com/TechnicalDocumentLibrary/369447.pdf | [7 empty] | Shelf Stock | [13 empty] | <a href="https://www.lutron.com/TechnicalDocumentLibrary/368-4493_Page_5.pdf" target="_blank">Tech Drawing</a> | [25 empty] | 39122240 | [13 empty] | <a href="https://www.lutron.com/TechnicalDocumentLibrary/369-119_Wallbox_Warranty.pdf" target="_blank">Warranty Information</a> |  |  |  |  | 0.250 L | [14 empty] | 0 | 0 | 0 | 0 | Electrical | 2016-07-15 14:12 | 2024-07-20 11:10 | 0000-00-00 00:00:00 | 2024-07-20 11:10 | 0000-00-00 00:00:00 | [6 empty] | Almond
4 | Lutron Electronics | CTFSQ-F-BL | 4460-5476 | 4460 | 5476 | Lutron Electronics | Ecom_CTFSQ-F-BL_nowallplate.jpeg?w=1500 | 27557830096 | CT 1.5A QUIET FAN SPEED 3-WAY BOX BL | Skylark Contour Fan Control, Incandescent/Halogen, Single-pole, quiet 3-speed, 120V/1.5A in black |  | 2.3 | 4.5 | [50 empty] | 0 | 0 | 0 | [6 empty] | 0 | 1 | 1 | EA | 1 |  |  |  | Control And Automation |  | Switches |  | Speed Switch | Black | [262 empty] | <a href="https://www.lutron.com/TechnicalDocumentLibrary/0301990.pdf" target="_blank">Installation Instructions</a> | [23 empty] | 10.000 DW |  |  | 2.3000 IN | [89 empty] | 1.000 EA | 1.000 EA | [35 empty] | No | [42 empty] | https://www.lutron.com/TechnicalDocumentLibrary/369447.pdf | [7 empty] | Shelf Stock | [13 empty] | <a href="https://www.lutron.com/TechnicalDocumentLibrary/368-4493_Page_5.pdf" target="_blank">Tech Drawing</a> | [25 empty] | 39122240 | [13 empty] | <a href="https://www.lutron.com/TechnicalDocumentLibrary/369-119_Wallbox_Warranty.pdf" target="_blank">Warranty Information</a> |  |  |  |  | 0.250 L | [14 empty] | 0 | 0 | 0 | 0 | Electrical | 2016-07-15 14:12 | 2024-07-20 11:16 | 0000-00-00 00:00:00 | 2024-07-20 11:16 | 0000-00-00 00:00:00 | [6 empty] | Black
4 | Lutron Electronics | CTFSQ-F-BR | 4460-5477 | 4460 | 5477 | Lutron Electronics | Ecom_CTFSQ-F-BR_nowallplate.jpeg?w=1500 | 27557830102 | CT 1.5A QUIET FAN SPEED 3-WAY BOX BR | Skylark Contour Fan Control, Incandescent/Halogen, Single-pole, quiet 3-speed, 120V/1.5A in brown |  | 2.3 | 4.5 | [50 empty] | 0 | 0 | 0 | [6 empty] | 0 | 1 | 1 | EA | 1 |  |  |  | Control And Automation |  | Switches |  | Speed Switch | Brown | [262 empty] | <a href="https://www.lutron.com/TechnicalDocumentLibrary/0301990.pdf" target="_blank">Installation Instructions</a> | [23 empty] | 10.000 DW |  |  | 2.3000 IN | [89 empty] | 1.000 EA | 1.000 EA | [35 empty] | No | [42 empty] | https://www.lutron.com/TechnicalDocumentLibrary/369447.pdf | [7 empty] | Shelf Stock | [13 empty] | <a href="https://www.lutron.com/TechnicalDocumentLibrary/368-4493_Page_5.pdf" target="_blank">Tech Drawing</a> | [25 empty] | 39122240 | [13 empty] | <a href="https://www.lutron.com/TechnicalDocumentLibrary/369-119_Wallbox_Warranty.pdf" target="_blank">Warranty Information</a> |  |  |  |  | 0.250 L | [14 empty] | 0 | 0 | 0 | 0 | Electrical | 2016-07-15 14:12 | 2024-07-20 11:16 | 0000-00-00 00:00:00 | 2024-07-20 11:16 | 0000-00-00 00:00:00 | [6 empty] | Brown
4 | Lutron Electronics | CTFSQ-F-GR | 4460-5478 | 4460 | 5478 | Lutron Electronics | Ecom_CTFSQ-F-GR_nowallplate.jpeg?w=1500 | 27557830140 | CT 1.5A QUIET FAN SPEED 3-WAY BOX GR | Skylark Contour Fan Control, Incandescent/Halogen, Single-pole, quiet 3-speed, 120V/1.5A in gray |  | 2.3 | 4.5 | [50 empty] | 0 | 0 | 0 | [6 empty] | 0 | 1 | 1 | EA | 1 |  |  |  | Control And Automation |  | Switches |  | Speed Switch | Gray | [262 empty] | <a href="https://www.lutron.com/TechnicalDocumentLibrary/0301990.pdf" target="_blank">Installation Instructions</a> | [23 empty] | 10.000 DW |  |  | 2.3000 IN | [89 empty] | 1.000 EA | 1.000 EA | [35 empty] | No | [42 empty] | https://www.lutron.com/TechnicalDocumentLibrary/369447.pdf | [7 empty] | Shelf Stock | [13 empty] | <a href="https://www.lutron.com/TechnicalDocumentLibrary/368-4493_Page_5.pdf" target="_blank">Tech Drawing</a> | [25 empty] | 39122240 | [13 empty] | <a href="https://www.lutron.com/TechnicalDocumentLibrary/369-119_Wallbox_Warranty.pdf" target="_blank">Warranty Information</a> |  |  |  |  | 0.250 L | [14 empty] | 0 | 0 | 0 | 0 | Electrical | 2016-07-15 14:12 | 2024-07-20 11:14 | 0000-00-00 00:00:00 | 2024-07-20 11:14 | 0000-00-00 00:00:00 | [6 empty] | Gray
4 | Lutron Electronics | CTFSQ-F-IV | 4460-5479 | 4460 | 5479 | Lutron Electronics | Ecom_CTFSQ-F-IV_nowallplate.jpeg?w=1500 | 27557830157 | CT 1.5A QUIET FAN SPEED 3-WAY BOX IV | Skylark Contour Fan Control, Incandescent/Halogen, Single-pole, quiet 3-speed, 120V/1.5A in ivory |  | 2.3 | 4.5 | [50 empty] | 0 | 0 | 0 | [6 empty] | 0 | 1 | 1 | EA | 1 |  |  |  | Control And Automation |  | Switches |  | Speed Switch | White | [262 empty] | <a href="https://www.lutron.com/TechnicalDocumentLibrary/0301990.pdf" target="_blank">Installation Instructions</a> | [23 empty] | 10.000 DW |  |  | 2.3000 IN | [89 empty] | 1.000 EA | 1.000 EA | [35 empty] | No | [42 empty] | https://www.lutron.com/TechnicalDocumentLibrary/369447.pdf | [7 empty] | Shelf Stock | [13 empty] | <a href="https://www.lutron.com/TechnicalDocumentLibrary/368-4493_Page_5.pdf" target="_blank">Tech Drawing</a> | [25 empty] | 39122240 | [13 empty] | <a href="https://www.lutron.com/TechnicalDocumentLibrary/369-119_Wallbox_Warranty.pdf" target="_blank">Warranty Information</a> |  |  |  |  | 0.250 L | [14 empty] | 0 | 0 | 0 | 0 | Electrical | 2016-07-15 14:12 | 2024-07-20 11:42 | 0000-00-00 00:00:00 | 2024-07-20 11:42 | 0000-00-00 00:00:00 | [6 empty] | Ivory
4 | Lutron Electronics | CTFSQ-F-LA | 4460-5480 | 4460 | 5480 | Lutron Electronics | Ecom_CTFSQ-F-LA_nowallplate.jpeg?w=1500 | 27557830164 | CT 1.5A QUIET FAN SPEED 3-WAY BOX LA | Skylark Contour Fan Control, Incandescent/Halogen, Single-pole, quiet 3-speed, 120V/1.5A in light almond |  | 2.3 | 4.5 | [50 empty] | 0 | 0 | 0 | [6 empty] | 0 | 1 | 1 | EA | 1 |  |  |  | Control And Automation |  | Switches |  | Speed Switch | [263 empty] | <a href="https://www.lutron.com/TechnicalDocumentLibrary/0301990.pdf" target="_blank">Installation Instructions</a> | [23 empty] | 10.000 DW |  |  | 2.3000 IN | [89 empty] | 1.000 EA | 1.000 EA | [35 empty] | No | [42 empty] | https://www.lutron.com/TechnicalDocumentLibrary/369447.pdf | [7 empty] | Shelf Stock | [13 empty] | <a href="https://www.lutron.com/TechnicalDocumentLibrary/368-4493_Page_5.pdf" target="_blank">Tech Drawing</a> | [25 empty] | 39122240 | [13 empty] | <a href="https://www.lutron.com/TechnicalDocumentLibrary/369-119_Wallbox_Warranty.pdf" target="_blank">Warranty Information</a> |  |  |  |  | 0.250 L | [14 empty] | 0 | 0 | 0 | 0 | Electrical | 2016-07-15 14:12 | 2024-07-20 11:19 | 0000-00-00 00:00:00 | 2024-07-20 11:19 | 0000-00-00 00:00:00
4 | Lutron Electronics | CTFSQ-F-WH | 4460-5481 | 4460 | 5481 | Lutron Electronics | Ecom_CTFSQ-FH-WH_nowallplate.jpeg?w=1500 | 27557830171 | CT 1.5A QUIET FAN SPEED 3-WAY BOX WH | Skylark Contour Fan Control, Incandescent/Halogen, Single-pole, quiet 3-speed, 120V/1.5A in white |  | 2.3 | 4.5 | [50 empty] | 0 | 0 | 0 | [6 empty] | 0 | 1 | 1 | EA | 1 |  |  |  | Control And Automation |  | Switches |  | Speed Switch | White | [262 empty] | <a href="https://www.lutron.com/TechnicalDocumentLibrary/0301990.pdf" target="_blank">Installation Instructions</a> | [23 empty] | 10.000 DW |  |  | 2.3000 IN | [89 empty] | 1.000 EA | 1.000 EA | [35 empty] | No | [42 empty] | https://www.lutron.com/TechnicalDocumentLibrary/369447.pdf | [7 empty] | Shelf Stock | [13 empty] | <a href="https://www.lutron.com/TechnicalDocumentLibrary/368-4493_Page_5.pdf" target="_blank">Tech Drawing</a> | [25 empty] | 39122240 | [13 empty] | <a href="https://www.lutron.com/TechnicalDocumentLibrary/369-119_Wallbox_Warranty.pdf" target="_blank">Warranty Information</a> |  |  |  |  | 0.250 L | [14 empty] | 0 | 0 | 0 | 0 | Electrical | 2016-07-15 14:12 | 2024-07-20 11:20 | 0000-00-00 00:00:00 | 2024-07-20 11:20 | 0000-00-00 00:00:00 | [6 empty] | White
4 | Lutron Electronics | CTFSQ-FH-AL | 4460-5482 | 4460 | 5482 | Lutron Electronics | Ecom_CTFSQ-F-AL_nowallplate.jpeg?w=1500 | 27557830188 | CT 1.5A QUIET FAN SPEED 3-WAY CLAM AL | Skylark Contour Fan Control, Incandescent/Halogen, Single-pole, quiet 3-speed, 120V/1.5A, clamshell packaging in almond |  | 4.2 | 6 | [50 empty] | 0 | 0 | 0 | [6 empty] | 0 | 1 | 1 | EA | 1 |  |  |  | Control And Automation |  | Switches |  | Speed Switch | [263 empty] | <a href="https://www.lutron.com/TechnicalDocumentLibrary/0301990.pdf" target="_blank">Installation Instructions</a> | [23 empty] | 10.000 DW |  |  | 2.6000 IN | [89 empty] | 1.000 EA | 1.000 EA | [35 empty] | No | [42 empty] | https://www.lutron.com/TechnicalDocumentLibrary/369447.pdf | [7 empty] | Shelf Stock | [13 empty] | <a href="https://www.lutron.com/TechnicalDocumentLibrary/368-4493_Page_5.pdf" target="_blank">Tech Drawing</a> | [25 empty] | 39122240 | [13 empty] | <a href="https://www.lutron.com/TechnicalDocumentLibrary/369-119_Wallbox_Warranty.pdf" target="_blank">Warranty Information</a> |  |  |  |  | 0.250 L | [14 empty] | 0 | 0 | 0 | 0 | Electrical | 2016-07-15 14:12 | 2024-07-20 11:17 | 0000-00-00 00:00:00 | 2024-07-20 11:17 | 0000-00-00 00:00:00 | [6 empty] | Almond
4 | Lutron Electronics | CTFSQ-FH-IV | 4460-5483 | 4460 | 5483 | Lutron Electronics | Ecom_CTFSQ-F-IV_nowallplate.jpeg?w=1500 | 27557830232 | CT 1.5A QUIET FAN SPEED 3-WAY CLAM IV | Skylark Contour Fan Control, Incandescent/Halogen, Single-pole, quiet 3-speed, 120V/1.5A, clamshell packaging in ivory |  | 4.2 | 6 | [50 empty] | 0 | 0 | 0 | [6 empty] | 0 | 1 | 1 | EA | 1 |  |  |  | Control And Automation |  | Switches |  | Speed Switch | White | [262 empty] | <a href="https://www.lutron.com/TechnicalDocumentLibrary/0301990.pdf" target="_blank">Installation Instructions</a> | [23 empty] | 10.000 DW |  |  | 2.6000 IN | [89 empty] | 1.000 EA | 1.000 EA | [35 empty] | No | [42 empty] | https://www.lutron.com/TechnicalDocumentLibrary/369447.pdf | [7 empty] | Shelf Stock | [13 empty] | <a href="https://www.lutron.com/TechnicalDocumentLibrary/368-4493_Page_5.pdf" target="_blank">Tech Drawing</a> | [25 empty] | 39122240 | [13 empty] | <a href="https://www.lutron.com/TechnicalDocumentLibrary/369-119_Wallbox_Warranty.pdf" target="_blank">Warranty Information</a> |  |  |  |  | 0.250 L | [14 empty] | 0 | 0 | 0 | 0 | Electrical | 2016-07-15 14:12 | 2024-07-20 11:10 | 0000-00-00 00:00:00 | 2024-07-20 11:10 | 0000-00-00 00:00:00 | [6 empty] | Ivory
4 | Lutron Electronics | CTFSQ-FH-LA | 4460-5484 | 4460 | 5484 | Lutron Electronics | Ecom_CTFSQ-F-LA_nowallplate.jpeg?w=1500 | 27557830249 | CT 1.5A QUIET FAN SPEED 3-WAY CLAM LA | Skylark Contour Fan Control, Incandescent/Halogen, Single-pole, quiet 3-speed, 120V/1.5A, clamshell packaging in light almond |  | 4.2 | 6 | [50 empty] | 0 | 0 | 0 | [6 empty] | 0 | 1 | 1 | EA | 1 |  |  |  | Control And Automation |  | Switches |  | Speed Switch | [263 empty] | <a href="https://www.lutron.com/TechnicalDocumentLibrary/0301990.pdf" target="_blank">Installation Instructions</a> | [23 empty] | 10.000 DW |  |  | 2.6000 IN | [89 empty] | 1.000 EA | 1.000 EA | [35 empty] | No | [42 empty] | https://www.lutron.com/TechnicalDocumentLibrary/369447.pdf | [7 empty] | Shelf Stock | [13 empty] | <a href="https://www.lutron.com/TechnicalDocumentLibrary/368-4493_Page_5.pdf" target="_blank">Tech Drawing</a> | [25 empty] | 39122240 | [13 empty] | <a href="https://www.lutron.com/TechnicalDocumentLibrary/369-119_Wallbox_Warranty.pdf" target="_blank">Warranty Information</a> |  |  |  |  | 0.250 L | [14 empty] | 0 | 0 | 0 | 0 | Electrical | 2016-07-15 14:13 | 2024-07-20 11:19 | 0000-00-00 00:00:00 | 2024-07-20 11:19 | 0000-00-00 00:00:00
4 | Lutron Electronics | CTFSQ-FH-WH | 4460-5485 | 4460 | 5485 | Lutron Electronics | Ecom_CTFSQ-FH-WH_nowallplate.jpeg?w=1500 | 27557830256 | CT 1.5A QUIET FAN SPEED 3-WAY CLAM WH | Skylark Contour Fan Control, Incandescent/Halogen, Single-pole, quiet 3-speed, 120V/1.5A, clamshell packaging in white |  | 4.2 | 6 | [50 empty] | 0 | 0 | 0 | [6 empty] | 0 | 1 | 1 | EA | 1 |  |  |  | Control And Automation |  | Switches |  | Speed Switch | White | [262 empty] | <a href="https://www.lutron.com/TechnicalDocumentLibrary/0301990.pdf" target="_blank">Installation Instructions</a> | [23 empty] | 10.000 DW |  |  | 2.6000 IN | [89 empty] | 1.000 EA | 1.000 EA | [35 empty] | No | [42 empty] | https://www.lutron.com/TechnicalDocumentLibrary/369447.pdf | [7 empty] | Shelf Stock | [13 empty] | <a href="https://www.lutron.com/TechnicalDocumentLibrary/368-4493_Page_5.pdf" target="_blank">Tech Drawing</a> | [25 empty] | 39122240 | [13 empty] | <a href="https://www.lutron.com/TechnicalDocumentLibrary/369-119_Wallbox_Warranty.pdf" target="_blank">Warranty Information</a> |  |  |  |  | 0.250 L | [14 empty] | 0 | 0 | 0 | 0 | Electrical | 2016-07-15 14:13 | 2024-07-20 11:13 | 0000-00-00 00:00:00 | 2024-07-20 11:13 | 0000-00-00 00:00:00 | [6 empty] | White
1 | Lutron Electronics | AYCL-153P-WH | 4460-5491 | 4460 | 5491 | Lutron Electronics | AYCL-153P-WH.jpeg?w=1500 | 27557825948 | ARIADNI CFL/LED DIMMER WHITE BOXED | Ariadni LED+ Dimmer, LED, Incandescent/Halogen, 3-way/single-pole, 150W LED or 600W inc/hal in white |  | 2.4 | 4.6 | [50 empty] | 0 | 0 | 0 | [6 empty] | 0 | 1 | 1 | EA | 1 | Lighting Controls | [7 empty] | White | [16 empty] | Traditional |  |  | Dimmers | [242 empty] | <a href="https://www.lutron.com/TechnicalDocumentLibrary/0301870.pdf" target="_blank">Installation Instructions</a> | [23 empty] | 2.000 DW |  |  | 2.4000 IN | [89 empty] | 1.000 EA | 1.000 EA | [35 empty] | No | [42 empty] | https://www.lutron.com/TechnicalDocumentLibrary/369686.pdf | [7 empty] | Shelf Stock | [13 empty] | <a href="https://www.lutron.com/TechnicalDocumentLibrary/368-4493_Page_7.pdf" target="_blank">Tech Drawing</a> | [25 empty] | 39122206 | [13 empty] | <a href="https://www.lutron.com/TechnicalDocumentLibrary/369-119_Wallbox_Warranty.pdf" target="_blank">Warranty Information</a> |  |  |  |  | 0.220 L | [14 empty] | 0 | 0 | 0 | 0 | Lighting Fixtures | 2016-07-15 14:13 | 2024-07-20 11:42 | 0000-00-00 00:00:00 | 2024-07-20 11:42 | 0000-00-00 00:00:00 | [6 empty] | White
1 | Lutron Electronics | AYCL-153P-AL | 4460-5492 | 4460 | 5492 | Lutron Electronics | Ecom_AYCL-153PH-AL_nowallplate.jpeg | 27557825955 | ARIADNI CFL/LED DIMMER ALMOND BOXED | Ariadni LED+ Dimmer, LED, Incandescent/Halogen, 3-way/single-pole, 150W LED or 600W inc/hal in almond |  | 2.25 | 4.5 |  | Ecom_AYCL-153PH-AL_nowallplate.jpeg | http://grandbrass.xologic.com/vendors/4460/large/Ecom_AYCL-153PH-AL_nowallplate.jpeg | [47 empty] | 0 | 0 | 0 | [6 empty] | 0 | 1 | 1 | EA | 1 | Lighting Controls | [7 empty] | Brown | [16 empty] | Traditional |  |  | Dimmers | [242 empty] | <a href="https://www.lutron.com/TechnicalDocumentLibrary/0301870.pdf" target="_blank">Installation Instructions</a> | [23 empty] | 10.000 DW |  |  | 2.2500 IN | [89 empty] | 1.000 EA | 1.000 EA | [35 empty] | No | [42 empty] | https://www.lutron.com/TechnicalDocumentLibrary/369686.pdf | [7 empty] | Shelf Stock | [13 empty] | <a href="https://www.lutron.com/TechnicalDocumentLibrary/368-4493_Page_7.pdf" target="_blank">Tech Drawing</a> | [25 empty] | 39122206 | [13 empty] | <a href="https://www.lutron.com/TechnicalDocumentLibrary/369-119_Wallbox_Warranty.pdf" target="_blank">Warranty Information</a> |  |  |  |  | 0.220 L | [14 empty] | 0 | 0 | 0 | 0 | Lighting Fixtures | 2016-07-15 14:13 | 2024-07-20 11:20 | 0000-00-00 00:00:00 | 2024-07-20 11:20 | 0000-00-00 00:00:00 | [6 empty] | Almond
1 | Lutron Electronics | AYCL-153P-LA | 4460-5493 | 4460 | 5493 | Lutron Electronics | Ecom_AYCL-153PH-LA_nowallplate.jpeg | 27557825962 | ARIADNI CFL/LED DIMMER LIGHT AL BOXED | Ariadni LED+ Dimmer, LED, Incandescent/Halogen, 3-way/single-pole, 150W LED or 600W inc/hal in light almond |  | 2.25 | 4.5 |  | Ecom_AYCL-153PH-LA_nowallplate.jpeg | http://grandbrass.xologic.com/vendors/4460/large/Ecom_AYCL-153PH-LA_nowallplate.jpeg | [47 empty] | 0 | 0 | 0 | [6 empty] | 0 | 1 | 1 | EA | 1 | Lighting Controls | [7 empty] | White | [16 empty] | Traditional |  |  | Dimmers | [242 empty] | <a href="https://www.lutron.com/TechnicalDocumentLibrary/0301870.pdf" target="_blank">Installation Instructions</a> | [23 empty] | 2.000 DW |  |  | 2.2500 IN | [89 empty] | 1.000 EA | 1.000 EA | [35 empty] | No | [42 empty] | https://www.lutron.com/TechnicalDocumentLibrary/369686.pdf | [7 empty] | Shelf Stock | [13 empty] | <a href="https://www.lutron.com/TechnicalDocumentLibrary/368-4493_Page_7.pdf" target="_blank">Tech Drawing</a> | [25 empty] | 39122206 | [13 empty] | <a href="https://www.lutron.com/TechnicalDocumentLibrary/369-119_Wallbox_Warranty.pdf" target="_blank">Warranty Information</a> |  |  |  |  | 0.220 L | [14 empty] | 0 | 0 | 0 | 0 | Lighting Fixtures | 2016-07-15 14:13 | 2024-07-20 11:20 | 0000-00-00 00:00:00 | 2024-07-20 11:20 | 0000-00-00 00:00:00
1 | Lutron Electronics | AYCL-153P-IV | 4460-5494 | 4460 | 5494 | Lutron Electronics | Ecom_AYCL-153P-IV_nowallplate.jpeg | 27557825979 | ARIADNI CFL/LED DIMMER IVORY BOXED | Ariadni LED+ Dimmer, LED, Incandescent/Halogen, 3-way/single-pole, 150W LED or 600W inc/hal in ivory |  | 2.4 | 4.5 |  | Ecom_AYCL-153P-IV_nowallplate.jpeg | http://grandbrass.xologic.com/vendors/4460/large/Ecom_AYCL-153P-IV_nowallplate.jpeg | [47 empty] | 0 | 0 | 0 | [6 empty] | 0 | 1 | 1 | EA | 1 | Lighting Controls | [7 empty] | White | [16 empty] | Traditional |  |  | Dimmers | [242 empty] | <a href="https://www.lutron.com/TechnicalDocumentLibrary/0301870.pdf" target="_blank">Installation Instructions</a> | [23 empty] | 2.000 DW |  |  | 2.4000 IN | [89 empty] | 1.000 EA | 1.000 EA | [35 empty] | No | [42 empty] | https://www.lutron.com/TechnicalDocumentLibrary/369686.pdf | [7 empty] | Shelf Stock | [13 empty] | <a href="https://www.lutron.com/TechnicalDocumentLibrary/368-4493_Page_7.pdf" target="_blank">Tech Drawing</a> | [25 empty] | 39122206 | [13 empty] | <a href="https://www.lutron.com/TechnicalDocumentLibrary/369-119_Wallbox_Warranty.pdf" target="_blank">Warranty Information</a> |  |  |  |  | 0.220 L | [14 empty] | 0 | 0 | 0 | 0 | Lighting Fixtures | 2016-07-15 14:13 | 2024-07-20 11:15 | 0000-00-00 00:00:00 | 2024-07-20 11:15 | 0000-00-00 00:00:00 | [6 empty] | Ivory
1 | Lutron Electronics | AYCL-153P-BL | 4460-5495 | 4460 | 5495 | Lutron Electronics | Ecom_AYCL-153P-BL_nowallplate.jpeg | 27557825986 | ARIADNI CFL/LED DIMMER BLACK BOXED | Ariadni LED+ Dimmer, LED, Incandescent/Halogen, 3-way/single-pole, 150W LED or 600W inc/hal in black |  | 2.4 | 4.6 |  | Ecom_AYCL-153P-BL_nowallplate.jpeg | http://grandbrass.xologic.com/vendors/4460/large/Ecom_AYCL-153P-BL_nowallplate.jpeg | [47 empty] | 0 | 0 | 0 | [6 empty] | 0 | 1 | 1 | EA | 1 | Lighting Controls | [7 empty] | Black | [16 empty] | Traditional |  |  | Dimmers | [242 empty] | <a href="https://www.lutron.com/TechnicalDocumentLibrary/0301870.pdf" target="_blank">Installation Instructions</a> | [23 empty] | 10.000 DW |  |  | 2.4000 IN | [89 empty] | 1.000 EA | 1.000 EA | [35 empty] | No | [42 empty] | https://www.lutron.com/TechnicalDocumentLibrary/369686.pdf | [7 empty] | Shelf Stock | [13 empty] | <a href="https://www.lutron.com/TechnicalDocumentLibrary/368-4493_Page_7.pdf" target="_blank">Tech Drawing</a> | [25 empty] | 39122206 | [13 empty] | <a href="https://www.lutron.com/TechnicalDocumentLibrary/369-119_Wallbox_Warranty.pdf" target="_blank">Warranty Information</a> |  |  |  |  | 0.220 L | [14 empty] | 0 | 0 | 0 | 0 | Lighting Fixtures | 2016-07-15 14:13 | 2024-07-20 11:11 | 0000-00-00 00:00:00 | 2024-07-20 11:11 | 0000-00-00 00:00:00 | [6 empty] | Black
1 | Lutron Electronics | AYCL-153P-BR | 4460-5496 | 4460 | 5496 | Lutron Electronics | Ecom_AYCL-153P-BR_NoWallplate-1-.jpeg | 27557825993 | ARIADNI CFL/LED DIMMER BROWN BOXED | Ariadni LED+ Dimmer, LED, Incandescent/Halogen, 3-way/single-pole, 150W LED or 600W inc/hal in brown |  | 2.25 | 4.5 |  | Ecom_AYCL-153P-BR_NoWallplate-1-.jpeg | http://grandbrass.xologic.com/vendors/4460/large/Ecom_AYCL-153P-BR_NoWallplate-1-.jpeg | [47 empty] | 0 | 0 | 0 | [6 empty] | 0 | 1 | 1 | EA | 1 | Lighting Controls | [7 empty] | Brown | [16 empty] | Traditional |  |  | Dimmers | [242 empty] | <a href="https://www.lutron.com/TechnicalDocumentLibrary/0301870.pdf" target="_blank">Installation Instructions</a> | [23 empty] | 10.000 DW |  |  | 2.2500 IN | [89 empty] | 1.000 EA | 1.000 EA | [35 empty] | No | [42 empty] | https://www.lutron.com/TechnicalDocumentLibrary/369686.pdf | [7 empty] | Shelf Stock | [13 empty] | <a href="https://www.lutron.com/TechnicalDocumentLibrary/368-4493_Page_7.pdf" target="_blank">Tech Drawing</a> | [25 empty] | 39122206 | [13 empty] | <a href="https://www.lutron.com/TechnicalDocumentLibrary/369-119_Wallbox_Warranty.pdf" target="_blank">Warranty Information</a> |  |  |  |  | 0.220 L | [14 empty] | 0 | 0 | 0 | 0 | Lighting Fixtures | 2016-07-15 14:13 | 2024-07-20 11:20 | 0000-00-00 00:00:00 | 2024-07-20 11:20 | 0000-00-00 00:00:00 | [6 empty] | Brown
1 | Lutron Electronics | AYCL-153PH-AL | 4460-5497 | 4460 | 5497 | Lutron Electronics | Ecom_AYCL-153PH-AL_nowallplate.jpeg | 27557826020 | ARIADNI CFL/LED DIMMER ALMOND CLAM | Ariadni LED+ Dimmer, LED, Incandescent/Halogen, 3-way/single-pole, 150W LED or 600W inc/hal clamshell packaging in almond |  | 3.92 | 5.82 |  | Ecom_AYCL-153PH-AL_nowallplate.jpeg | http://grandbrass.xologic.com/vendors/4460/large/Ecom_AYCL-153PH-AL_nowallplate.jpeg | [47 empty] | 0 | 0 | 0 | [6 empty] | 0 | 1 | 1 | EA | 1 | Lighting Controls | [7 empty] | White | [16 empty] | Traditional |  |  | Dimmers | [242 empty] | <a href="https://www.lutron.com/TechnicalDocumentLibrary/0301870.pdf" target="_blank">Installation Instructions</a> | [23 empty] | 5.000 DW |  |  | 1.6200 IN | [89 empty] | 1.000 EA | 1.000 EA | [35 empty] | No | [42 empty] | https://www.lutron.com/TechnicalDocumentLibrary/369686.pdf | [7 empty] | Shelf Stock | [13 empty] | <a href="https://www.lutron.com/TechnicalDocumentLibrary/368-4493_Page_7.pdf" target="_blank">Tech Drawing</a> | [25 empty] | 39122206 | [13 empty] | <a href="https://www.lutron.com/TechnicalDocumentLibrary/369-119_Wallbox_Warranty.pdf" target="_blank">Warranty Information</a> |  |  |  |  | 0.250 L | [14 empty] | 0 | 0 | 0 | 0 | Lighting Fixtures | 2016-07-15 14:13 | 2024-07-20 11:16 | 0000-00-00 00:00:00 | 2024-07-20 11:16 | 0000-00-00 00:00:00 | [6 empty] | Almond
1 | Lutron Electronics | AYCL-153PH-BL | 4460-5498 | 4460 | 5498 | Lutron Electronics | Ecom_AYCL-153P-BL_nowallplate.jpeg | 27557826051 | ARIADNI CFL/LED DIMMER BLACK CLAM | Ariadni LED+ Dimmer, LED, Incandescent/Halogen, 3-way/single-pole, 150W LED or 600W inc/hal clamshell packaging in black |  | 4.75 | 6.75 |  | Ecom_AYCL-153P-BL_nowallplate.jpeg | http://grandbrass.xologic.com/vendors/4460/large/Ecom_AYCL-153P-BL_nowallplate.jpeg | [47 empty] | 0 | 0 | 0 | [6 empty] | 0 | 1 | 1 | EA | 1 | Lighting Controls | [7 empty] | Black | [16 empty] | Traditional |  |  | Dimmers | [242 empty] | <a href="https://www.lutron.com/TechnicalDocumentLibrary/0301870.pdf" target="_blank">Installation Instructions</a> | [23 empty] | 10.000 DW |  |  | 2.8000 IN | [89 empty] | 1.000 EA | 1.000 EA | [35 empty] | No | [42 empty] | https://www.lutron.com/TechnicalDocumentLibrary/369686.pdf | [7 empty] | Shelf Stock | [13 empty] | <a href="https://www.lutron.com/TechnicalDocumentLibrary/368-4493_Page_7.pdf" target="_blank">Tech Drawing</a> | [25 empty] | 39122206 | [13 empty] | <a href="https://www.lutron.com/TechnicalDocumentLibrary/369-119_Wallbox_Warranty.pdf" target="_blank">Warranty Information</a> |  |  |  |  | 0.250 L | [14 empty] | 0 | 0 | 0 | 0 | Lighting Fixtures | 2016-07-15 14:13 | 2024-07-20 11:19 | 0000-00-00 00:00:00 | 2024-07-20 11:19 | 0000-00-00 00:00:00 | [6 empty] | Black
1 | Lutron Electronics | AYCL-153PH-BR | 4460-5499 | 4460 | 5499 | Lutron Electronics | Ecom_AYCL-153P-BR_NoWallplate-1-.jpeg | 27557826068 | ARIADNI CFL/LED DIMMER BROWN CLAM | Ariadni LED+ Dimmer, LED, Incandescent/Halogen, 3-way/single-pole, 150W LED or 600W inc/hal clamshell packaging in brown |  | 3.92 | 5.82 |  | Ecom_AYCL-153P-BR_NoWallplate-1-.jpeg | http://grandbrass.xologic.com/vendors/4460/large/Ecom_AYCL-153P-BR_NoWallplate-1-.jpeg | [47 empty] | 0 | 0 | 0 | [6 empty] | 0 | 1 | 1 | EA | 1 | Lighting Controls | [7 empty] | Brown | [16 empty] | Traditional |  |  | Dimmers | [242 empty] | <a href="https://www.lutron.com/TechnicalDocumentLibrary/0301870.pdf" target="_blank">Installation Instructions</a> | [23 empty] | 2.000 DW |  |  | 1.6200 IN | [89 empty] | 1.000 EA | 1.000 EA | [35 empty] | No | [42 empty] | https://www.lutron.com/TechnicalDocumentLibrary/369686.pdf | [7 empty] | Shelf Stock | [13 empty] | <a href="https://www.lutron.com/TechnicalDocumentLibrary/368-4493_Page_7.pdf" target="_blank">Tech Drawing</a> | [25 empty] | 39122206 | [13 empty] | <a href="https://www.lutron.com/TechnicalDocumentLibrary/369-119_Wallbox_Warranty.pdf" target="_blank">Warranty Information</a> |  |  |  |  | 0.250 L | [14 empty] | 0 | 0 | 0 | 0 | Lighting Fixtures | 2016-07-15 14:13 | 2024-07-20 11:19 | 0000-00-00 00:00:00 | 2024-07-20 11:19 | 0000-00-00 00:00:00 | [6 empty] | Brown
1 | Lutron Electronics | AYCL-153PH-WH | 4460-5500 | 4460 | 5500 | Lutron Electronics | aycl-153ph-wh | 27557826006 | ARIADNI CFL/LED DIMMER WHITE CLAM | Ariadni LED+ Dimmer, LED, Incandescent/Halogen, 3-way/single-pole, 150W LED or 600W inc/hal clamshell packaging in white |  | 4 | 6 | [50 empty] | 0 | 0 | 0 | [6 empty] | 0 | 1 | 1 | EA | 1 | Lighting Controls | [7 empty] | White | [16 empty] | Traditional |  |  | Dimmers | [242 empty] | <a href="https://www.lutron.com/TechnicalDocumentLibrary/0301870.pdf" target="_blank">Installation Instructions</a> | [23 empty] | 2.000 DW |  |  | 2.4600 IN | [89 empty] | 1.000 EA | 1.000 EA | [35 empty] | No | [42 empty] | https://www.lutron.com/TechnicalDocumentLibrary/369686.pdf | [7 empty] | Shelf Stock | [13 empty] | <a href="https://www.lutron.com/TechnicalDocumentLibrary/368-4493_Page_7.pdf" target="_blank">Tech Drawing</a> | [25 empty] | 39122206 | [13 empty] | <a href="https://www.lutron.com/TechnicalDocumentLibrary/369-119_Wallbox_Warranty.pdf" target="_blank">Warranty Information</a> |  |  |  |  | 0.250 L | [14 empty] | 0 | 0 | 0 | 0 | Lighting Fixtures | 2016-07-15 14:13 | 2024-07-20 11:12 | 0000-00-00 00:00:00 | 2024-07-20 11:12 | 0000-00-00 00:00:00 | [6 empty] | White
1 | Lutron Electronics | AYCL-153PH-LA | 4460-5501 | 4460 | 5501 | Lutron Electronics | Ecom_AYCL-153PH-LA_nowallplate.jpeg | 27557826037 | ARIADNI CFL/LED DIMMER LIGHT ALMOND CLAM | Ariadni LED+ Dimmer, LED, Incandescent/Halogen, 3-way/single-pole, 150W LED or 600W inc/hal clamshell packaging in light almond |  | 4 | 6 |  | Ecom_AYCL-153PH-LA_nowallplate.jpeg | http://grandbrass.xologic.com/vendors/4460/large/Ecom_AYCL-153PH-LA_nowallplate.jpeg | [47 empty] | 0 | 0 | 0 | [6 empty] | 0 | 1 | 1 | EA | 1 | Lighting Controls | [7 empty] | White | [16 empty] | Traditional |  |  | Dimmers | [242 empty] | <a href="https://www.lutron.com/TechnicalDocumentLibrary/0301870.pdf" target="_blank">Installation Instructions</a> | [23 empty] | 10.000 DW |  |  | 2.4600 IN | [89 empty] | 1.000 EA | 1.000 EA | [35 empty] | No | [42 empty] | https://www.lutron.com/TechnicalDocumentLibrary/369686.pdf | [7 empty] | Shelf Stock | [13 empty] | <a href="https://www.lutron.com/TechnicalDocumentLibrary/368-4493_Page_7.pdf" target="_blank">Tech Drawing</a> | [25 empty] | 39122206 | [13 empty] | <a href="https://www.lutron.com/TechnicalDocumentLibrary/369-119_Wallbox_Warranty.pdf" target="_blank">Warranty Information</a> |  |  |  |  | 0.250 L | [14 empty] | 0 | 0 | 0 | 0 | Lighting Fixtures | 2016-07-15 14:13 | 2024-07-20 11:16 | 0000-00-00 00:00:00 | 2024-07-20 11:16 | 0000-00-00 00:00:00
1 | Lutron Electronics | AYCL-153PH-IV | 4460-5502 | 4460 | 5502 | Lutron Electronics | Ecom_AYCL-153P-IV_nowallplate.jpeg | 27557826044 | ARIADNI CFL/LED DIMMER IVORY CLAM | Ariadni LED+ Dimmer, LED, Incandescent/Halogen, 3-way/single-pole, 150W LED or 600W inc/hal clamshell packaging in ivory |  | 4 | 6 |  | Ecom_AYCL-153P-IV_nowallplate.jpeg | http://grandbrass.xologic.com/vendors/4460/large/Ecom_AYCL-153P-IV_nowallplate.jpeg | [47 empty] | 0 | 0 | 0 | [6 empty] | 0 | 1 | 1 | EA | 1 | Lighting Controls | [7 empty] | White | [16 empty] | Traditional |  |  | Dimmers | [242 empty] | <a href="https://www.lutron.com/TechnicalDocumentLibrary/0301870.pdf" target="_blank">Installation Instructions</a> | [23 empty] | 2.000 DW |  |  | 2.4600 IN | [89 empty] | 1.000 EA | 1.000 EA | [35 empty] | No | [42 empty] | https://www.lutron.com/TechnicalDocumentLibrary/369686.pdf | [7 empty] | Shelf Stock | [13 empty] | <a href="https://www.lutron.com/TechnicalDocumentLibrary/368-4493_Page_7.pdf" target="_blank">Tech Drawing</a> | [25 empty] | 39122206 | [13 empty] | <a href="https://www.lutron.com/TechnicalDocumentLibrary/369-119_Wallbox_Warranty.pdf" target="_blank">Warranty Information</a> |  |  |  |  | 0.250 L | [14 empty] | 0 | 0 | 0 | 0 | Lighting Fixtures | 2016-07-15 14:13 | 2024-07-20 11:12 | 0000-00-00 00:00:00 | 2024-07-20 11:12 | 0000-00-00 00:00:00 | [6 empty] | Ivory
1 | Lutron Electronics | DVWCL-153PH-LA | 4460-5573 | 4460 | 5573 | Lutron Electronics | Ecom_DVWCL-153PH-LA_WithWallplate.jpeg | 27557842600 | DIVA W/ FP CFL 3WAY LO LIGHT ALMOND | Diva LED+ Dimmer - Gloss Finish, LED, Incandescent/Halogen, 3-way/single-pole dimmer with wallplate, clamshell packaging, 150W LED or 600W inc/hal in light almond |  | 6.2 | 2.5 |  | Ecom_DVWCL-153PH-LA_WithWallplate.jpeg | http://grandbrass.xologic.com/vendors/4460/large/Ecom_DVWCL-153PH-LA_WithWallplate.jpeg | [47 empty] | 0 | 0 | 0 | [6 empty] | 0 | 1 | 1 | EA | 1 | Lighting Controls | [7 empty] | White | [16 empty] | Traditional |  |  | Dimmers | [242 empty] | <a href="https://www.lutron.com/TechnicalDocumentLibrary/0301882.pdf" target="_blank">Installation Instructions</a> | [23 empty] | 10.000 DW |  |  | 7.0000 IN | [89 empty] | 1.000 EA | 1.000 EA | [35 empty] | No | [42 empty] | https://www.lutron.com/TechnicalDocumentLibrary/369682.pdf | [7 empty] | Shelf Stock | [13 empty] | <a href="https://www.lutron.com/TechnicalDocumentLibrary/368-4493_Page_5.pdf" target="_blank">Tech Drawing</a> | [25 empty] | 39122206 | [13 empty] | <a href="https://www.lutron.com/TechnicalDocumentLibrary/369-119_Wallbox_Warranty.pdf" target="_blank">Warranty Information</a> |  |  |  |  | 0.270 L | [14 empty] | 0 | 0 | 0 | 0 | Lighting Fixtures | 2016-07-15 14:15 | 2024-07-20 11:19 | 0000-00-00 00:00:00 | 2024-07-20 11:19 | 0000-00-00 00:00:00
1 | Lutron Electronics | LRF2-VCR2B-P-WH | 4460-5574 | 4460 | 5574 | Lutron Electronics | LRF2-VCR2B-P-WH.jpg | 27557831987 | LUTRON VACANCY SENSOR | Radio Powr Savr Wireless Vacancy Sensor, Ceiling-mount, 434 MHz, White finish |  | 2.25 | 4.5 |  | LRF2-VCR2B-P-WH.jpg | http://grandbrass.xologic.com/vendors/4460/large/LRF2-VCR2B-P-WH.jpg | [47 empty] | 0 | 0 | 0 | [6 empty] | 0 | 1 | 1 | EA | 1 | Lighting Controls | [7 empty] | White | [16 empty] | Traditional |  |  | Other Lighting Controls | [49 empty] | <a href="https://www.lutron.com/TechnicalDocumentLibrary/Retrofit%20Solutions%20367-1767.pdf" target="_blank">Manufacturer Brochure</a> | [192 empty] | <a href="https://www.lutron.com/TechnicalDocumentLibrary/041754.pdf" target="_blank">Installation Instructions</a> | [23 empty] | 75.000 DW |  |  | 2.2500 IN | [89 empty] | 1.000 EA | 1.000 EA | [35 empty] | No | [42 empty] | https://www.lutron.com/TechnicalDocumentLibrary/369480_SPA.pdf | [7 empty] | Shelf Stock | [39 empty] | 39122230 | [6 empty] | <a href="https://www.lutron.com/Service-Support/Technical/Pages/UserGuides.aspx" target="_blank">Product Video Clip</a> | [6 empty] | <a href="https://www.lutron.com/TechnicalDocumentLibrary/Sensor_Warranty.pdf" target="_blank">Warranty Information</a> |  |  |  |  | 0.300 L | [14 empty] | 0 | 0 | 0 | 0 | Lighting Fixtures | 2016-07-15 14:15 | 2024-07-20 11:11 | 0000-00-00 00:00:00 | 2024-07-20 11:11 | 0000-00-00 00:00:00 | [6 empty] | White
1 | Lutron Electronics | L-CRMK-WH | 4460-5581 | 4460 | 5581 | Lutron Electronics | L-CRMK-WH.jpg | 27557846448 | LRF CEILING RECESS MOUNT | Radio Powr Savr Occupancy/vacancy sensor, CLNG-mount recess-mounting bracket |  | 5.25 | 3.75 |  | L-CRMK-WH.jpg | http://grandbrass.xologic.com/vendors/4460/large/L-CRMK-WH.jpg | [47 empty] | 0 | 0 | 0 | [6 empty] | 0 | 1 | 1 | EA | 1 | Specialty Items | [7 empty] | White | [19 empty] | Lighting Accessories | [242 empty] | <a href="https://www.lutron.com/TechnicalDocumentLibrary/041335.pdf" target="_blank">Installation Instructions</a> | [23 empty] | 10.000 DW |  |  | 5.3000 IN | [89 empty] | 1.000 EA | 1.000 EA | [35 empty] | No | [42 empty] | https://www.lutron.com/TechnicalDocumentLibrary/369480_SPA.pdf | [7 empty] | Shelf Stock | [39 empty] | 39122221 | [13 empty] | <a href="https://www.lutron.com/TechnicalDocumentLibrary/Sensor_Warranty.pdf" target="_blank">Warranty Information</a> |  |  |  |  | 0.200 L | [14 empty] | 0 | 0 | 0 | 0 | Lighting Fixtures | 2016-07-15 14:15 | 2024-07-20 11:42 | 0000-00-00 00:00:00 | 2024-07-20 11:42 | 0000-00-00 00:00:00 | [6 empty] | White
1 | Lutron Electronics | L-CMDPIRKIT | 4460-5583 | 4460 | 5583 | Lutron Electronics | L-CMDPIRKIT.jpg | 27557844376 | COMMAND STRIP AND LENS | Radio Powr Savr Occupancy/vacancy sensor, CLNG-mount sensor lens masking kit |  | 2.3 | 4.5 |  | L-CMDPIRKIT.jpg | http://grandbrass.xologic.com/vendors/4460/large/L-CMDPIRKIT.jpg | [47 empty] | 0 | 0 | 0 | [6 empty] | 0 | 1 | 1 | EA | 1 | Specialty Items | [27 empty] | Lighting Accessories | [242 empty] | <a href="https://www.lutron.com/TechnicalDocumentLibrary/041-326.pdf" target="_blank">Installation Instructions</a> | [23 empty] | 15.000 DW |  |  | 2.3000 IN | [89 empty] | 1.000 EA | 1.000 EA | [35 empty] | No | [42 empty] | https://www.lutron.com/TechnicalDocumentLibrary/369480_SPA.pdf | [7 empty] | Shelf Stock | [39 empty] | 39122221 | [13 empty] | <a href="https://www.lutron.com/TechnicalDocumentLibrary/Sensor_Warranty.pdf" target="_blank">Warranty Information</a> |  |  |  |  | 0.100 L | [14 empty] | 0 | 0 | 0 | 0 | Lighting Fixtures | 2016-07-15 14:15 | 2024-07-20 11:16 | 0000-00-00 00:00:00 | 2024-07-20 11:16 | 0000-00-00 00:00:00
1 | Lutron Electronics | PX-2B-GWH-I01 | 4460-5614 | 4460 | 5614 | Lutron Electronics | PX-2B-GWH-I01.jpg | 27557846479 | PICO WIRED 2 BUTTON GLOSS WHITE | Pico Wired Control, Gloss Finish, 2-button, light icon in white |  | 2.3 | 4.5 |  | PX-2B-GWH-I01.jpg | http://grandbrass.xologic.com/vendors/4460/large/PX-2B-GWH-I01.jpg | [47 empty] | 0 | 0 | 0 | [6 empty] | 0 | 1 | 1 | EA | 1 | Lighting Controls | [7 empty] | White | [19 empty] | Other Lighting Controls | [242 empty] | <a href="https://www.lutron.com/TechnicalDocumentLibrary/031398.pdf" target="_blank">Installation Instructions</a> | [23 empty] | 10.000 DW |  |  | 2.3000 IN | [89 empty] | 1.000 EA | 1.000 EA | [35 empty] | No | [42 empty] | https://www.lutron.com/TechnicalDocumentLibrary/369439_Pico_Wired_Spec.pdf | [7 empty] | Shelf Stock | [39 empty] | 52161525 | [13 empty] | <a href="https://www.lutron.com/TechnicalDocumentLibrary/369-119_Wallbox_Warranty.pdf" target="_blank">Warranty Information</a> |  |  |  |  | 0.250 L | [14 empty] | 0 | 0 | 0 | 0 | Lighting Fixtures | 2016-07-15 14:16 | 2024-07-20 11:17 | 0000-00-00 00:00:00 | 2024-07-20 11:17 | 0000-00-00 00:00:00
1 | Lutron Electronics | PX-2B-GWG-I01 | 4460-5615 | 4460 | 5615 | Lutron Electronics | PX-2B-GWG-I01.jpg | 27557846523 | PICO WIRED 2 BUTTON GLOSS WHITE/GRAY | Pico Wired Control, Gloss Finish, 2-button, light icon, in white/gray |  | 2.3 | 4.5 |  | PX-2B-GWG-I01.jpg | http://grandbrass.xologic.com/vendors/4460/large/PX-2B-GWG-I01.jpg | [47 empty] | 0 | 0 | 0 | [6 empty] | 0 | 1 | 1 | EA | 1 | Lighting Controls | [7 empty] | White | [19 empty] | Other Lighting Controls | [242 empty] | <a href="https://www.lutron.com/TechnicalDocumentLibrary/031398.pdf" target="_blank">Installation Instructions</a> | [23 empty] | 10.000 DW |  |  | 2.3000 IN | [89 empty] | 1.000 EA | 1.000 EA | [35 empty] | No | [42 empty] | https://www.lutron.com/TechnicalDocumentLibrary/369439_Pico_Wired_Spec.pdf | [7 empty] | Shelf Stock | [39 empty] | 52161525 | [13 empty] | <a href="https://www.lutron.com/TechnicalDocumentLibrary/369-119_Wallbox_Warranty.pdf" target="_blank">Warranty Information</a> |  |  |  |  | 0.250 L | [14 empty] | 0 | 0 | 0 | 0 | Lighting Fixtures | 2016-07-15 14:16 | 2024-07-20 11:11 | 0000-00-00 00:00:00 | 2024-07-20 11:11 | 0000-00-00 00:00:00
1 | Lutron Electronics | LRF2-OCR2B-P-WH | 4460-5631 | 4460 | 5631 | Lutron Electronics | LRF2-OCR2B-P-WH.jpg | 27557831970 | LUTRON OCCUPANCY SENSOR | Radio Powr Savr Wireless Occupancy/Vacancy Sensor, Ceiling-mount, 434 MHz, White finish |  | 2.25 | 4.5 |  | LRF2-OCR2B-P-WH.jpg | http://grandbrass.xologic.com/vendors/4460/large/LRF2-OCR2B-P-WH.jpg | [47 empty] | 0 | 0 | 0 | [6 empty] | 0 | 1 | 1 | EA | 1 | Lighting Controls | [7 empty] | White | [16 empty] | Traditional |  |  | Other Lighting Controls | [49 empty] | <a href="https://www.lutron.com/TechnicalDocumentLibrary/Retrofit%20Solutions%20367-1767.pdf" target="_blank">Manufacturer Brochure</a> | [192 empty] | <a href="https://www.lutron.com/TechnicalDocumentLibrary/041754.pdf" target="_blank">Installation Instructions</a> | [23 empty] | 65.000 DW |  |  | 2.2500 IN | [89 empty] | 1.000 EA | 1.000 EA | [35 empty] | No | [42 empty] | https://www.lutron.com/TechnicalDocumentLibrary/369480_SPA.pdf | [7 empty] | Shelf Stock | [39 empty] | 39122230 | [6 empty] | <a href="https://www.lutron.com/Service-Support/Technical/Pages/UserGuides.aspx" target="_blank">Product Video Clip</a> | [6 empty] | <a href="https://www.lutron.com/TechnicalDocumentLibrary/Sensor_Warranty.pdf" target="_blank">Warranty Information</a> |  |  |  |  | 0.300 L | [14 empty] | 0 | 0 | 0 | 0 | Lighting Fixtures | 2016-07-15 14:17 | 2024-07-20 11:13 | 0000-00-00 00:00:00 | 2024-07-20 11:13 | 0000-00-00 00:00:00 | [6 empty] | White
4 | Lutron Electronics | QSE-IO | 4460-5632 | 4460 | 5632 | Lutron Electronics | QSE-IO.jpg | 27557613231 | GRAFIK EYE QSE IO INTERF | Lutron QS contact closure input/output interface, 24 V DC, 60 mA |  | 6.9 | 2.6 |  | QSE-IO.jpg | http://grandbrass.xologic.com/vendors/4460/large/QSE-IO.jpg | [47 empty] | 0 | 0 | 0 | [6 empty] | 0 | 1 | 1 | EA | 1 | Specialty Items |  |  | Control And Automation |  | Programmable Control |  | Programmable Logic Controller Module | [20 empty] | Other Specialty Items | [242 empty] | <a href="https://www.lutron.com/TechnicalDocumentLibrary/040245aENG.pdf" target="_blank">Installation Instructions</a> | [23 empty] | 10.000 DW |  |  | 9.2000 IN | [89 empty] | 1.000 EA | 1.000 EA | [35 empty] | No | [42 empty] | https://www.lutron.com/TechnicalDocumentLibrary/qse-io.pdf | [7 empty] | Shelf Stock | [39 empty] | 32151705 | [13 empty] | <a href="https://www.lutron.com/TechnicalDocumentLibrary/3601201A_Commercial_Limited_Warranty.pdf" target="_blank">Warranty Information</a> |  |  |  |  | 1.000 L | [14 empty] | 0 | 0 | 0 | 0 | Electrical | 2016-07-15 14:17 | 2024-07-20 11:15 | 0000-00-00 00:00:00 | 2025-11-29 02:00 | 0000-00-00 00:00:00
4 | Lutron Electronics | QSE-CI-DMX | 4460-5633 | 4460 | 5633 | Lutron Electronics | QSE-CI-DMX.jpg | 27557624565 | QS DMX-512 OUTPUT INTERFACE | Lutron QS DMX control interface, 24 V DC, 60 mA |  | 7 | 2.6 |  | QSE-CI-DMX.jpg | http://grandbrass.xologic.com/vendors/4460/large/QSE-CI-DMX.jpg | [47 empty] | 0 | 0 | 0 | [6 empty] | 0 | 1 | 1 | EA | 1 | Specialty Items |  |  | Control And Automation |  | Controls And Accessories |  | Electrical Control Modules | [20 empty] | Other Specialty Items | [242 empty] | <a href="https://www.lutron.com/TechnicalDocumentLibrary/040439.pdf" target="_blank">Installation Instructions</a> | [23 empty] | 15.000 DW |  |  | 9.3000 IN | [89 empty] | 1.000 EA | 1.000 EA | [35 empty] | No | [42 empty] | https://www.lutron.com/TechnicalDocumentLibrary/369372_QSE-CI-DMX.pdf | [7 empty] | Shelf Stock | [39 empty] | 39121552 | [13 empty] | <a href="https://www.lutron.com/TechnicalDocumentLibrary/3601201A_Commercial_Limited_Warranty.pdf" target="_blank">Warranty Information</a> |  |  |  |  | 0.900 L | [14 empty] | 0 | 0 | 0 | 0 | Electrical | 2016-07-15 14:17 | 2024-07-20 11:20 | 0000-00-00 00:00:00 | 2025-11-29 02:00 | 0000-00-00 00:00:00
1 | Lutron Electronics | RRD-W3BSRL-AL | 4460-5637 | 4460 | 5637 | Lutron Electronics | RRD-W3BSRL-WH_lo.jpg | 27557988735 | RA2 3BSRL WALL KEYPAD ALMOND | Lutron RadioRA 2 seeTouch Wall Mount Designer Keypad, 3 Button with Raise/Lower - Almond |  | 5.2 | 5.4 |  | RRD-W3BSRL-WH_lo.jpg | http://grandbrass.xologic.com/vendors/4460/large/RRD-W3BSRL-WH_lo.jpg | [47 empty] | 0 | 0 | 0 | [6 empty] | 0 | 1 | 1 | EA | 1 | Lighting Controls | [27 empty] | Other Lighting Controls | [242 empty] | <a href="https://www.lutron.com/TechnicalDocumentLibrary/044352.pdf" target="_blank">Installation Instructions</a> | [23 empty] | 25.000 DW |  |  | 4.0000 IN | [89 empty] | 1.000 EA | 1.000 EA | [35 empty] | No | [42 empty] | https://www.lutron.com/TechnicalDocumentLibrary/369221_ENG.pdf | [7 empty] | Shelf Stock | [39 empty] | 52161525 | [6 empty] | <a href="https://lutron.widen.net/content/4y4cm6o0wa/mp4/RadioRA-3-Processor-Video.mp4?w=2048" target="_blank">Product Video Clip</a> | [6 empty] | <a href="https://www.lutron.com/TechnicalDocumentLibrary/043492.pdf" target="_blank">Warranty Information</a> |  |  |  |  | 0.500 L | [14 empty] | 0 | 0 | 0 | 0 | Lighting Fixtures | 2016-07-15 14:17 | 2024-07-20 11:15 | 0000-00-00 00:00:00 | 2024-07-20 11:15 | 0000-00-00 00:00:00 | [6 empty] | Almond
1 | Lutron Electronics | RRD-W5BRL-IV | 4460-5644 | 4460 | 5644 | Lutron Electronics | RRD-W5BRL-WH_lo.jpg | 27557989107 | RA2 5BRL WALL KEYPAD IVORY | Lutron RadioRA 2 seeTouch Wall Mount Designer Keypad, 5 Button with Raise/Lower - Ivory |  | 5.2 | 5.4 |  | RRD-W5BRL-WH_lo.jpg | http://grandbrass.xologic.com/vendors/4460/large/RRD-W5BRL-WH_lo.jpg | [47 empty] | 0 | 0 | 0 | [6 empty] | 0 | 1 | 1 | EA | 1 | Lighting Controls | [7 empty] | White | [19 empty] | Other Lighting Controls | [242 empty] | <a href="https://www.lutron.com/TechnicalDocumentLibrary/044352.pdf" target="_blank">Installation Instructions</a> | [23 empty] | 25.000 DW |  |  | 4.0000 IN | [89 empty] | 1.000 EA | 1.000 EA | [35 empty] | No | [42 empty] | https://www.lutron.com/TechnicalDocumentLibrary/369221_ENG.pdf | [7 empty] | Shelf Stock | [39 empty] | 52161525 | [6 empty] | <a href="https://lutron.widen.net/content/4y4cm6o0wa/mp4/RadioRA-3-Processor-Video.mp4?w=2048" target="_blank">Product Video Clip</a> | [6 empty] | <a href="https://www.lutron.com/TechnicalDocumentLibrary/043492.pdf" target="_blank">Warranty Information</a> |  |  |  |  | 0.450 L | [14 empty] | 0 | 0 | 0 | 0 | Lighting Fixtures | 2016-07-15 14:17 | 2024-07-20 11:11 | 0000-00-00 00:00:00 | 2024-07-20 11:11 | 0000-00-00 00:00:00 | [6 empty] | Ivory
1 | Lutron Electronics | RRD-W5BRL-BR | 4460-5652 | 4460 | 5652 | Lutron Electronics | RRD-W5BRL-WH_lo.jpg | 27557989039 | RA2 5BRL WALL KEYPAD BROWN | Lutron RadioRA 2 seeTouch Wall Mount Designer Keypad, 5 Button with Raise/Lower - Brown |  | 5.2 | 5.4 |  | RRD-W5BRL-WH_lo.jpg | http://grandbrass.xologic.com/vendors/4460/large/RRD-W5BRL-WH_lo.jpg | [47 empty] | 0 | 0 | 0 | [6 empty] | 0 | 1 | 1 | EA | 1 | Lighting Controls | [7 empty] | Brown | [19 empty] | Other Lighting Controls | [242 empty] | <a href="https://www.lutron.com/TechnicalDocumentLibrary/044352.pdf" target="_blank">Installation Instructions</a> | [23 empty] | 25.000 DW |  |  | 4.0000 IN | [89 empty] | 1.000 EA | 1.000 EA | [35 empty] | No | [42 empty] | https://www.lutron.com/TechnicalDocumentLibrary/369221_ENG.pdf | [7 empty] | Shelf Stock | [39 empty] | 52161525 | [6 empty] | <a href="https://lutron.widen.net/content/4y4cm6o0wa/mp4/RadioRA-3-Processor-Video.mp4?w=2048" target="_blank">Product Video Clip</a> | [6 empty] | <a href="https://www.lutron.com/TechnicalDocumentLibrary/043492.pdf" target="_blank">Warranty Information</a> |  |  |  |  | 0.450 L | [14 empty] | 0 | 0 | 0 | 0 | Lighting Fixtures | 2016-07-15 14:18 | 2024-07-20 11:15 | 0000-00-00 00:00:00 | 2024-07-20 11:15 | 0000-00-00 00:00:00 | [6 empty] | Brown
1 | Lutron Electronics | RRD-W5BRL-TP | 4460-5653 | 4460 | 5653 | Lutron Electronics | RRD-W5BRL-WH_lo.jpg | 27557989220 | RA2 5BRL WALL KEYPAD TAUPE | Lutron RadioRA 2 seeTouch Wall Mount Designer Keypad, 5 Button with Raise/Lower - Taupe |  | 5.2 | 5.4 |  | RRD-W5BRL-WH_lo.jpg | http://grandbrass.xologic.com/vendors/4460/large/RRD-W5BRL-WH_lo.jpg | [47 empty] | 0 | 0 | 0 | [6 empty] | 0 | 1 | 1 | EA | 1 | Lighting Controls | [27 empty] | Other Lighting Controls | [242 empty] | <a href="https://www.lutron.com/TechnicalDocumentLibrary/044352.pdf" target="_blank">Installation Instructions</a> | [23 empty] | 25.000 DW |  |  | 4.0000 IN | [89 empty] | 1.000 EA | 1.000 EA | [35 empty] | No | [42 empty] | https://www.lutron.com/TechnicalDocumentLibrary/369221_ENG.pdf | [7 empty] | Shelf Stock | [39 empty] | 52161525 | [6 empty] | <a href="https://lutron.widen.net/content/4y4cm6o0wa/mp4/RadioRA-3-Processor-Video.mp4?w=2048" target="_blank">Product Video Clip</a> | [6 empty] | <a href="https://www.lutron.com/TechnicalDocumentLibrary/043492.pdf" target="_blank">Warranty Information</a> |  |  |  |  | 0.450 L | [14 empty] | 0 | 0 | 0 | 0 | Lighting Fixtures | 2016-07-15 14:18 | 2024-07-20 11:15 | 0000-00-00 00:00:00 | 2024-07-20 11:15 | 0000-00-00 00:00:00 | [6 empty] | Taupe
1 | Lutron Electronics | RRD-W4S-BR | 4460-5658 | 4460 | 5658 | Lutron Electronics | RRD-W4S-WH_lo.jpg | 27557989299 | RA2 4S WALL KEYPAD BROWN | Lutron RadioRA 2 seeTouch Wall Mount Designer Keypad, 4 Scene with Raise/Lower - Brown |  | 5.2 | 5.4 |  | RRD-W4S-WH_lo.jpg | http://grandbrass.xologic.com/vendors/4460/large/RRD-W4S-WH_lo.jpg | [47 empty] | 0 | 0 | 0 | [6 empty] | 0 | 1 | 1 | EA | 1 | Lighting Controls | [7 empty] | Brown | [19 empty] | Other Lighting Controls | [242 empty] | <a href="https://www.lutron.com/TechnicalDocumentLibrary/044352.pdf" target="_blank">Installation Instructions</a> | [23 empty] | 25.000 DW |  |  | 4.0000 IN | [89 empty] | 1.000 EA | 1.000 EA | [35 empty] | No | [42 empty] | https://www.lutron.com/TechnicalDocumentLibrary/369221_ENG.pdf | [7 empty] | Shelf Stock | [39 empty] | 52161525 | [6 empty] | <a href="https://lutron.widen.net/content/4y4cm6o0wa/mp4/RadioRA-3-Processor-Video.mp4?w=2048" target="_blank">Product Video Clip</a> | [6 empty] | <a href="https://www.lutron.com/TechnicalDocumentLibrary/043492.pdf" target="_blank">Warranty Information</a> |  |  |  |  | 0.500 L | [14 empty] | 0 | 0 | 0 | 0 | Lighting Fixtures | 2016-07-15 14:18 | 2024-07-20 11:16 | 0000-00-00 00:00:00 | 2024-07-20 11:16 | 0000-00-00 00:00:00 | [6 empty] | Brown
1 | Lutron Electronics | RRD-W5BRL-LA | 4460-5659 | 4460 | 5659 | Lutron Electronics | RRD-W5BRL-WH_lo.jpg | 27557989114 | RA2 5BRL WALL KEYPAD LIGHT ALMOND | Lutron RadioRA 2 seeTouch Wall Mount Designer Keypad, 5 Button with Raise/Lower - Light Almond |  | 5.2 | 5.4 |  | RRD-W5BRL-WH_lo.jpg | http://grandbrass.xologic.com/vendors/4460/large/RRD-W5BRL-WH_lo.jpg | [47 empty] | 0 | 0 | 0 | [6 empty] | 0 | 1 | 1 | EA | 1 | Lighting Controls | [27 empty] | Other Lighting Controls | [242 empty] | <a href="https://www.lutron.com/TechnicalDocumentLibrary/044352.pdf" target="_blank">Installation Instructions</a> | [23 empty] | 25.000 DW |  |  | 4.0000 IN | [89 empty] | 1.000 EA | 1.000 EA | [35 empty] | No | [42 empty] | https://www.lutron.com/TechnicalDocumentLibrary/369221_ENG.pdf | [7 empty] | Shelf Stock | [39 empty] | 52161525 | [6 empty] | <a href="https://lutron.widen.net/content/4y4cm6o0wa/mp4/RadioRA-3-Processor-Video.mp4?w=2048" target="_blank">Product Video Clip</a> | [6 empty] | <a href="https://www.lutron.com/TechnicalDocumentLibrary/043492.pdf" target="_blank">Warranty Information</a> |  |  |  |  | 0.450 L | [14 empty] | 0 | 0 | 0 | 0 | Lighting Fixtures | 2016-07-15 14:18 | 2024-07-20 11:18 | 0000-00-00 00:00:00 | 2024-07-20 11:18 | 0000-00-00 00:00:00
1 | Lutron Electronics | RRD-W4S-GR | 4460-5667 | 4460 | 5667 | Lutron Electronics | RRD-W4S-WH_lo.jpg | 27557989336 | RA2 4S WALL KEYPAD GRAY | Lutron RadioRA 2 seeTouch Wall Mount Designer Keypad, 4 Scene with Raise/Lower - Gray |  | 5.2 | 5.4 |  | RRD-W4S-WH_lo.jpg | http://grandbrass.xologic.com/vendors/4460/large/RRD-W4S-WH_lo.jpg | [47 empty] | 0 | 0 | 0 | [6 empty] | 0 | 1 | 1 | EA | 1 | Lighting Controls | [7 empty] | Gray | [19 empty] | Other Lighting Controls | [242 empty] | <a href="https://www.lutron.com/TechnicalDocumentLibrary/044352.pdf" target="_blank">Installation Instructions</a> | [23 empty] | 25.000 DW |  |  | 4.0000 IN | [89 empty] | 1.000 EA | 1.000 EA | [35 empty] | No | [42 empty] | https://www.lutron.com/TechnicalDocumentLibrary/369221_ENG.pdf | [7 empty] | Shelf Stock | [39 empty] | 52161525 | [6 empty] | <a href="https://lutron.widen.net/content/4y4cm6o0wa/mp4/RadioRA-3-Processor-Video.mp4?w=2048" target="_blank">Product Video Clip</a> | [6 empty] | <a href="https://www.lutron.com/TechnicalDocumentLibrary/043492.pdf" target="_blank">Warranty Information</a> |  |  |  |  | 0.500 L | [14 empty] | 0 | 0 | 0 | 0 | Lighting Fixtures | 2016-07-15 14:18 | 2024-07-20 11:15 | 0000-00-00 00:00:00 | 2024-07-20 11:15 | 0000-00-00 00:00:00 | [6 empty] | Gray
1 | Lutron Electronics | RRD-W4S-IV | 4460-5689 | 4460 | 5689 | Lutron Electronics | RRD-W4S-WH_lo.jpg | 27557989367 | RA2 4S WALL KEYPAD IVORY | Lutron RadioRA 2 seeTouch Wall Mount Designer Keypad, 4 Scene with Raise/Lower - Ivory |  | 5.2 | 5.4 |  | RRD-W4S-WH_lo.jpg | http://grandbrass.xologic.com/vendors/4460/large/RRD-W4S-WH_lo.jpg | [47 empty] | 0 | 0 | 0 | [6 empty] | 0 | 1 | 1 | EA | 1 | Lighting Controls | [7 empty] | White | [19 empty] | Other Lighting Controls | [242 empty] | <a href="https://www.lutron.com/TechnicalDocumentLibrary/044352.pdf" target="_blank">Installation Instructions</a> | [23 empty] | 25.000 DW |  |  | 4.0000 IN | [89 empty] | 1.000 EA | 1.000 EA | [35 empty] | No | [42 empty] | https://www.lutron.com/TechnicalDocumentLibrary/369221_ENG.pdf | [7 empty] | Shelf Stock | [39 empty] | 52161525 | [6 empty] | <a href="https://lutron.widen.net/content/4y4cm6o0wa/mp4/RadioRA-3-Processor-Video.mp4?w=2048" target="_blank">Product Video Clip</a> | [6 empty] | <a href="https://www.lutron.com/TechnicalDocumentLibrary/043492.pdf" target="_blank">Warranty Information</a> |  |  |  |  | 0.500 L | [14 empty] | 0 | 0 | 0 | 0 | Lighting Fixtures | 2016-07-15 14:19 | 2024-07-20 11:19 | 0000-00-00 00:00:00 | 2024-07-20 11:19 | 0000-00-00 00:00:00 | [6 empty] | Ivory
1 | Lutron Electronics | RRD-W3BSRL-GR | 4460-5692 | 4460 | 5692 | Lutron Electronics | RRD-W3BSRL-WH_lo.jpg | 27557988810 | RA2 3BSRL WALL KEYPAD GRAY | Lutron RadioRA 2 seeTouch Wall Mount Designer Keypad, 3 Button with Raise/Lower - Gray |  | 5.2 | 5.4 |  | RRD-W3BSRL-WH_lo.jpg | http://grandbrass.xologic.com/vendors/4460/large/RRD-W3BSRL-WH_lo.jpg | [47 empty] | 0 | 0 | 0 | [6 empty] | 0 | 1 | 1 | EA | 1 | Lighting Controls | [7 empty] | Gray | [19 empty] | Other Lighting Controls | [242 empty] | <a href="https://www.lutron.com/TechnicalDocumentLibrary/044352.pdf" target="_blank">Installation Instructions</a> | [23 empty] | 25.000 DW |  |  | 4.0000 IN | [89 empty] | 1.000 EA | 1.000 EA | [35 empty] | No | [42 empty] | https://www.lutron.com/TechnicalDocumentLibrary/369221_ENG.pdf | [7 empty] | Shelf Stock | [39 empty] | 52161525 | [6 empty] | <a href="https://lutron.widen.net/content/4y4cm6o0wa/mp4/RadioRA-3-Processor-Video.mp4?w=2048" target="_blank">Product Video Clip</a> | [6 empty] | <a href="https://www.lutron.com/TechnicalDocumentLibrary/043492.pdf" target="_blank">Warranty Information</a> |  |  |  |  | 0.500 L | [14 empty] | 0 | 0 | 0 | 0 | Lighting Fixtures | 2016-07-15 14:19 | 2024-07-20 11:18 | 0000-00-00 00:00:00 | 2024-07-20 11:18 | 0000-00-00 00:00:00 | [6 empty] | Gray
1 | Lutron Electronics | RRD-W5BRL-MN | 4460-5712 | 4460 | 5712 | Lutron Electronics | RRD-W5BRL-WH_lo.jpg | 27557989138 | RA2 5BRL WALL KEYPAD MIDNIGHT | Lutron RadioRA 2 seeTouch Wall Mount Designer Keypad, 5 Button with Raise/Lower - Midnight |  | 5.2 | 5.4 |  | RRD-W5BRL-WH_lo.jpg | http://grandbrass.xologic.com/vendors/4460/large/RRD-W5BRL-WH_lo.jpg | [47 empty] | 0 | 0 | 0 | [6 empty] | 0 | 1 | 1 | EA | 1 | Lighting Controls | [27 empty] | Other Lighting Controls | [242 empty] | <a href="https://www.lutron.com/TechnicalDocumentLibrary/044352.pdf" target="_blank">Installation Instructions</a> | [23 empty] | 25.000 DW |  |  | 4.0000 IN | [89 empty] | 1.000 EA | 1.000 EA | [35 empty] | No | [42 empty] | https://www.lutron.com/TechnicalDocumentLibrary/369221_ENG.pdf | [7 empty] | Shelf Stock | [39 empty] | 52161525 | [6 empty] | <a href="https://lutron.widen.net/content/4y4cm6o0wa/mp4/RadioRA-3-Processor-Video.mp4?w=2048" target="_blank">Product Video Clip</a> | [6 empty] | <a href="https://www.lutron.com/TechnicalDocumentLibrary/043492.pdf" target="_blank">Warranty Information</a> |  |  |  |  | 0.450 L | [14 empty] | 0 | 0 | 0 | 0 | Lighting Fixtures | 2016-07-15 14:20 | 2024-07-20 11:16 | 0000-00-00 00:00:00 | 2024-07-20 11:16 | 0000-00-00 00:00:00 | [6 empty] | Midnight
1 | Lutron Electronics | RRD-W4S-TP | 4460-5726 | 4460 | 5726 | Lutron Electronics | RRD-W4S-WH_lo.jpg | 27557989480 | RA2 4S WALL KEYPAD TAUPE | Lutron RadioRA 2 seeTouch Wall Mount Designer Keypad, 4 Scene with Raise/Lower - Taupe |  | 5.2 | 5.4 |  | RRD-W4S-WH_lo.jpg | http://grandbrass.xologic.com/vendors/4460/large/RRD-W4S-WH_lo.jpg | [47 empty] | 0 | 0 | 0 | [6 empty] | 0 | 1 | 1 | EA | 1 | Lighting Controls | [27 empty] | Other Lighting Controls | [242 empty] | <a href="https://www.lutron.com/TechnicalDocumentLibrary/044352.pdf" target="_blank">Installation Instructions</a> | [23 empty] | 25.000 DW |  |  | 4.0000 IN | [89 empty] | 1.000 EA | 1.000 EA | [35 empty] | No | [42 empty] | https://www.lutron.com/TechnicalDocumentLibrary/369221_ENG.pdf | [7 empty] | Shelf Stock | [39 empty] | 52161525 | [6 empty] | <a href="https://lutron.widen.net/content/4y4cm6o0wa/mp4/RadioRA-3-Processor-Video.mp4?w=2048" target="_blank">Product Video Clip</a> | [6 empty] | <a href="https://www.lutron.com/TechnicalDocumentLibrary/043492.pdf" target="_blank">Warranty Information</a> |  |  |  |  | 0.500 L | [14 empty] | 0 | 0 | 0 | 0 | Lighting Fixtures | 2016-07-15 14:20 | 2024-07-20 11:16 | 0000-00-00 00:00:00 | 2024-07-20 11:16 | 0000-00-00 00:00:00 | [6 empty] | Taupe
1 | Lutron Electronics | RRD-W3BSRL-BI | 4460-5753 | 4460 | 5753 | Lutron Electronics | RRD-W3BSRL-WH_lo.jpg | 27557988759 | RA2 3BSRL WALL KEYPAD BISCUIT | Lutron RadioRA 2 seeTouch Wall Mount Designer Keypad, 3 Button with Raise/Lower - Biscuit |  | 5.2 | 5.4 |  | RRD-W3BSRL-WH_lo.jpg | http://grandbrass.xologic.com/vendors/4460/large/RRD-W3BSRL-WH_lo.jpg | [47 empty] | 0 | 0 | 0 | [6 empty] | 0 | 1 | 1 | EA | 1 | Lighting Controls | [7 empty] | Brown | [19 empty] | Other Lighting Controls | [242 empty] | <a href="https://www.lutron.com/TechnicalDocumentLibrary/044352.pdf" target="_blank">Installation Instructions</a> | [23 empty] | 25.000 DW |  |  | 4.0000 IN | [89 empty] | 1.000 EA | 1.000 EA | [35 empty] | No | [42 empty] | https://www.lutron.com/TechnicalDocumentLibrary/369221_ENG.pdf | [7 empty] | Shelf Stock | [39 empty] | 52161525 | [6 empty] | <a href="https://lutron.widen.net/content/4y4cm6o0wa/mp4/RadioRA-3-Processor-Video.mp4?w=2048" target="_blank">Product Video Clip</a> | [6 empty] | <a href="https://www.lutron.com/TechnicalDocumentLibrary/043492.pdf" target="_blank">Warranty Information</a> |  |  |  |  | 0.500 L | [14 empty] | 0 | 0 | 0 | 0 | Lighting Fixtures | 2016-07-15 14:21 | 2024-07-20 11:15 | 0000-00-00 00:00:00 | 2024-07-20 11:15 | 0000-00-00 00:00:00 | [6 empty] | Biscuit
1 | Lutron Electronics | RRD-W4S-AL | 4460-5770 | 4460 | 5770 | Lutron Electronics | RRD-W4S-WH_lo.jpg | 27557989251 | RA2 4S WALL KEYPAD ALMOND | Lutron RadioRA 2 seeTouch Wall Mount Designer Keypad, 4 Scene with Raise/Lower - Almond |  | 5.2 | 5.4 |  | RRD-W4S-WH_lo.jpg | http://grandbrass.xologic.com/vendors/4460/large/RRD-W4S-WH_lo.jpg | [47 empty] | 0 | 0 | 0 | [6 empty] | 0 | 1 | 1 | EA | 1 | Lighting Controls | [27 empty] | Other Lighting Controls | [242 empty] | <a href="https://www.lutron.com/TechnicalDocumentLibrary/044352.pdf" target="_blank">Installation Instructions</a> | [23 empty] | 25.000 DW |  |  | 4.0000 IN | [89 empty] | 1.000 EA | 1.000 EA | [35 empty] | No | [42 empty] | https://www.lutron.com/TechnicalDocumentLibrary/369221_ENG.pdf | [7 empty] | Shelf Stock | [39 empty] | 52161525 | [6 empty] | <a href="https://lutron.widen.net/content/4y4cm6o0wa/mp4/RadioRA-3-Processor-Video.mp4?w=2048" target="_blank">Product Video Clip</a> | [6 empty] | <a href="https://www.lutron.com/TechnicalDocumentLibrary/043492.pdf" target="_blank">Warranty Information</a> |  |  |  |  | 0.500 L | [14 empty] | 0 | 0 | 0 | 0 | Lighting Fixtures | 2016-07-15 14:21 | 2024-07-20 11:16 | 0000-00-00 00:00:00 | 2024-07-20 11:16 | 0000-00-00 00:00:00 | [6 empty] | Almond
1 | Lutron Electronics | RRD-W3BSRL-MN | 4460-5771 | 4460 | 5771 | Lutron Electronics | RRD-W3BSRL-WH_lo.jpg | 27557988872 | RA2 3BSRL WALL KEYPAD MIDNIGHT | Lutron RadioRA 2 seeTouch Wall Mount Designer Keypad, 3 Button with Raise/Lower - Midnight |  | 5.2 | 5.4 |  | RRD-W3BSRL-WH_lo.jpg | http://grandbrass.xologic.com/vendors/4460/large/RRD-W3BSRL-WH_lo.jpg | [47 empty] | 0 | 0 | 0 | [6 empty] | 0 | 1 | 1 | EA | 1 | Lighting Controls | [27 empty] | Other Lighting Controls | [242 empty] | <a href="https://www.lutron.com/TechnicalDocumentLibrary/044352.pdf" target="_blank">Installation Instructions</a> | [23 empty] | 25.000 DW |  |  | 4.0000 IN | [89 empty] | 1.000 EA | 1.000 EA | [35 empty] | No | [42 empty] | https://www.lutron.com/TechnicalDocumentLibrary/369221_ENG.pdf | [7 empty] | Shelf Stock | [39 empty] | 52161525 | [6 empty] | <a href="https://lutron.widen.net/content/4y4cm6o0wa/mp4/RadioRA-3-Processor-Video.mp4?w=2048" target="_blank">Product Video Clip</a> | [6 empty] | <a href="https://www.lutron.com/TechnicalDocumentLibrary/043492.pdf" target="_blank">Warranty Information</a> |  |  |  |  | 0.500 L | [14 empty] | 0 | 0 | 0 | 0 | Lighting Fixtures | 2016-07-15 14:21 | 2024-07-20 11:20 | 0000-00-00 00:00:00 | 2024-07-20 11:20 | 0000-00-00 00:00:00 | [6 empty] | Midnight
1 | Lutron Electronics | RRD-W5BRL-PD | 4460-5773 | 4460 | 5773 | Lutron Electronics | RRD-W5BRL-WH_lo.jpg | 27557989169 | RA2 5BRL WALL KEYPAD PALLADIUM | Lutron RadioRA 2 seeTouch Wall Mount Designer Keypad, 5 Button with Raise/Lower - Palladiom |  | 5.2 | 5.4 |  | RRD-W5BRL-WH_lo.jpg | http://grandbrass.xologic.com/vendors/4460/large/RRD-W5BRL-WH_lo.jpg | [47 empty] | 0 | 0 | 0 | [6 empty] | 0 | 1 | 1 | EA | 1 | Lighting Controls | [27 empty] | Other Lighting Controls | [242 empty] | <a href="https://www.lutron.com/TechnicalDocumentLibrary/044352.pdf" target="_blank">Installation Instructions</a> | [23 empty] | 25.000 DW |  |  | 4.0000 IN | [89 empty] | 1.000 EA | 1.000 EA | [35 empty] | No | [42 empty] | https://www.lutron.com/TechnicalDocumentLibrary/369221_ENG.pdf | [7 empty] | Shelf Stock | [39 empty] | 52161525 | [6 empty] | <a href="https://lutron.widen.net/content/4y4cm6o0wa/mp4/RadioRA-3-Processor-Video.mp4?w=2048" target="_blank">Product Video Clip</a> | [6 empty] | <a href="https://www.lutron.com/TechnicalDocumentLibrary/043492.pdf" target="_blank">Warranty Information</a> |  |  |  |  | 0.450 L | [14 empty] | 0 | 0 | 0 | 0 | Lighting Fixtures | 2016-07-15 14:22 | 2024-07-20 11:19 | 0000-00-00 00:00:00 | 2024-07-20 11:19 | 0000-00-00 00:00:00 | [6 empty] | Palladium
1 | Lutron Electronics | RRD-W4S-BI | 4460-5782 | 4460 | 5782 | Lutron Electronics | RRD-W4S-WH_lo.jpg | 27557989275 | RA2 4S WALL KEYPAD BISCUIT | Lutron RadioRA 2 seeTouch Wall Mount Designer Keypad, 4 Scene with Raise/Lower - Biscuit |  | 5.2 | 5.4 |  | RRD-W4S-WH_lo.jpg | http://grandbrass.xologic.com/vendors/4460/large/RRD-W4S-WH_lo.jpg | [47 empty] | 0 | 0 | 0 | [6 empty] | 0 | 1 | 1 | EA | 1 | Lighting Controls | [7 empty] | Brown | [19 empty] | Other Lighting Controls | [242 empty] | <a href="https://www.lutron.com/TechnicalDocumentLibrary/044352.pdf" target="_blank">Installation Instructions</a> | [23 empty] | 25.000 DW |  |  | 4.0000 IN | [89 empty] | 1.000 EA | 1.000 EA | [35 empty] | No | [42 empty] | https://www.lutron.com/TechnicalDocumentLibrary/369221_ENG.pdf | [7 empty] | Shelf Stock | [39 empty] | 52161525 | [6 empty] | <a href="https://lutron.widen.net/content/4y4cm6o0wa/mp4/RadioRA-3-Processor-Video.mp4?w=2048" target="_blank">Product Video Clip</a> | [6 empty] | <a href="https://www.lutron.com/TechnicalDocumentLibrary/043492.pdf" target="_blank">Warranty Information</a> |  |  |  |  | 0.500 L | [14 empty] | 0 | 0 | 0 | 0 | Lighting Fixtures | 2016-07-15 14:22 | 2024-07-20 11:19 | 0000-00-00 00:00:00 | 2024-07-20 11:19 | 0000-00-00 00:00:00 | [6 empty] | Biscuit
1 | Lutron Electronics | RRD-W4S-MN | 4460-5804 | 4460 | 5804 | Lutron Electronics | RRD-W4S-WH_lo.jpg | 27557989398 | RA2 4S WALL KEYPAD MIDNIGHT | Lutron RadioRA 2 seeTouch Wall Mount Designer Keypad, 4 Scene with Raise/Lower - Midnight |  | 5.2 | 5.4 |  | RRD-W4S-WH_lo.jpg | http://grandbrass.xologic.com/vendors/4460/large/RRD-W4S-WH_lo.jpg | [47 empty] | 0 | 0 | 0 | [6 empty] | 0 | 1 | 1 | EA | 1 | Lighting Controls | [27 empty] | Other Lighting Controls | [242 empty] | <a href="https://www.lutron.com/TechnicalDocumentLibrary/044352.pdf" target="_blank">Installation Instructions</a> | [23 empty] | 25.000 DW |  |  | 4.0000 IN | [89 empty] | 1.000 EA | 1.000 EA | [35 empty] | No | [42 empty] | https://www.lutron.com/TechnicalDocumentLibrary/369221_ENG.pdf | [7 empty] | Shelf Stock | [39 empty] | 52161525 | [6 empty] | <a href="https://lutron.widen.net/content/4y4cm6o0wa/mp4/RadioRA-3-Processor-Video.mp4?w=2048" target="_blank">Product Video Clip</a> | [6 empty] | <a href="https://www.lutron.com/TechnicalDocumentLibrary/043492.pdf" target="_blank">Warranty Information</a> |  |  |  |  | 0.500 L | [14 empty] | 0 | 0 | 0 | 0 | Lighting Fixtures | 2016-07-15 14:22 | 2024-07-20 11:42 | 0000-00-00 00:00:00 | 2024-07-20 11:42 | 0000-00-00 00:00:00 | [6 empty] | Midnight
1 | Lutron Electronics | RRD-W3BSRL-WH | 4460-5808 | 4460 | 5808 | Lutron Electronics | RRD-W3BSRL-WH.jpg | 27557988988 | RA2 3BSRL WALL KEYPAD WHITE | Lutron RadioRA 2 seeTouch Wall Mount Designer Keypad, 3 Button with Raise/Lower - White |  | 5.2 | 5.4 |  | RRD-W3BSRL-WH.jpg | http://grandbrass.xologic.com/vendors/4460/large/RRD-W3BSRL-WH.jpg | [47 empty] | 0 | 0 | 0 | [6 empty] | 0 | 1 | 1 | EA | 1 | Lighting Controls | [7 empty] | White | [19 empty] | Other Lighting Controls | [242 empty] | <a href="https://www.lutron.com/TechnicalDocumentLibrary/044352.pdf" target="_blank">Installation Instructions</a> | [23 empty] | 25.000 DW |  |  | 4.0000 IN | [89 empty] | 1.000 EA | 1.000 EA | [35 empty] | No | [42 empty] | https://www.lutron.com/TechnicalDocumentLibrary/369221_ENG.pdf | [7 empty] | Shelf Stock | [39 empty] | 52161525 | [6 empty] | <a href="https://lutron.widen.net/content/4y4cm6o0wa/mp4/RadioRA-3-Processor-Video.mp4?w=2048" target="_blank">Product Video Clip</a> | [6 empty] | <a href="https://www.lutron.com/TechnicalDocumentLibrary/043492.pdf" target="_blank">Warranty Information</a> |  |  |  |  | 0.500 L | [14 empty] | 0 | 0 | 0 | 0 | Lighting Fixtures | 2016-07-15 14:23 | 2024-07-20 11:17 | 0000-00-00 00:00:00 | 2024-07-20 11:17 | 0000-00-00 00:00:00 | [6 empty] | White
1 | Lutron Electronics | RRD-W3BSRL-IV | 4460-5810 | 4460 | 5810 | Lutron Electronics | RRD-W3BSRL-WH_lo.jpg | 27557988841 | RA2 3BSRL WALL KEYPAD IVORY | Lutron RadioRA 2 seeTouch Wall Mount Designer Keypad, 3 Button with Raise/Lower - Ivory |  | 5.2 | 5.4 |  | RRD-W3BSRL-WH_lo.jpg | http://grandbrass.xologic.com/vendors/4460/large/RRD-W3BSRL-WH_lo.jpg | [47 empty] | 0 | 0 | 0 | [6 empty] | 0 | 1 | 1 | EA | 1 | Lighting Controls | [7 empty] | White | [19 empty] | Other Lighting Controls | [242 empty] | <a href="https://www.lutron.com/TechnicalDocumentLibrary/044352.pdf" target="_blank">Installation Instructions</a> | [23 empty] | 25.000 DW |  |  | 4.0000 IN | [89 empty] | 1.000 EA | 1.000 EA | [35 empty] | No | [42 empty] | https://www.lutron.com/TechnicalDocumentLibrary/369221_ENG.pdf | [7 empty] | Shelf Stock | [39 empty] | 52161525 | [6 empty] | <a href="https://lutron.widen.net/content/4y4cm6o0wa/mp4/RadioRA-3-Processor-Video.mp4?w=2048" target="_blank">Product Video Clip</a> | [6 empty] | <a href="https://www.lutron.com/TechnicalDocumentLibrary/043492.pdf" target="_blank">Warranty Information</a> |  |  |  |  | 0.500 L | [14 empty] | 0 | 0 | 0 | 0 | Lighting Fixtures | 2016-07-15 14:23 | 2024-07-20 11:16 | 0000-00-00 00:00:00 | 2024-07-20 11:16 | 0000-00-00 00:00:00 | [6 empty] | Ivory
1 | Lutron Electronics | RRD-W5BRL-GR | 4460-5816 | 4460 | 5816 | Lutron Electronics | RRD-W5BRL-WH_lo.jpg | 27557989077 | RA2 5BRL WALL KEYPAD GRAY | Lutron RadioRA 2 seeTouch Wall Mount Designer Keypad, 5 Button with Raise/Lower - Gray |  | 5.2 | 5.4 |  | RRD-W5BRL-WH_lo.jpg | http://grandbrass.xologic.com/vendors/4460/large/RRD-W5BRL-WH_lo.jpg | [47 empty] | 0 | 0 | 0 | [6 empty] | 0 | 1 | 1 | EA | 1 | Lighting Controls | [7 empty] | Gray | [19 empty] | Other Lighting Controls | [242 empty] | <a href="https://www.lutron.com/TechnicalDocumentLibrary/044352.pdf" target="_blank">Installation Instructions</a> | [23 empty] | 25.000 DW |  |  | 4.0000 IN | [89 empty] | 1.000 EA | 1.000 EA | [35 empty] | No | [42 empty] | https://www.lutron.com/TechnicalDocumentLibrary/369221_ENG.pdf | [7 empty] | Shelf Stock | [39 empty] | 52161525 | [6 empty] | <a href="https://lutron.widen.net/content/4y4cm6o0wa/mp4/RadioRA-3-Processor-Video.mp4?w=2048" target="_blank">Product Video Clip</a> | [6 empty] | <a href="https://www.lutron.com/TechnicalDocumentLibrary/043492.pdf" target="_blank">Warranty Information</a> |  |  |  |  | 0.450 L | [14 empty] | 0 | 0 | 0 | 0 | Lighting Fixtures | 2016-07-15 14:23 | 2024-07-20 11:16 | 0000-00-00 00:00:00 | 2024-07-20 11:16 | 0000-00-00 00:00:00 | [6 empty] | Gray
1 | Lutron Electronics | RRD-W3BSRL-SW | 4460-5819 | 4460 | 5819 | Lutron Electronics | RRD-W3BSRL-WH_lo.jpg | 27557988940 | RA2 3BSRL WALL KEYPAD SNOW | Lutron RadioRA 2 seeTouch Wall Mount Designer Keypad, 3 Button with Raise/Lower - Snow White |  | 5.2 | 5.4 |  | RRD-W3BSRL-WH_lo.jpg | http://grandbrass.xologic.com/vendors/4460/large/RRD-W3BSRL-WH_lo.jpg | [47 empty] | 0 | 0 | 0 | [6 empty] | 0 | 1 | 1 | EA | 1 | Lighting Controls | [27 empty] | Other Lighting Controls | [242 empty] | <a href="https://www.lutron.com/TechnicalDocumentLibrary/044352.pdf" target="_blank">Installation Instructions</a> | [23 empty] | 25.000 DW |  |  | 4.0000 IN | [89 empty] | 1.000 EA | 1.000 EA | [35 empty] | No | [42 empty] | https://www.lutron.com/TechnicalDocumentLibrary/369221_ENG.pdf | [7 empty] | Shelf Stock | [39 empty] | 52161525 | [6 empty] | <a href="https://lutron.widen.net/content/4y4cm6o0wa/mp4/RadioRA-3-Processor-Video.mp4?w=2048" target="_blank">Product Video Clip</a> | [6 empty] | <a href="https://www.lutron.com/TechnicalDocumentLibrary/043492.pdf" target="_blank">Warranty Information</a> |  |  |  |  | 0.500 L | [14 empty] | 0 | 0 | 0 | 0 | Lighting Fixtures | 2016-07-15 14:23 | 2024-07-20 11:11 | 0000-00-00 00:00:00 | 2024-07-20 11:11 | 0000-00-00 00:00:00 | [6 empty] | Snow
1 | Lutron Electronics | RRD-W5BRL-BI | 4460-5823 | 4460 | 5823 | Lutron Electronics | RRD-W5BRL-WH_lo.jpg | 27557989015 | RA2 5BRL WALL KEYPAD BISCUIT | Lutron RadioRA 2 seeTouch Wall Mount Designer Keypad, 5 Button with Raise/Lower - Biscuit |  | 5.2 | 5.4 |  | RRD-W5BRL-WH_lo.jpg | http://grandbrass.xologic.com/vendors/4460/large/RRD-W5BRL-WH_lo.jpg | [47 empty] | 0 | 0 | 0 | [6 empty] | 0 | 1 | 1 | EA | 1 | Lighting Controls | [7 empty] | Brown | [19 empty] | Other Lighting Controls | [242 empty] | <a href="https://www.lutron.com/TechnicalDocumentLibrary/044352.pdf" target="_blank">Installation Instructions</a> | [23 empty] | 25.000 DW |  |  | 4.0000 IN | [89 empty] | 1.000 EA | 1.000 EA | [35 empty] | No | [42 empty] | https://www.lutron.com/TechnicalDocumentLibrary/369221_ENG.pdf | [7 empty] | Shelf Stock | [39 empty] | 52161525 | [6 empty] | <a href="https://lutron.widen.net/content/4y4cm6o0wa/mp4/RadioRA-3-Processor-Video.mp4?w=2048" target="_blank">Product Video Clip</a> | [6 empty] | <a href="https://www.lutron.com/TechnicalDocumentLibrary/043492.pdf" target="_blank">Warranty Information</a> |  |  |  |  | 0.450 L | [14 empty] | 0 | 0 | 0 | 0 | Lighting Fixtures | 2016-07-15 14:23 | 2024-07-20 11:20 | 0000-00-00 00:00:00 | 2024-07-20 11:20 | 0000-00-00 00:00:00 | [6 empty] | Biscuit
1 | Lutron Electronics | RRD-W4S-BL | 4460-5832 | 4460 | 5832 | Lutron Electronics | RRD-W4S-WH_lo.jpg | 27557989282 | RA2 4S WALL KEYPAD BLACK | Lutron RadioRA 2 seeTouch Wall Mount Designer Keypad, 4 Scene with Raise/Lower - Black |  | 5.2 | 5.4 |  | RRD-W4S-WH_lo.jpg | http://grandbrass.xologic.com/vendors/4460/large/RRD-W4S-WH_lo.jpg | [47 empty] | 0 | 0 | 0 | [6 empty] | 0 | 1 | 1 | EA | 1 | Lighting Controls | [7 empty] | Black | [19 empty] | Other Lighting Controls | [242 empty] | <a href="https://www.lutron.com/TechnicalDocumentLibrary/044352.pdf" target="_blank">Installation Instructions</a> | [23 empty] | 25.000 DW |  |  | 4.0000 IN | [89 empty] | 1.000 EA | 1.000 EA | [35 empty] | No | [42 empty] | https://www.lutron.com/TechnicalDocumentLibrary/369221_ENG.pdf | [7 empty] | Shelf Stock | [39 empty] | 52161525 | [6 empty] | <a href="https://lutron.widen.net/content/4y4cm6o0wa/mp4/RadioRA-3-Processor-Video.mp4?w=2048" target="_blank">Product Video Clip</a> | [6 empty] | <a href="https://www.lutron.com/TechnicalDocumentLibrary/043492.pdf" target="_blank">Warranty Information</a> |  |  |  |  | 0.500 L | [14 empty] | 0 | 0 | 0 | 0 | Lighting Fixtures | 2016-07-15 14:23 | 2024-07-20 11:12 | 0000-00-00 00:00:00 | 2024-07-20 11:12 | 0000-00-00 00:00:00 | [6 empty] | Black
1 | Lutron Electronics | RRD-W4S-LA | 4460-5835 | 4460 | 5835 | Lutron Electronics | RRD-W4S-WH_lo.jpg | 27557989374 | RA2 4S WALL KEYPAD LIGHT ALMOND | Lutron RadioRA 2 seeTouch Wall Mount Designer Keypad, 4 Scene with Raise/Lower - Light Almond |  | 5.2 | 5.4 |  | RRD-W4S-WH_lo.jpg | http://grandbrass.xologic.com/vendors/4460/large/RRD-W4S-WH_lo.jpg | [47 empty] | 0 | 0 | 0 | [6 empty] | 0 | 1 | 1 | EA | 1 | Lighting Controls | [27 empty] | Other Lighting Controls | [242 empty] | <a href="https://www.lutron.com/TechnicalDocumentLibrary/044352.pdf" target="_blank">Installation Instructions</a> | [23 empty] | 25.000 DW |  |  | 4.0000 IN | [89 empty] | 1.000 EA | 1.000 EA | [35 empty] | No | [42 empty] | https://www.lutron.com/TechnicalDocumentLibrary/369221_ENG.pdf | [7 empty] | Shelf Stock | [39 empty] | 52161525 | [6 empty] | <a href="https://lutron.widen.net/content/4y4cm6o0wa/mp4/RadioRA-3-Processor-Video.mp4?w=2048" target="_blank">Product Video Clip</a> | [6 empty] | <a href="https://www.lutron.com/TechnicalDocumentLibrary/043492.pdf" target="_blank">Warranty Information</a> |  |  |  |  | 0.500 L | [14 empty] | 0 | 0 | 0 | 0 | Lighting Fixtures | 2016-07-15 14:23 | 2024-07-20 11:11 | 0000-00-00 00:00:00 | 2024-07-20 11:11 | 0000-00-00 00:00:00
1 | Lutron Electronics | RRD-W3BSRL-BR | 4460-5842 | 4460 | 5842 | Lutron Electronics | RRD-W3BSRL-WH_lo.jpg | 27557988773 | RA2 3BSRL WALL KEYPAD BROWN | Lutron RadioRA 2 seeTouch Wall Mount Designer Keypad, 3 Button with Raise/Lower - Brown |  | 5.2 | 5.4 |  | RRD-W3BSRL-WH_lo.jpg | http://grandbrass.xologic.com/vendors/4460/large/RRD-W3BSRL-WH_lo.jpg | [47 empty] | 0 | 0 | 0 | [6 empty] | 0 | 1 | 1 | EA | 1 | Lighting Controls | [7 empty] | Brown | [19 empty] | Other Lighting Controls | [242 empty] | <a href="https://www.lutron.com/TechnicalDocumentLibrary/044352.pdf" target="_blank">Installation Instructions</a> | [23 empty] | 25.000 DW |  |  | 4.0000 IN | [89 empty] | 1.000 EA | 1.000 EA | [35 empty] | No | [42 empty] | https://www.lutron.com/TechnicalDocumentLibrary/369221_ENG.pdf | [7 empty] | Shelf Stock | [39 empty] | 52161525 | [6 empty] | <a href="https://lutron.widen.net/content/4y4cm6o0wa/mp4/RadioRA-3-Processor-Video.mp4?w=2048" target="_blank">Product Video Clip</a> | [6 empty] | <a href="https://www.lutron.com/TechnicalDocumentLibrary/043492.pdf" target="_blank">Warranty Information</a> |  |  |  |  | 0.500 L | [14 empty] | 0 | 0 | 0 | 0 | Lighting Fixtures | 2016-07-15 14:24 | 2024-07-20 11:18 | 0000-00-00 00:00:00 | 2024-07-20 11:18 | 0000-00-00 00:00:00 | [6 empty] | Brown
1 | Lutron Electronics | RRD-W3BSRL-BL | 4460-5847 | 4460 | 5847 | Lutron Electronics | RRD-W3BSRL-WH_lo.jpg | 27557988766 | RA2 3BSRL WALL KEYPAD BLACK | Lutron RadioRA 2 seeTouch Wall Mount Designer Keypad, 3 Button with Raise/Lower - Black |  | 5.2 | 5.4 |  | RRD-W3BSRL-WH_lo.jpg | http://grandbrass.xologic.com/vendors/4460/large/RRD-W3BSRL-WH_lo.jpg | [47 empty] | 0 | 0 | 0 | [6 empty] | 0 | 1 | 1 | EA | 1 | Lighting Controls | [7 empty] | Black | [19 empty] | Other Lighting Controls | [242 empty] | <a href="https://www.lutron.com/TechnicalDocumentLibrary/044352.pdf" target="_blank">Installation Instructions</a> | [23 empty] | 25.000 DW |  |  | 4.0000 IN | [89 empty] | 1.000 EA | 1.000 EA | [35 empty] | No | [42 empty] | https://www.lutron.com/TechnicalDocumentLibrary/369221_ENG.pdf | [7 empty] | Shelf Stock | [39 empty] | 52161525 | [6 empty] | <a href="https://lutron.widen.net/content/4y4cm6o0wa/mp4/RadioRA-3-Processor-Video.mp4?w=2048" target="_blank">Product Video Clip</a> | [6 empty] | <a href="https://www.lutron.com/TechnicalDocumentLibrary/043492.pdf" target="_blank">Warranty Information</a> |  |  |  |  | 0.500 L | [14 empty] | 0 | 0 | 0 | 0 | Lighting Fixtures | 2016-07-15 14:24 | 2024-07-20 11:16 | 0000-00-00 00:00:00 | 2024-07-20 11:16 | 0000-00-00 00:00:00 | [6 empty] | Black
1 | Lutron Electronics | RRD-W5BRL-BL | 4460-5848 | 4460 | 5848 | Lutron Electronics | RRD-W5BRL-WH_lo.jpg | 27557989022 | RA2 5BRL WALL KEYPAD BLACK | Lutron RadioRA 2 seeTouch Wall Mount Designer Keypad, 5 Button with Raise/Lower - Black |  | 5.2 | 5.4 |  | RRD-W5BRL-WH_lo.jpg | http://grandbrass.xologic.com/vendors/4460/large/RRD-W5BRL-WH_lo.jpg | [47 empty] | 0 | 0 | 0 | [6 empty] | 0 | 1 | 1 | EA | 1 | Lighting Controls | [7 empty] | Black | [19 empty] | Other Lighting Controls | [242 empty] | <a href="https://www.lutron.com/TechnicalDocumentLibrary/044352.pdf" target="_blank">Installation Instructions</a> | [23 empty] | 25.000 DW |  |  | 4.0000 IN | [89 empty] | 1.000 EA | 1.000 EA | [35 empty] | No | [42 empty] | https://www.lutron.com/TechnicalDocumentLibrary/369221_ENG.pdf | [7 empty] | Shelf Stock | [39 empty] | 52161525 | [6 empty] | <a href="https://lutron.widen.net/content/4y4cm6o0wa/mp4/RadioRA-3-Processor-Video.mp4?w=2048" target="_blank">Product Video Clip</a> | [6 empty] | <a href="https://www.lutron.com/TechnicalDocumentLibrary/043492.pdf" target="_blank">Warranty Information</a> |  |  |  |  | 0.450 L | [14 empty] | 0 | 0 | 0 | 0 | Lighting Fixtures | 2016-07-15 14:24 | 2024-07-20 11:20 | 0000-00-00 00:00:00 | 2024-07-20 11:20 | 0000-00-00 00:00:00 | [6 empty] | Black
1 | Lutron Electronics | RRD-W3BSRL-PD | 4460-5877 | 4460 | 5877 | Lutron Electronics | RRD-W3BSRL-WH_lo.jpg | 27557988902 | RA2 3BSRL WALL KEYPAD PALLADIUM | Lutron RadioRA 2 seeTouch Wall Mount Designer Keypad, 3 Button with Raise/Lower - Palladiom |  | 5.2 | 5.4 |  | RRD-W3BSRL-WH_lo.jpg | http://grandbrass.xologic.com/vendors/4460/large/RRD-W3BSRL-WH_lo.jpg | [47 empty] | 0 | 0 | 0 | [6 empty] | 0 | 1 | 1 | EA | 1 | Lighting Controls | [27 empty] | Other Lighting Controls | [242 empty] | <a href="https://www.lutron.com/TechnicalDocumentLibrary/044352.pdf" target="_blank">Installation Instructions</a> | [23 empty] | 25.000 DW |  |  | 4.0000 IN | [89 empty] | 1.000 EA | 1.000 EA | [35 empty] | No | [42 empty] | https://www.lutron.com/TechnicalDocumentLibrary/369221_ENG.pdf | [7 empty] | Shelf Stock | [39 empty] | 52161525 | [6 empty] | <a href="https://lutron.widen.net/content/4y4cm6o0wa/mp4/RadioRA-3-Processor-Video.mp4?w=2048" target="_blank">Product Video Clip</a> | [6 empty] | <a href="https://www.lutron.com/TechnicalDocumentLibrary/043492.pdf" target="_blank">Warranty Information</a> |  |  |  |  | 0.500 L | [14 empty] | 0 | 0 | 0 | 0 | Lighting Fixtures | 2016-07-15 14:25 | 2024-07-20 11:20 | 0000-00-00 00:00:00 | 2024-07-20 11:20 | 0000-00-00 00:00:00 | [6 empty] | Palladium
1 | Lutron Electronics | RRD-W5BRL-SW | 4460-5905 | 4460 | 5905 | Lutron Electronics | RRD-W5BRL-WH_lo.jpg | 27557989206 | RA2 5BRL WALL KEYPAD SNOW | Lutron RadioRA 2 seeTouch Wall Mount Designer Keypad, 5 Button with Raise/Lower - Snow White |  | 5.2 | 5.4 |  | RRD-W5BRL-WH_lo.jpg | http://grandbrass.xologic.com/vendors/4460/large/RRD-W5BRL-WH_lo.jpg | [47 empty] | 0 | 0 | 0 | [6 empty] | 0 | 1 | 1 | EA | 1 | Lighting Controls | [27 empty] | Other Lighting Controls | [242 empty] | <a href="https://www.lutron.com/TechnicalDocumentLibrary/044352.pdf" target="_blank">Installation Instructions</a> | [23 empty] | 25.000 DW |  |  | 4.0000 IN | [89 empty] | 1.000 EA | 1.000 EA | [35 empty] | No | [42 empty] | https://www.lutron.com/TechnicalDocumentLibrary/369221_ENG.pdf | [7 empty] | Shelf Stock | [39 empty] | 52161525 | [6 empty] | <a href="https://lutron.widen.net/content/4y4cm6o0wa/mp4/RadioRA-3-Processor-Video.mp4?w=2048" target="_blank">Product Video Clip</a> | [6 empty] | <a href="https://www.lutron.com/TechnicalDocumentLibrary/043492.pdf" target="_blank">Warranty Information</a> |  |  |  |  | 0.450 L | [14 empty] | 0 | 0 | 0 | 0 | Lighting Fixtures | 2016-07-15 14:26 | 2024-07-20 11:15 | 0000-00-00 00:00:00 | 2024-07-20 11:15 | 0000-00-00 00:00:00 | [6 empty] | Snow
1 | Lutron Electronics | RRD-W4S-SW | 4460-5910 | 4460 | 5910 | Lutron Electronics | RRD-W4S-WH_lo.jpg | 27557989466 | RA2 4S WALL KEYPAD SNOW | Lutron RadioRA 2 seeTouch Wall Mount Designer Keypad, 4 Scene with Raise/Lower - Snow White |  | 5.2 | 5.4 |  | RRD-W4S-WH_lo.jpg | http://grandbrass.xologic.com/vendors/4460/large/RRD-W4S-WH_lo.jpg | [47 empty] | 0 | 0 | 0 | [6 empty] | 0 | 1 | 1 | EA | 1 | Lighting Controls | [27 empty] | Other Lighting Controls | [242 empty] | <a href="https://www.lutron.com/TechnicalDocumentLibrary/044352.pdf" target="_blank">Installation Instructions</a> | [23 empty] | 25.000 DW |  |  | 4.0000 IN | [89 empty] | 1.000 EA | 1.000 EA | [35 empty] | No | [42 empty] | https://www.lutron.com/TechnicalDocumentLibrary/369221_ENG.pdf | [7 empty] | Shelf Stock | [39 empty] | 52161525 | [6 empty] | <a href="https://lutron.widen.net/content/4y4cm6o0wa/mp4/RadioRA-3-Processor-Video.mp4?w=2048" target="_blank">Product Video Clip</a> | [6 empty] | <a href="https://www.lutron.com/TechnicalDocumentLibrary/043492.pdf" target="_blank">Warranty Information</a> |  |  |  |  | 0.500 L | [14 empty] | 0 | 0 | 0 | 0 | Lighting Fixtures | 2016-07-15 14:26 | 2024-07-20 11:16 | 0000-00-00 00:00:00 | 2024-07-20 11:16 | 0000-00-00 00:00:00 | [6 empty] | Snow
1 | Lutron Electronics | RRD-W3BSRL-TP | 4460-5919 | 4460 | 5919 | Lutron Electronics | RRD-W3BSRL-WH_lo.jpg | 27557988964 | RA2 3BSRL WALL KEYPAD TAUPE | Lutron RadioRA 2 seeTouch Wall Mount Designer Keypad, 3 Button with Raise/Lower - Taupe |  | 5.2 | 5.4 |  | RRD-W3BSRL-WH_lo.jpg | http://grandbrass.xologic.com/vendors/4460/large/RRD-W3BSRL-WH_lo.jpg | [47 empty] | 0 | 0 | 0 | [6 empty] | 0 | 1 | 1 | EA | 1 | Lighting Controls | [27 empty] | Other Lighting Controls | [242 empty] | <a href="https://www.lutron.com/TechnicalDocumentLibrary/044352.pdf" target="_blank">Installation Instructions</a> | [23 empty] | 25.000 DW |  |  | 4.0000 IN | [89 empty] | 1.000 EA | 1.000 EA | [35 empty] | No | [42 empty] | https://www.lutron.com/TechnicalDocumentLibrary/369221_ENG.pdf | [7 empty] | Shelf Stock | [39 empty] | 52161525 | [6 empty] | <a href="https://lutron.widen.net/content/4y4cm6o0wa/mp4/RadioRA-3-Processor-Video.mp4?w=2048" target="_blank">Product Video Clip</a> | [6 empty] | <a href="https://www.lutron.com/TechnicalDocumentLibrary/043492.pdf" target="_blank">Warranty Information</a> |  |  |  |  | 0.500 L | [14 empty] | 0 | 0 | 0 | 0 | Lighting Fixtures | 2016-07-15 14:26 | 2024-07-20 11:19 | 0000-00-00 00:00:00 | 2024-07-20 11:19 | 0000-00-00 00:00:00 | [6 empty] | Taupe
1 | Lutron Electronics | RRD-W5BRL-AL | 4460-5927 | 4460 | 5927 | Lutron Electronics | RRD-W5BRL-WH_lo.jpg | 27557988995 | RA2 5BRL WALL KEYPAD ALMOND | Lutron RadioRA 2 seeTouch Wall Mount Designer Keypad, 5 Button with Raise/Lower - Almond |  | 5.2 | 5.4 |  | RRD-W5BRL-WH_lo.jpg | http://grandbrass.xologic.com/vendors/4460/large/RRD-W5BRL-WH_lo.jpg | [47 empty] | 0 | 0 | 0 | [6 empty] | 0 | 1 | 1 | EA | 1 | Lighting Controls | [27 empty] | Other Lighting Controls | [242 empty] | <a href="https://www.lutron.com/TechnicalDocumentLibrary/044352.pdf" target="_blank">Installation Instructions</a> | [23 empty] | 25.000 DW |  |  | 4.0000 IN | [89 empty] | 1.000 EA | 1.000 EA | [35 empty] | No | [42 empty] | https://www.lutron.com/TechnicalDocumentLibrary/369221_ENG.pdf | [7 empty] | Shelf Stock | [39 empty] | 52161525 | [6 empty] | <a href="https://lutron.widen.net/content/4y4cm6o0wa/mp4/RadioRA-3-Processor-Video.mp4?w=2048" target="_blank">Product Video Clip</a> | [6 empty] | <a href="https://www.lutron.com/TechnicalDocumentLibrary/043492.pdf" target="_blank">Warranty Information</a> |  |  |  |  | 0.450 L | [14 empty] | 0 | 0 | 0 | 0 | Lighting Fixtures | 2016-07-15 14:27 | 2024-07-20 11:42 | 0000-00-00 00:00:00 | 2024-07-20 11:42 | 0000-00-00 00:00:00 | [6 empty] | Almond
1 | Lutron Electronics | RRD-W5BRL-WH | 4460-5934 | 4460 | 5934 | Lutron Electronics | RRD-W5BRL-WH.jpg | 27557989244 | RA2 5BRL WALL KEYPAD WHITE | Lutron RadioRA 2 seeTouch Wall Mount Designer Keypad, 5 Button with Raise/Lower - White |  | 5.2 | 5.4 |  | RRD-W5BRL-WH.jpg | http://grandbrass.xologic.com/vendors/4460/large/RRD-W5BRL-WH.jpg | [47 empty] | 0 | 0 | 0 | [6 empty] | 0 | 1 | 1 | EA | 1 | Lighting Controls | [7 empty] | White | [19 empty] | Other Lighting Controls | [242 empty] | <a href="https://www.lutron.com/TechnicalDocumentLibrary/044352.pdf" target="_blank">Installation Instructions</a> | [23 empty] | 25.000 DW |  |  | 4.0000 IN | [89 empty] | 1.000 EA | 1.000 EA | [35 empty] | No | [42 empty] | https://www.lutron.com/TechnicalDocumentLibrary/369221_ENG.pdf | [7 empty] | Shelf Stock | [39 empty] | 52161525 | [6 empty] | <a href="https://lutron.widen.net/content/4y4cm6o0wa/mp4/RadioRA-3-Processor-Video.mp4?w=2048" target="_blank">Product Video Clip</a> | [6 empty] | <a href="https://www.lutron.com/TechnicalDocumentLibrary/043492.pdf" target="_blank">Warranty Information</a> |  |  |  |  | 0.450 L | [14 empty] | 0 | 0 | 0 | 0 | Lighting Fixtures | 2016-07-15 14:27 | 2024-07-20 11:11 | 0000-00-00 00:00:00 | 2024-07-20 11:11 | 0000-00-00 00:00:00 | [6 empty] | White
1 | Lutron Electronics | RRD-W3BSRL-LA | 4460-5937 | 4460 | 5937 | Lutron Electronics | RRD-W3BSRL-WH_lo.jpg | 27557988858 | RA2 3BSRL WALL KEYPAD LIGHT ALMOND | Lutron RadioRA 2 seeTouch Wall Mount Designer Keypad, 3 Button with Raise/Lower - Light Almond |  | 5.2 | 5.4 |  | RRD-W3BSRL-WH_lo.jpg | http://grandbrass.xologic.com/vendors/4460/large/RRD-W3BSRL-WH_lo.jpg | [47 empty] | 0 | 0 | 0 | [6 empty] | 0 | 1 | 1 | EA | 1 | Lighting Controls | [27 empty] | Other Lighting Controls | [242 empty] | <a href="https://www.lutron.com/TechnicalDocumentLibrary/044352.pdf" target="_blank">Installation Instructions</a> | [23 empty] | 25.000 DW |  |  | 4.0000 IN | [89 empty] | 1.000 EA | 1.000 EA | [35 empty] | No | [42 empty] | https://www.lutron.com/TechnicalDocumentLibrary/369221_ENG.pdf | [7 empty] | Shelf Stock | [39 empty] | 52161525 | [6 empty] | <a href="https://lutron.widen.net/content/4y4cm6o0wa/mp4/RadioRA-3-Processor-Video.mp4?w=2048" target="_blank">Product Video Clip</a> | [6 empty] | <a href="https://www.lutron.com/TechnicalDocumentLibrary/043492.pdf" target="_blank">Warranty Information</a> |  |  |  |  | 0.500 L | [14 empty] | 0 | 0 | 0 | 0 | Lighting Fixtures | 2016-07-15 14:27 | 2024-07-20 11:17 | 0000-00-00 00:00:00 | 2024-07-20 11:17 | 0000-00-00 00:00:00
1 | Lutron Electronics | RRD-W4S-PD | 4460-5951 | 4460 | 5951 | Lutron Electronics | RRD-W4S-WH_lo.jpg | 27557989428 | RA2 4S WALL KEYPAD PALLADIUM | Lutron RadioRA 2 seeTouch Wall Mount Designer Keypad, 4 Scene with Raise/Lower - Palladiom |  | 5.2 | 5.4 |  | RRD-W4S-WH_lo.jpg | http://grandbrass.xologic.com/vendors/4460/large/RRD-W4S-WH_lo.jpg | [47 empty] | 0 | 0 | 0 | [6 empty] | 0 | 1 | 1 | EA | 1 | Lighting Controls | [27 empty] | Other Lighting Controls | [242 empty] | <a href="https://www.lutron.com/TechnicalDocumentLibrary/044352.pdf" target="_blank">Installation Instructions</a> | [23 empty] | 25.000 DW |  |  | 4.0000 IN | [89 empty] | 1.000 EA | 1.000 EA | [35 empty] | No | [42 empty] | https://www.lutron.com/TechnicalDocumentLibrary/369221_ENG.pdf | [7 empty] | Shelf Stock | [39 empty] | 52161525 | [6 empty] | <a href="https://lutron.widen.net/content/4y4cm6o0wa/mp4/RadioRA-3-Processor-Video.mp4?w=2048" target="_blank">Product Video Clip</a> | [6 empty] | <a href="https://www.lutron.com/TechnicalDocumentLibrary/043492.pdf" target="_blank">Warranty Information</a> |  |  |  |  | 0.500 L | [14 empty] | 0 | 0 | 0 | 0 | Lighting Fixtures | 2016-07-15 14:27 | 2024-07-20 11:12 | 0000-00-00 00:00:00 | 2024-07-20 11:12 | 0000-00-00 00:00:00 | [6 empty] | Palladium
1 | Lutron Electronics | RRD-W4S-WH | 4460-5955 | 4460 | 5955 | Lutron Electronics | RRD-W4S-WH.jpg | 27557989503 | RA2 4S WALL KEYPAD WHITE | Lutron RadioRA 2 seeTouch Wall Mount Designer Keypad, 4 Scene with Raise/Lower - White |  | 5.2 | 5.4 |  | RRD-W4S-WH.jpg | http://grandbrass.xologic.com/vendors/4460/large/RRD-W4S-WH.jpg | [47 empty] | 0 | 0 | 0 | [6 empty] | 0 | 1 | 1 | EA | 1 | Lighting Controls | [7 empty] | White | [19 empty] | Other Lighting Controls | [242 empty] | <a href="https://www.lutron.com/TechnicalDocumentLibrary/044352.pdf" target="_blank">Installation Instructions</a> | [23 empty] | 25.000 DW |  |  | 4.0000 IN | [89 empty] | 1.000 EA | 1.000 EA | [35 empty] | No | [42 empty] | https://www.lutron.com/TechnicalDocumentLibrary/369221_ENG.pdf | [7 empty] | Shelf Stock | [39 empty] | 52161525 | [6 empty] | <a href="https://lutron.widen.net/content/4y4cm6o0wa/mp4/RadioRA-3-Processor-Video.mp4?w=2048" target="_blank">Product Video Clip</a> | [6 empty] | <a href="https://www.lutron.com/TechnicalDocumentLibrary/043492.pdf" target="_blank">Warranty Information</a> |  |  |  |  | 0.500 L | [14 empty] | 0 | 0 | 0 | 0 | Lighting Fixtures | 2016-07-15 14:27 | 2024-07-20 11:11 | 0000-00-00 00:00:00 | 2024-07-20 11:11 | 0000-00-00 00:00:00 | [6 empty] | White
1 | Lutron Electronics | MS-OPS2-LA | 4460-5968 | 4460 | 5968 | Lutron Electronics | Ecom_MS-OPS2H-LA_nowallplate.jpeg?w=1500 | 27557982689 | Maestro 2A Motion Sensor Single Pole LA | Lutron Maestro Motion Sensor Switch, No Neutral Required, 150W LED, Single Pole, Light Almond |  | 2.3 | 4.5 | [50 empty] | 0 | 0 | 0 | [6 empty] | 0 | 1 | 1 | EA | 1 | Lighting Controls | [7 empty] | Gray | [16 empty] | Traditional |  |  | Other Lighting Controls | [242 empty] | <a href="https://www.lutron.com/TechnicalDocumentLibrary/0301654.pdf" target="_blank">Installation Instructions</a> | [23 empty] | 10.000 DW |  |  | 2.3000 IN | [89 empty] | 1.000 EA | 1.000 EA | [35 empty] | No | [42 empty] | https://www.lutron.com/TechnicalDocumentLibrary/369666.pdf | [7 empty] | Shelf Stock | [13 empty] | <a href="https://www.lutron.com/TechnicalDocumentLibrary/368-4493_Page_2.pdf" target="_blank">Tech Drawing</a> | [25 empty] | 39122236 | [6 empty] | <a href="https://lutron.widen.net/content/ljl01nfr11/mp4/In-wall-sensors_2021.mp4?w=2048" target="_blank">Product Video Clip</a> | [6 empty] | <a href="https://www.lutron.com/TechnicalDocumentLibrary/Sensor_Warranty.pdf" target="_blank">Warranty Information</a> |  |  |  |  | 0.150 L | [14 empty] | 0 | 0 | 0 | 0 | Lighting Fixtures | 2016-07-15 14:28 | 2024-07-20 11:20 | 0000-00-00 00:00:00 | 2024-07-20 11:20 | 0000-00-00 00:00:00
1 | Lutron Electronics | MS-OPS2-WH | 4460-5969 | 4460 | 5969 | Lutron Electronics | Ecom_MS-OPS2WH_nowallplate3.jpeg?w=1500 | 27557982825 | Maestro 2A Motion Sensor Single Pole WH | Lutron Maestro Motion Sensor Switch, No Neutral Required, 150W LED, Single Pole, White |  | 2.4 | 4.6 | [50 empty] | 0 | 0 | 0 | [6 empty] | 0 | 1 | 1 | EA | 1 | Lighting Controls | [7 empty] | White | [16 empty] | Traditional |  |  | Other Lighting Controls | [242 empty] | <a href="https://www.lutron.com/TechnicalDocumentLibrary/0301654.pdf" target="_blank">Installation Instructions</a> | [23 empty] | 10.000 DW |  |  | 2.4000 IN | [89 empty] | 1.000 EA | 1.000 EA | [35 empty] | No | [42 empty] | https://www.lutron.com/TechnicalDocumentLibrary/369666.pdf | [7 empty] | Shelf Stock | [13 empty] | <a href="https://www.lutron.com/TechnicalDocumentLibrary/368-4493_Page_2.pdf" target="_blank">Tech Drawing</a> | [25 empty] | 39122236 | [6 empty] | <a href="https://lutron.widen.net/content/ljl01nfr11/mp4/In-wall-sensors_2021.mp4?w=2048" target="_blank">Product Video Clip</a> | [6 empty] | <a href="https://www.lutron.com/TechnicalDocumentLibrary/Sensor_Warranty.pdf" target="_blank">Warranty Information</a> |  |  |  |  | 0.150 L | [14 empty] | 0 | 0 | 0 | 0 | Lighting Fixtures | 2016-07-15 14:28 | 2024-07-20 11:16 | 0000-00-00 00:00:00 | 2024-07-20 11:16 | 0000-00-00 00:00:00 | [6 empty] | White
1 | Lutron Electronics | MS-OPS2H-AL | 4460-5970 | 4460 | 5970 | Lutron Electronics | Ecom_MS-OPS2H-AL_nowallplate.jpeg?w=1500 | 27557983105 | MAESTRO PIR OCC 2A SWITCH AL CLAMSHELL | Maestro Occupancy-Sensing Switch, Single-pole, 120V/2A, clamshell packaging in almond |  | 4.3 | 6 | [50 empty] | 0 | 0 | 0 | [6 empty] | 0 | 1 | 1 | EA | 1 | Lighting Controls | [7 empty] | Gray | [16 empty] | Traditional |  |  | Other Lighting Controls | [242 empty] | <a href="https://www.lutron.com/TechnicalDocumentLibrary/0301654.pdf" target="_blank">Installation Instructions</a> | [23 empty] | 15.000 DW |  |  | 2.6000 IN | [89 empty] | 1.000 EA | 1.000 EA | [35 empty] | No | [42 empty] | https://www.lutron.com/TechnicalDocumentLibrary/369666.pdf | [7 empty] | Shelf Stock | [13 empty] | <a href="https://www.lutron.com/TechnicalDocumentLibrary/368-4493_Page_2.pdf" target="_blank">Tech Drawing</a> | [25 empty] | 39122236 | [6 empty] | <a href="https://lutron.widen.net/content/ljl01nfr11/mp4/In-wall-sensors_2021.mp4?w=2048" target="_blank">Product Video Clip</a> | [6 empty] | <a href="https://www.lutron.com/TechnicalDocumentLibrary/Sensor_Warranty.pdf" target="_blank">Warranty Information</a> |  |  |  |  | 0.200 L | [14 empty] | 0 | 0 | 0 | 0 | Lighting Fixtures | 2016-07-15 14:28 | 2024-07-20 11:12 | 0000-00-00 00:00:00 | 2024-07-20 11:12 | 0000-00-00 00:00:00 | [6 empty] | Almond
1 | Lutron Electronics | MS-OPS2H-IV | 4460-5971 | 4460 | 5971 | Lutron Electronics | Ecom_MS-OPS2-IV_nowallplate.jpeg?w=1500 | 27557983112 | MAESTRO PIR OCC 2A SWITCH IV CLAMSHELL | Maestro Occupancy-Sensing Switch, Single-pole, 120V/2A, clamshell packaging in ivory |  | 4.3 | 6 | [50 empty] | 0 | 0 | 0 | [6 empty] | 0 | 1 | 1 | EA | 1 | Lighting Controls | [7 empty] | White | [16 empty] | Traditional |  |  | Other Lighting Controls | [242 empty] | <a href="https://www.lutron.com/TechnicalDocumentLibrary/0301654.pdf" target="_blank">Installation Instructions</a> | [23 empty] | 10.000 DW |  |  | 2.6000 IN | [89 empty] | 1.000 EA | 1.000 EA | [35 empty] | No | [42 empty] | https://www.lutron.com/TechnicalDocumentLibrary/369666.pdf | [7 empty] | Shelf Stock | [13 empty] | <a href="https://www.lutron.com/TechnicalDocumentLibrary/368-4493_Page_2.pdf" target="_blank">Tech Drawing</a> | [25 empty] | 39122236 | [6 empty] | <a href="https://lutron.widen.net/content/ljl01nfr11/mp4/In-wall-sensors_2021.mp4?w=2048" target="_blank">Product Video Clip</a> | [6 empty] | <a href="https://www.lutron.com/TechnicalDocumentLibrary/Sensor_Warranty.pdf" target="_blank">Warranty Information</a> |  |  |  |  | 0.150 L | [14 empty] | 0 | 0 | 0 | 0 | Lighting Fixtures | 2016-07-15 14:28 | 2024-07-20 11:19 | 0000-00-00 00:00:00 | 2024-07-20 11:19 | 0000-00-00 00:00:00 | [6 empty] | Ivory
1 | Lutron Electronics | MS-OPS2H-LA | 4460-5972 | 4460 | 5972 | Lutron Electronics | Ecom_MS-OPS2H-LA_nowallplate.jpeg?w=1500 | 27557983129 | MAESTRO PIR OCC 2A SWITCH LA CLAMSHELL | Maestro Occupancy-Sensing Switch, Single-pole, 120V/2A, clamshell packaging in light almond |  | 4.3 | 6 | [50 empty] | 0 | 0 | 0 | [6 empty] | 0 | 1 | 1 | EA | 1 | Lighting Controls | [7 empty] | Gray | [16 empty] | Traditional |  |  | Other Lighting Controls | [242 empty] | <a href="https://www.lutron.com/TechnicalDocumentLibrary/0301654.pdf" target="_blank">Installation Instructions</a> | [23 empty] | 10.000 DW |  |  | 2.6000 IN | [89 empty] | 1.000 EA | 1.000 EA | [35 empty] | No | [42 empty] | https://www.lutron.com/TechnicalDocumentLibrary/369666.pdf | [7 empty] | Shelf Stock | [13 empty] | <a href="https://www.lutron.com/TechnicalDocumentLibrary/368-4493_Page_2.pdf" target="_blank">Tech Drawing</a> | [25 empty] | 39122236 | [6 empty] | <a href="https://lutron.widen.net/content/ljl01nfr11/mp4/In-wall-sensors_2021.mp4?w=2048" target="_blank">Product Video Clip</a> | [6 empty] | <a href="https://www.lutron.com/TechnicalDocumentLibrary/Sensor_Warranty.pdf" target="_blank">Warranty Information</a> |  |  |  |  | 0.200 L | [14 empty] | 0 | 0 | 0 | 0 | Lighting Fixtures | 2016-07-15 14:28 | 2024-07-20 11:14 | 0000-00-00 00:00:00 | 2024-07-20 11:14 | 0000-00-00 00:00:00
1 | Lutron Electronics | MS-OPS2H-WH | 4460-5973 | 4460 | 5973 | Lutron Electronics | Ecom_MS-OPS2WH_nowallplate3.jpeg?w=1500 | 27557983136 | MAESTRO PIR OCC 2A SWITCH WH CLAMSHELL | Maestro Occupancy-Sensing Switch, Single-pole, 120V/2A, clamshell packaging in white |  | 4.3 | 6 | [50 empty] | 0 | 0 | 0 | [6 empty] | 0 | 1 | 1 | EA | 1 | Lighting Controls | [7 empty] | White | [16 empty] | Traditional |  |  | Other Lighting Controls | [242 empty] | <a href="https://www.lutron.com/TechnicalDocumentLibrary/0301654.pdf" target="_blank">Installation Instructions</a> | [23 empty] | 10.000 DW |  |  | 2.6000 IN | [89 empty] | 1.000 EA | 1.000 EA | [35 empty] | No | [42 empty] | https://www.lutron.com/TechnicalDocumentLibrary/369666.pdf | [7 empty] | Shelf Stock | [13 empty] | <a href="https://www.lutron.com/TechnicalDocumentLibrary/368-4493_Page_2.pdf" target="_blank">Tech Drawing</a> | [25 empty] | 39122236 | [6 empty] | <a href="https://lutron.widen.net/content/ljl01nfr11/mp4/In-wall-sensors_2021.mp4?w=2048" target="_blank">Product Video Clip</a> | [6 empty] | <a href="https://www.lutron.com/TechnicalDocumentLibrary/Sensor_Warranty.pdf" target="_blank">Warranty Information</a> |  |  |  |  | 0.200 L | [14 empty] | 0 | 0 | 0 | 0 | Lighting Fixtures | 2016-07-15 14:28 | 2024-07-20 11:16 | 0000-00-00 00:00:00 | 2024-07-20 11:16 | 0000-00-00 00:00:00 | [6 empty] | White
1 | Lutron Electronics | MS-OPS5M-AL | 4460-5974 | 4460 | 5974 | Lutron Electronics | Ecom_MS-OPS5M-AL_nowallplate.jpeg?w=1500 | 27557983310 | Maestro 5A Occ Sensor Multi Location AL | Lutron Maestro 5 Amp Single-Pole or Multi-Location Motion Sensor Switch, Almond |  | 2.3 | 4.5 | [50 empty] | 0 | 0 | 0 | [6 empty] | 0 | 1 | 1 | EA | 1 | Lighting Controls | [7 empty] | Gray | [16 empty] | Traditional |  |  | Other Lighting Controls | [242 empty] | <a href="https://www.lutron.com/TechnicalDocumentLibrary/0301647.pdf" target="_blank">Installation Instructions</a> | [23 empty] | 25.000 DW |  |  | 2.3000 IN | [89 empty] | 1.000 EA | 1.000 EA | [35 empty] | No | [42 empty] | https://www.lutron.com/TechnicalDocumentLibrary/369666.pdf | [7 empty] | Shelf Stock | [13 empty] | <a href="https://www.lutron.com/TechnicalDocumentLibrary/368-4493_Page_14.pdf" target="_blank">Tech Drawing</a> | [25 empty] | 39122236 | [6 empty] | <a href="https://lutron.widen.net/content/ljl01nfr11/mp4/In-wall-sensors_2021.mp4?w=2048" target="_blank">Product Video Clip</a> | [6 empty] | <a href="https://www.lutron.com/TechnicalDocumentLibrary/Sensor_Warranty.pdf" target="_blank">Warranty Information</a> |  |  |  |  | 0.250 L | [14 empty] | 0 | 0 | 0 | 0 | Lighting Fixtures | 2016-07-15 14:28 | 2024-07-20 11:11 | 0000-00-00 00:00:00 | 2024-07-20 11:11 | 0000-00-00 00:00:00 | [6 empty] | Almond
1 | Lutron Electronics | MS-OPS5M-IV | 4460-5975 | 4460 | 5975 | Lutron Electronics | Ecom_MS-OPS5M-IV_nowallplate.jpeg?w=1500 | 27557983426 | Maestro 5A Occ Sensor Multi Location IV | Lutron Maestro 5 Amp Single-Pole or Multi-Location Motion Sensor Switch, Ivory |  | 2.3 | 4.5 | [50 empty] | 0 | 0 | 0 | [6 empty] | 0 | 1 | 1 | EA | 1 | Lighting Controls | [7 empty] | White | [16 empty] | Traditional |  |  | Other Lighting Controls | [242 empty] | <a href="https://www.lutron.com/TechnicalDocumentLibrary/0301647.pdf" target="_blank">Installation Instructions</a> | [23 empty] | 25.000 DW |  |  | 2.3000 IN | [89 empty] | 1.000 EA | 1.000 EA | [35 empty] | No | [42 empty] | https://www.lutron.com/TechnicalDocumentLibrary/369666.pdf | [7 empty] | Shelf Stock | [13 empty] | <a href="https://www.lutron.com/TechnicalDocumentLibrary/368-4493_Page_14.pdf" target="_blank">Tech Drawing</a> | [25 empty] | 39122236 | [6 empty] | <a href="https://lutron.widen.net/content/ljl01nfr11/mp4/In-wall-sensors_2021.mp4?w=2048" target="_blank">Product Video Clip</a> | [6 empty] | <a href="https://www.lutron.com/TechnicalDocumentLibrary/Sensor_Warranty.pdf" target="_blank">Warranty Information</a> |  |  |  |  | 0.250 L | [14 empty] | 0 | 0 | 0 | 0 | Lighting Fixtures | 2016-07-15 14:28 | 2024-07-20 11:16 | 0000-00-00 00:00:00 | 2024-07-20 11:16 | 0000-00-00 00:00:00 | [6 empty] | Ivory
1 | Lutron Electronics | MS-OPS5M-LA | 4460-5976 | 4460 | 5976 | Lutron Electronics | Ecom_MS-OPS5M-LA_nowallplate.jpeg?w=1500 | 27557983433 | Maestro 5A Occ Sensor Multi Location LA | Lutron Maestro 5 Amp Single-Pole or Multi-Location Motion Sensor Switch, Light Almond |  | 2.3 | 4.5 | [50 empty] | 0 | 0 | 0 | [6 empty] | 0 | 1 | 1 | EA | 1 | Lighting Controls | [7 empty] | Gray | [16 empty] | Traditional |  |  | Other Lighting Controls | [242 empty] | <a href="https://www.lutron.com/TechnicalDocumentLibrary/0301647.pdf" target="_blank">Installation Instructions</a> | [23 empty] | 40.000 DW |  |  | 2.3000 IN | [89 empty] | 1.000 EA | 1.000 EA | [35 empty] | No | [42 empty] | https://www.lutron.com/TechnicalDocumentLibrary/369666.pdf | [7 empty] | Shelf Stock | [13 empty] | <a href="https://www.lutron.com/TechnicalDocumentLibrary/368-4493_Page_14.pdf" target="_blank">Tech Drawing</a> | [25 empty] | 39122236 | [6 empty] | <a href="https://lutron.widen.net/content/ljl01nfr11/mp4/In-wall-sensors_2021.mp4?w=2048" target="_blank">Product Video Clip</a> | [6 empty] | <a href="https://www.lutron.com/TechnicalDocumentLibrary/Sensor_Warranty.pdf" target="_blank">Warranty Information</a> |  |  |  |  | 0.250 L | [14 empty] | 0 | 0 | 0 | 0 | Lighting Fixtures | 2016-07-15 14:28 | 2024-07-20 11:20 | 0000-00-00 00:00:00 | 2024-07-20 11:20 | 0000-00-00 00:00:00
1 | Lutron Electronics | MS-OPS5M-WH | 4460-5977 | 4460 | 5977 | Lutron Electronics | ms-ops5m-wh | 27557983570 | Maestro 5A Occ Sensor Multi Location WH | Lutron Maestro 5 Amp Single-Pole or Multi-Location Motion Sensor Switch, White |  | 2.3 | 4.5 | [50 empty] | 0 | 0 | 0 | [6 empty] | 0 | 1 | 1 | EA | 1 | Lighting Controls | [7 empty] | White | [16 empty] | Traditional |  |  | Other Lighting Controls | [242 empty] | <a href="https://www.lutron.com/TechnicalDocumentLibrary/0301647.pdf" target="_blank">Installation Instructions</a> | [23 empty] | 25.000 DW |  |  | 2.3000 IN | [89 empty] | 1.000 EA | 1.000 EA | [35 empty] | No | [42 empty] | https://www.lutron.com/TechnicalDocumentLibrary/369666.pdf | [7 empty] | Shelf Stock | [13 empty] | <a href="https://www.lutron.com/TechnicalDocumentLibrary/368-4493_Page_14.pdf" target="_blank">Tech Drawing</a> | [25 empty] | 39122236 | [6 empty] | <a href="https://lutron.widen.net/content/ljl01nfr11/mp4/In-wall-sensors_2021.mp4?w=2048" target="_blank">Product Video Clip</a> | [6 empty] | <a href="https://www.lutron.com/TechnicalDocumentLibrary/Sensor_Warranty.pdf" target="_blank">Warranty Information</a> |  |  |  |  | 0.250 L | [14 empty] | 0 | 0 | 0 | 0 | Lighting Fixtures | 2016-07-15 14:28 | 2024-07-20 11:11 | 0000-00-00 00:00:00 | 2024-07-20 11:11 | 0000-00-00 00:00:00 | [6 empty] | White
1 | Lutron Electronics | MS-OPS5MH-AL | 4460-5978 | 4460 | 5978 | Lutron Electronics | Ecom_MS-OPS5M-AL_nowallplate.jpeg?w=1500 | 27557983853 | MAESTRO PIR OCC 5A SWITCH AL CLAMSHELL | Maestro Occupancy-Sensing Switch, Multi-location/single-pole, 120V/5A, clamshell packaging in almond |  | 4.1 | 6.1 | [50 empty] | 0 | 0 | 0 | [6 empty] | 0 | 1 | 1 | EA | 1 | Lighting Controls | [7 empty] | Gray | [16 empty] | Traditional |  |  | Other Lighting Controls | [242 empty] | <a href="https://www.lutron.com/TechnicalDocumentLibrary/0301647.pdf" target="_blank">Installation Instructions</a> | [23 empty] | 10.000 DW |  |  | 2.5000 IN | [89 empty] | 1.000 EA | 1.000 EA | [35 empty] | No | [42 empty] | https://www.lutron.com/TechnicalDocumentLibrary/369666.pdf | [7 empty] | Shelf Stock | [13 empty] | <a href="https://www.lutron.com/TechnicalDocumentLibrary/368-4493_Page_14.pdf" target="_blank">Tech Drawing</a> | [25 empty] | 39122236 | [6 empty] | <a href="https://lutron.widen.net/content/ljl01nfr11/mp4/In-wall-sensors_2021.mp4?w=2048" target="_blank">Product Video Clip</a> | [6 empty] | <a href="https://www.lutron.com/TechnicalDocumentLibrary/Sensor_Warranty.pdf" target="_blank">Warranty Information</a> |  |  |  |  | 0.350 L | [14 empty] | 0 | 0 | 0 | 0 | Lighting Fixtures | 2016-07-15 14:28 | 2024-07-20 11:14 | 0000-00-00 00:00:00 | 2024-07-20 11:14 | 0000-00-00 00:00:00 | [6 empty] | Almond
1 | Lutron Electronics | MS-OPS5MH-IV | 4460-5979 | 4460 | 5979 | Lutron Electronics | Ecom_MS-OPS5M-IV_nowallplate.jpeg?w=1500 | 27557983860 | MAESTRO PIR OCC 5A SWITCH IV CLAMSHELL | Maestro Occupancy-Sensing Switch, Multi-location/single-pole, 120V/5A, clamshell packaging in ivory |  | 4.1 | 6.1 | [50 empty] | 0 | 0 | 0 | [6 empty] | 0 | 1 | 1 | EA | 1 | Lighting Controls | [7 empty] | White | [16 empty] | Traditional |  |  | Other Lighting Controls | [242 empty] | <a href="https://www.lutron.com/TechnicalDocumentLibrary/0301647.pdf" target="_blank">Installation Instructions</a> | [23 empty] | 10.000 DW |  |  | 2.5000 IN | [89 empty] | 1.000 EA | 1.000 EA | [35 empty] | No | [42 empty] | https://www.lutron.com/TechnicalDocumentLibrary/369666.pdf | [7 empty] | Shelf Stock | [13 empty] | <a href="https://www.lutron.com/TechnicalDocumentLibrary/368-4493_Page_14.pdf" target="_blank">Tech Drawing</a> | [25 empty] | 39122236 | [6 empty] | <a href="https://lutron.widen.net/content/ljl01nfr11/mp4/In-wall-sensors_2021.mp4?w=2048" target="_blank">Product Video Clip</a> | [6 empty] | <a href="https://www.lutron.com/TechnicalDocumentLibrary/Sensor_Warranty.pdf" target="_blank">Warranty Information</a> |  |  |  |  | 0.350 L | [14 empty] | 0 | 0 | 0 | 0 | Lighting Fixtures | 2016-07-15 14:28 | 2024-07-20 11:16 | 0000-00-00 00:00:00 | 2024-07-20 11:16 | 0000-00-00 00:00:00 | [6 empty] | Ivory
1 | Lutron Electronics | MS-OPS5MH-LA | 4460-5980 | 4460 | 5980 | Lutron Electronics | Ecom_MS-OPS5M-LA_nowallplate.jpeg?w=1500 | 27557983877 | MAESTRO PIR OCC 5A SWITCH LA CLAMSHELL | Maestro Occupancy-Sensing Switch, Multi-location/single-pole, 120V/5A, clamshell packaging in light almond |  | 4.1 | 6.1 | [50 empty] | 0 | 0 | 0 | [6 empty] | 0 | 1 | 1 | EA | 1 | Lighting Controls | [7 empty] | Gray | [16 empty] | Traditional |  |  | Other Lighting Controls | [242 empty] | <a href="https://www.lutron.com/TechnicalDocumentLibrary/0301647.pdf" target="_blank">Installation Instructions</a> | [23 empty] | 10.000 DW |  |  | 2.5000 IN | [89 empty] | 1.000 EA | 1.000 EA | [35 empty] | No | [42 empty] | https://www.lutron.com/TechnicalDocumentLibrary/369666.pdf | [7 empty] | Shelf Stock | [13 empty] | <a href="https://www.lutron.com/TechnicalDocumentLibrary/368-4493_Page_14.pdf" target="_blank">Tech Drawing</a> | [25 empty] | 39122236 | [6 empty] | <a href="https://lutron.widen.net/content/ljl01nfr11/mp4/In-wall-sensors_2021.mp4?w=2048" target="_blank">Product Video Clip</a> | [6 empty] | <a href="https://www.lutron.com/TechnicalDocumentLibrary/Sensor_Warranty.pdf" target="_blank">Warranty Information</a> |  |  |  |  | 0.350 L | [14 empty] | 0 | 0 | 0 | 0 | Lighting Fixtures | 2016-07-15 14:28 | 2024-07-20 11:12 | 0000-00-00 00:00:00 | 2024-07-20 11:12 | 0000-00-00 00:00:00
1 | Lutron Electronics | MS-OPS5MH-WH | 4460-5981 | 4460 | 5981 | Lutron Electronics | MS-OPS5MH-WH.jpg | 27557983884 | MAESTRO PIR OCC 5A SWITCH WH CLAMSHELL | Maestro Occupancy-Sensing Switch, Multi-location/single-pole, 120V/5A, clamshell packaging in white |  | 4.1 | 6.1 |  | MS-OPS5MH-WH.jpg | http://grandbrass.xologic.com/vendors/4460/large/MS-OPS5MH-WH.jpg | [47 empty] | 44.5 | 89 | 89 | [6 empty] | 0 | 1 | 1 | EA | 1 | Lighting Controls | [7 empty] | White | [16 empty] | Traditional |  |  | Other Lighting Controls | [242 empty] | <a href="https://www.lutron.com/TechnicalDocumentLibrary/0301647.pdf" target="_blank">Installation Instructions</a> | [23 empty] | 10.000 DW |  |  | 2.5000 IN | [89 empty] | 1.000 EA | 1.000 EA | [35 empty] | No | [42 empty] | https://www.lutron.com/TechnicalDocumentLibrary/369666.pdf | [7 empty] | Shelf Stock | [13 empty] | <a href="https://www.lutron.com/TechnicalDocumentLibrary/368-4493_Page_14.pdf" target="_blank">Tech Drawing</a> | [25 empty] | 39122236 | [6 empty] | <a href="https://lutron.widen.net/content/ljl01nfr11/mp4/In-wall-sensors_2021.mp4?w=2048" target="_blank">Product Video Clip</a> | [6 empty] | <a href="https://www.lutron.com/TechnicalDocumentLibrary/Sensor_Warranty.pdf" target="_blank">Warranty Information</a> |  |  |  |  | 0.350 L | [14 empty] | 89 | 44.5 | 44.5 | 44.5 | Lighting Fixtures | 2016-07-15 14:28 | 2025-01-02 14:29 | 0000-00-00 00:00:00 | 2023-04-20 11:18 | 2025-01-02 14:29 | [6 empty] | White
1 | Lutron Electronics | MS-VPS2-AL | 4460-5982 | 4460 | 5982 | Lutron Electronics | Ecom_MS-VPS2-AL_NoWallPlate.jpeg?w=1500 | 27557982832 | Maestro 2A Vacancy Sensor Single Pole AL | Lutron Vacancy-Only Motion Sensor Switch, 2A, Single-Pole, No Neutral Required, Almond |  | 2.3 | 4.5 | [50 empty] | 0 | 0 | 0 | [6 empty] | 0 | 1 | 1 | EA | 1 | Lighting Controls | [7 empty] | Gray | [16 empty] | Traditional |  |  | Other Lighting Controls | [242 empty] | <a href="https://www.lutron.com/TechnicalDocumentLibrary/0301654.pdf" target="_blank">Installation Instructions</a> | [23 empty] | 10.000 DW |  |  | 2.3000 IN | [89 empty] | 1.000 EA | 1.000 EA | [35 empty] | No | [42 empty] | https://www.lutron.com/TechnicalDocumentLibrary/369666.pdf | [7 empty] | Shelf Stock | [13 empty] | <a href="https://www.lutron.com/TechnicalDocumentLibrary/368-4493_Page_2.pdf" target="_blank">Tech Drawing</a> | [25 empty] | 39122236 | [6 empty] | <a href="https://lutron.widen.net/content/ljl01nfr11/mp4/In-wall-sensors_2021.mp4?w=2048" target="_blank">Product Video Clip</a> | [6 empty] | <a href="https://www.lutron.com/TechnicalDocumentLibrary/Sensor_Warranty.pdf" target="_blank">Warranty Information</a> |  |  |  |  | 0.250 L | [14 empty] | 0 | 0 | 0 | 0 | Lighting Fixtures | 2016-07-15 14:28 | 2024-07-20 11:18 | 0000-00-00 00:00:00 | 2024-07-20 11:18 | 0000-00-00 00:00:00 | [6 empty] | Almond
1 | Lutron Electronics | MS-VPS2-IV | 4460-5983 | 4460 | 5983 | Lutron Electronics | Ecom_MS-VPS2-IV_NoWallPlate.jpeg?w=1500 | 27557982948 | Maestro 2A Vacancy Sensor Single Pole IV | Lutron Vacancy-Only Motion Sensor Switch, 2A, Single-Pole, No Neutral Required, Ivory |  | 2.3 | 4.5 | [50 empty] | 0 | 0 | 0 | [6 empty] | 0 | 1 | 1 | EA | 1 | Lighting Controls | [7 empty] | White | [16 empty] | Traditional |  |  | Other Lighting Controls | [242 empty] | <a href="https://www.lutron.com/TechnicalDocumentLibrary/0301654.pdf" target="_blank">Installation Instructions</a> | [23 empty] | 10.000 DW |  |  | 2.3000 IN | [89 empty] | 1.000 EA | 1.000 EA | [35 empty] | No | [42 empty] | https://www.lutron.com/TechnicalDocumentLibrary/369666.pdf | [7 empty] | Shelf Stock | [13 empty] | <a href="https://www.lutron.com/TechnicalDocumentLibrary/368-4493_Page_2.pdf" target="_blank">Tech Drawing</a> | [25 empty] | 39122236 | [6 empty] | <a href="https://lutron.widen.net/content/ljl01nfr11/mp4/In-wall-sensors_2021.mp4?w=2048" target="_blank">Product Video Clip</a> | [6 empty] | <a href="https://www.lutron.com/TechnicalDocumentLibrary/Sensor_Warranty.pdf" target="_blank">Warranty Information</a> |  |  |  |  | 0.250 L | [14 empty] | 0 | 0 | 0 | 0 | Lighting Fixtures | 2016-07-15 14:28 | 2024-07-20 11:16 | 0000-00-00 00:00:00 | 2024-07-20 11:16 | 0000-00-00 00:00:00 | [6 empty] | Ivory
1 | Lutron Electronics | MS-VPS2H-LA | 4460-5988 | 4460 | 5988 | Lutron Electronics | Ecom_MS-VPS2-LA_WithWallPlate.jpeg?w=1500 | 27557983167 | MAESTRO PIR VAC 2A SWITCH LA CLAMSHELL | Maestro Vacancy-Sensing Switch, Single-pole, 120V/2A, clamshell packaging in light almond |  | 4.1 | 6.1 | [50 empty] | 0 | 0 | 0 | [6 empty] | 0 | 1 | 1 | EA | 1 | Lighting Controls | [7 empty] | Gray | [16 empty] | Traditional |  |  | Other Lighting Controls | [242 empty] | <a href="https://www.lutron.com/TechnicalDocumentLibrary/0301654.pdf" target="_blank">Installation Instructions</a> | [23 empty] | 10.000 DW |  |  | 2.5000 IN | [89 empty] | 1.000 EA | 1.000 EA | [35 empty] | No | [42 empty] | https://www.lutron.com/TechnicalDocumentLibrary/369666.pdf | [7 empty] | Shelf Stock | [13 empty] | <a href="https://www.lutron.com/TechnicalDocumentLibrary/368-4493_Page_2.pdf" target="_blank">Tech Drawing</a> | [25 empty] | 39122236 | [6 empty] | <a href="https://lutron.widen.net/content/ljl01nfr11/mp4/In-wall-sensors_2021.mp4?w=2048" target="_blank">Product Video Clip</a> | [6 empty] | <a href="https://www.lutron.com/TechnicalDocumentLibrary/Sensor_Warranty.pdf" target="_blank">Warranty Information</a> |  |  |  |  | 0.300 L | [14 empty] | 0 | 0 | 0 | 0 | Lighting Fixtures | 2016-07-15 14:28 | 2024-07-20 11:18 | 0000-00-00 00:00:00 | 2024-07-20 11:18 | 0000-00-00 00:00:00
1 | Lutron Electronics | MS-OPS2-IV | 4460-5989 | 4460 | 5989 | Lutron Electronics | Ecom_MS-OPS2-IV_nowallplate.jpeg?w=1500 | 27557982672 | Maestro 2A Motion Sensor Single Pole IV | Lutron Maestro Motion Sensor Switch, No Neutral Required, 150W LED, Single Pole, Ivory |  | 2.3 | 4.5 | [50 empty] | 0 | 0 | 0 | [6 empty] | 0 | 1 | 1 | EA | 1 | Lighting Controls | [7 empty] | White | [16 empty] | Traditional |  |  | Other Lighting Controls | [242 empty] | <a href="https://www.lutron.com/TechnicalDocumentLibrary/0301654.pdf" target="_blank">Installation Instructions</a> | [23 empty] | 55.000 DW |  |  | 2.3000 IN | [89 empty] | 1.000 EA | 1.000 EA | [35 empty] | No | [42 empty] | https://www.lutron.com/TechnicalDocumentLibrary/369666.pdf | [7 empty] | Shelf Stock | [13 empty] | <a href="https://www.lutron.com/TechnicalDocumentLibrary/368-4493_Page_2.pdf" target="_blank">Tech Drawing</a> | [25 empty] | 39122236 | [6 empty] | <a href="https://lutron.widen.net/content/ljl01nfr11/mp4/In-wall-sensors_2021.mp4?w=2048" target="_blank">Product Video Clip</a> | [6 empty] | <a href="https://www.lutron.com/TechnicalDocumentLibrary/Sensor_Warranty.pdf" target="_blank">Warranty Information</a> |  |  |  |  | 0.150 L | [14 empty] | 0 | 0 | 0 | 0 | Lighting Fixtures | 2016-07-15 14:28 | 2024-07-20 11:16 | 0000-00-00 00:00:00 | 2024-07-20 11:16 | 0000-00-00 00:00:00 | [6 empty] | Ivory
1 | Lutron Electronics | MS-OPS2-AL | 4460-5990 | 4460 | 5990 | Lutron Electronics | Ecom_MS-OPS2-AL_nowallplate.jpeg?w=1500 | 27557982566 | Maestro 2A Motion Sensor Single Pole AL | Lutron Maestro Motion Sensor Switch, No Neutral Required, 150W LED, Single Pole, Almond |  | 2.3 | 4.5 | [50 empty] | 0 | 0 | 0 | [6 empty] | 0 | 1 | 1 | EA | 1 | Lighting Controls | [7 empty] | Gray | [16 empty] | Traditional |  |  | Other Lighting Controls | [242 empty] | <a href="https://www.lutron.com/TechnicalDocumentLibrary/0301654.pdf" target="_blank">Installation Instructions</a> | [23 empty] | 15.000 DW |  |  | 2.3000 IN | [89 empty] | 1.000 EA | 1.000 EA | [35 empty] | No | [42 empty] | https://www.lutron.com/TechnicalDocumentLibrary/369666.pdf | [7 empty] | Shelf Stock | [13 empty] | <a href="https://www.lutron.com/TechnicalDocumentLibrary/368-4493_Page_2.pdf" target="_blank">Tech Drawing</a> | [25 empty] | 39122236 | [6 empty] | <a href="https://lutron.widen.net/content/ljl01nfr11/mp4/In-wall-sensors_2021.mp4?w=2048" target="_blank">Product Video Clip</a> | [6 empty] | <a href="https://www.lutron.com/TechnicalDocumentLibrary/Sensor_Warranty.pdf" target="_blank">Warranty Information</a> |  |  |  |  | 0.150 L | [14 empty] | 0 | 0 | 0 | 0 | Lighting Fixtures | 2016-07-15 14:28 | 2024-07-20 11:17 | 0000-00-00 00:00:00 | 2024-07-20 11:17 | 0000-00-00 00:00:00 | [6 empty] | Almond
1 | Lutron Electronics | MS-VPS5MH-WH | 4460-5991 | 4460 | 5991 | Lutron Electronics | Ecom__MS-VPS5M-WH_nowallplate.jpeg?w=1500 | 27557983921 | MAESTRO PIR VAC 5A SWITCH WH CLAMSHELL | Maestro Vacancy-Sensing Switch, Multi-location/single-pole, 120V/5A, clamshell packaging in white |  | 4.1 | 6.1 | [50 empty] | 0 | 0 | 0 | [6 empty] | 0 | 1 | 1 | EA | 1 | Lighting Controls | [7 empty] | White | [16 empty] | Traditional |  |  | Other Lighting Controls | [242 empty] | <a href="https://www.lutron.com/TechnicalDocumentLibrary/0301647.pdf" target="_blank">Installation Instructions</a> | [23 empty] | 10.000 DW |  |  | 2.5000 IN | [89 empty] | 1.000 EA | 1.000 EA | [35 empty] | No | [42 empty] | https://www.lutron.com/TechnicalDocumentLibrary/369666.pdf | [7 empty] | Shelf Stock | [13 empty] | <a href="https://www.lutron.com/TechnicalDocumentLibrary/368-4493_Page_14.pdf" target="_blank">Tech Drawing</a> | [25 empty] | 39122236 | [6 empty] | <a href="https://lutron.widen.net/content/ljl01nfr11/mp4/In-wall-sensors_2021.mp4?w=2048" target="_blank">Product Video Clip</a> | [6 empty] | <a href="https://www.lutron.com/TechnicalDocumentLibrary/Sensor_Warranty.pdf" target="_blank">Warranty Information</a> |  |  |  |  | 0.400 L | [14 empty] | 0 | 0 | 0 | 0 | Lighting Fixtures | 2016-07-15 14:28 | 2024-07-20 11:20 | 0000-00-00 00:00:00 | 2024-07-20 11:20 | 0000-00-00 00:00:00 | [6 empty] | White
1 | Lutron Electronics | MS-VPS5MH-LA | 4460-5992 | 4460 | 5992 | Lutron Electronics | Ecom_MS-VPS5M-LA_NoWallPlate.jpeg?w=1500 | 27557983914 | MAESTRO PIR VAC 5A SWITCH LA CLAMSHELL | Maestro Vacancy-Sensing Switch, Multi-location/single-pole, 120V/5A, clamshell packaging in light almond |  | 4.1 | 6.1 | [50 empty] | 0 | 0 | 0 | [6 empty] | 0 | 1 | 1 | EA | 1 | Lighting Controls | [7 empty] | Gray | [16 empty] | Traditional |  |  | Other Lighting Controls | [242 empty] | <a href="https://www.lutron.com/TechnicalDocumentLibrary/0301647.pdf" target="_blank">Installation Instructions</a> | [23 empty] | 10.000 DW |  |  | 2.5000 IN | [89 empty] | 1.000 EA | 1.000 EA | [35 empty] | No | [42 empty] | https://www.lutron.com/TechnicalDocumentLibrary/369666.pdf | [7 empty] | Shelf Stock | [13 empty] | <a href="https://www.lutron.com/TechnicalDocumentLibrary/368-4493_Page_14.pdf" target="_blank">Tech Drawing</a> | [25 empty] | 39122236 | [6 empty] | <a href="https://lutron.widen.net/content/ljl01nfr11/mp4/In-wall-sensors_2021.mp4?w=2048" target="_blank">Product Video Clip</a> | [6 empty] | <a href="https://www.lutron.com/TechnicalDocumentLibrary/Sensor_Warranty.pdf" target="_blank">Warranty Information</a> |  |  |  |  | 0.400 L | [14 empty] | 0 | 0 | 0 | 0 | Lighting Fixtures | 2016-07-15 14:29 | 2024-07-20 11:20 | 0000-00-00 00:00:00 | 2024-07-20 11:20 | 0000-00-00 00:00:00
1 | Lutron Electronics | MS-VPS5MH-IV | 4460-5993 | 4460 | 5993 | Lutron Electronics | Ecom_MS-VPS5M-IV_NoWallPlate.jpeg?w=1500 | 27557983907 | MAESTRO PIR VAC 5A SWITCH IV CLAMSHELL | Maestro Vacancy-Sensing Switch, Multi-location/single-pole, 120V/5A, clamshell packaging in ivory |  | 4.1 | 6.1 | [50 empty] | 0 | 0 | 0 | [6 empty] | 0 | 1 | 1 | EA | 1 | Lighting Controls | [7 empty] | White | [16 empty] | Traditional |  |  | Other Lighting Controls | [242 empty] | <a href="https://www.lutron.com/TechnicalDocumentLibrary/0301647.pdf" target="_blank">Installation Instructions</a> | [23 empty] | 10.000 DW |  |  | 2.5000 IN | [89 empty] | 1.000 EA | 1.000 EA | [35 empty] | No | [42 empty] | https://www.lutron.com/TechnicalDocumentLibrary/369666.pdf | [7 empty] | Shelf Stock | [13 empty] | <a href="https://www.lutron.com/TechnicalDocumentLibrary/368-4493_Page_14.pdf" target="_blank">Tech Drawing</a> | [25 empty] | 39122236 | [6 empty] | <a href="https://lutron.widen.net/content/ljl01nfr11/mp4/In-wall-sensors_2021.mp4?w=2048" target="_blank">Product Video Clip</a> | [6 empty] | <a href="https://www.lutron.com/TechnicalDocumentLibrary/Sensor_Warranty.pdf" target="_blank">Warranty Information</a> |  |  |  |  | 0.400 L | [14 empty] | 0 | 0 | 0 | 0 | Lighting Fixtures | 2016-07-15 14:29 | 2024-07-20 11:11 | 0000-00-00 00:00:00 | 2024-07-20 11:11 | 0000-00-00 00:00:00 | [6 empty] | Ivory
1 | Lutron Electronics | MS-VPS5MH-AL | 4460-5994 | 4460 | 5994 | Lutron Electronics | Ecom_MS-VPS5M-AL_NoWallPlate.jpeg?w=1500 | 27557983891 | MAESTRO PIR VAC 5A SWITCH AL CLAMSHELL | Maestro Vacancy-Sensing Switch, Multi-location/single-pole, 120V/5A, clamshell packaging in almond |  | 4.1 | 6.1 | [50 empty] | 0 | 0 | 0 | [6 empty] | 0 | 1 | 1 | EA | 1 | Lighting Controls | [7 empty] | Gray | [16 empty] | Traditional |  |  | Other Lighting Controls | [242 empty] | <a href="https://www.lutron.com/TechnicalDocumentLibrary/0301647.pdf" target="_blank">Installation Instructions</a> | [23 empty] | 10.000 DW |  |  | 2.5000 IN | [89 empty] | 1.000 EA | 1.000 EA | [35 empty] | No | [42 empty] | https://www.lutron.com/TechnicalDocumentLibrary/369666.pdf | [7 empty] | Shelf Stock | [13 empty] | <a href="https://www.lutron.com/TechnicalDocumentLibrary/368-4493_Page_14.pdf" target="_blank">Tech Drawing</a> | [25 empty] | 39122236 | [6 empty] | <a href="https://lutron.widen.net/content/ljl01nfr11/mp4/In-wall-sensors_2021.mp4?w=2048" target="_blank">Product Video Clip</a> | [6 empty] | <a href="https://www.lutron.com/TechnicalDocumentLibrary/Sensor_Warranty.pdf" target="_blank">Warranty Information</a> |  |  |  |  | 0.400 L | [14 empty] | 0 | 0 | 0 | 0 | Lighting Fixtures | 2016-07-15 14:29 | 2024-07-20 11:11 | 0000-00-00 00:00:00 | 2024-07-20 11:11 | 0000-00-00 00:00:00 | [6 empty] | Almond
1 | Lutron Electronics | MS-VPS5M-WH | 4460-5995 | 4460 | 5995 | Lutron Electronics | Ecom__MS-VPS5M-WH_nowallplate.jpeg?w=1500 | 27557983846 | Maestro 5A Vacancy Sensor Multi Loc WH | Lutron Maestro Vacancy Sensor switch, 5-Amp, Single-Pole or Multi-Location, White |  | 2.3 | 4.5 | [50 empty] | 0 | 0 | 0 | [6 empty] | 0 | 1 | 1 | EA | 1 | Lighting Controls | [7 empty] | White | [16 empty] | Traditional |  |  | Other Lighting Controls | [242 empty] | <a href="https://www.lutron.com/TechnicalDocumentLibrary/0301647.pdf" target="_blank">Installation Instructions</a> | [23 empty] | 10.000 DW |  |  | 2.3000 IN | [89 empty] | 1.000 EA | 1.000 EA | [35 empty] | No | [42 empty] | https://www.lutron.com/TechnicalDocumentLibrary/369666.pdf | [7 empty] | Shelf Stock | [13 empty] | <a href="https://www.lutron.com/TechnicalDocumentLibrary/368-4493_Page_14.pdf" target="_blank">Tech Drawing</a> | [25 empty] | 39122236 | [6 empty] | <a href="https://lutron.widen.net/s/cp6wnlfwpg/ecom_vacancy_video.mp4" target="_blank">Product Video Clip</a> | [6 empty] | <a href="https://www.lutron.com/TechnicalDocumentLibrary/Sensor_Warranty.pdf" target="_blank">Warranty Information</a> |  |  |  |  | 0.150 L | [14 empty] | 0 | 0 | 0 | 0 | Lighting Fixtures | 2016-07-15 14:29 | 2024-07-20 11:16 | 0000-00-00 00:00:00 | 2024-07-20 11:16 | 0000-00-00 00:00:00 | [6 empty] | White
1 | Lutron Electronics | MS-VPS5M-LA | 4460-5996 | 4460 | 5996 | Lutron Electronics | Ecom_MS-VPS5M-LA_NoWallPlate.jpeg?w=1500 | 27557983709 | Maestro 5A Vacancy Sensor Multi Loc LA | Lutron Maestro Vacancy Sensor switch, 5-Amp, Single-Pole or Multi-Location, Light Almond |  | 2.3 | 4.5 | [50 empty] | 0 | 0 | 0 | [6 empty] | 0 | 1 | 1 | EA | 1 | Lighting Controls | [7 empty] | Gray | [16 empty] | Traditional |  |  | Other Lighting Controls | [242 empty] | <a href="https://www.lutron.com/TechnicalDocumentLibrary/0301647.pdf" target="_blank">Installation Instructions</a> | [23 empty] | 10.000 DW |  |  | 2.3000 IN | [89 empty] | 1.000 EA | 1.000 EA | [35 empty] | No | [42 empty] | https://www.lutron.com/TechnicalDocumentLibrary/369666.pdf | [7 empty] | Shelf Stock | [13 empty] | <a href="https://www.lutron.com/TechnicalDocumentLibrary/368-4493_Page_14.pdf" target="_blank">Tech Drawing</a> | [25 empty] | 39122236 | [6 empty] | <a href="https://lutron.widen.net/content/ljl01nfr11/mp4/In-wall-sensors_2021.mp4?w=2048" target="_blank">Product Video Clip</a> | [6 empty] | <a href="https://www.lutron.com/TechnicalDocumentLibrary/Sensor_Warranty.pdf" target="_blank">Warranty Information</a> |  |  |  |  | 0.150 L | [14 empty] | 0 | 0 | 0 | 0 | Lighting Fixtures | 2016-07-15 14:29 | 2024-07-20 11:18 | 0000-00-00 00:00:00 | 2024-07-20 11:18 | 0000-00-00 00:00:00
1 | Lutron Electronics | MS-VPS5M-IV | 4460-5997 | 4460 | 5997 | Lutron Electronics | Ecom_MS-VPS5M-IV_NoWallPlate.jpeg?w=1500 | 27557983693 | Maestro 5A Vacancy Sensor Multi Loc IV | Lutron Maestro Vacancy Sensor switch, 5-Amp, Single-Pole or Multi-Location, Ivory |  | 2.3 | 4.5 | [50 empty] | 0 | 0 | 0 | [6 empty] | 0 | 1 | 1 | EA | 1 | Lighting Controls | [7 empty] | White | [16 empty] | Traditional |  |  | Other Lighting Controls | [242 empty] | <a href="https://www.lutron.com/TechnicalDocumentLibrary/0301647.pdf" target="_blank">Installation Instructions</a> | [23 empty] | 10.000 DW |  |  | 2.3000 IN | [89 empty] | 1.000 EA | 1.000 EA | [35 empty] | No | [42 empty] | https://www.lutron.com/TechnicalDocumentLibrary/369666.pdf | [7 empty] | Shelf Stock | [13 empty] | <a href="https://www.lutron.com/TechnicalDocumentLibrary/368-4493_Page_14.pdf" target="_blank">Tech Drawing</a> | [25 empty] | 39122236 | [6 empty] | <a href="https://lutron.widen.net/content/ljl01nfr11/mp4/In-wall-sensors_2021.mp4?w=2048" target="_blank">Product Video Clip</a> | [6 empty] | <a href="https://www.lutron.com/TechnicalDocumentLibrary/Sensor_Warranty.pdf" target="_blank">Warranty Information</a> |  |  |  |  | 0.150 L | [14 empty] | 0 | 0 | 0 | 0 | Lighting Fixtures | 2016-07-15 14:29 | 2024-07-20 11:14 | 0000-00-00 00:00:00 | 2024-07-20 11:14 | 0000-00-00 00:00:00 | [6 empty] | Ivory
1 | Lutron Electronics | MS-VPS5M-AL | 4460-5998 | 4460 | 5998 | Lutron Electronics | Ecom_MS-VPS5M-AL_NoWallPlate.jpeg?w=1500 | 27557983587 | Maestro 5A Vacancy Sensor Multi Loc AL | Lutron Maestro Vacancy Sensor switch, 5-Amp, Single-Pole or Multi-Location, Almond |  | 2.3 | 4.5 | [50 empty] | 0 | 0 | 0 | [6 empty] | 0 | 1 | 1 | EA | 1 | Lighting Controls | [7 empty] | Gray | [16 empty] | Traditional |  |  | Other Lighting Controls | [242 empty] | <a href="https://www.lutron.com/TechnicalDocumentLibrary/0301647.pdf" target="_blank">Installation Instructions</a> | [23 empty] | 10.000 DW |  |  | 2.3000 IN | [89 empty] | 1.000 EA | 1.000 EA | [35 empty] | No | [42 empty] | https://www.lutron.com/TechnicalDocumentLibrary/369666.pdf | [7 empty] | Shelf Stock | [13 empty] | <a href="https://www.lutron.com/TechnicalDocumentLibrary/368-4493_Page_14.pdf" target="_blank">Tech Drawing</a> | [25 empty] | 39122236 | [6 empty] | <a href="https://lutron.widen.net/content/ljl01nfr11/mp4/In-wall-sensors_2021.mp4?w=2048" target="_blank">Product Video Clip</a> | [6 empty] | <a href="https://www.lutron.com/TechnicalDocumentLibrary/Sensor_Warranty.pdf" target="_blank">Warranty Information</a> |  |  |  |  | 0.150 L | [14 empty] | 0 | 0 | 0 | 0 | Lighting Fixtures | 2016-07-15 14:29 | 2024-07-20 11:42 | 0000-00-00 00:00:00 | 2024-07-20 11:42 | 0000-00-00 00:00:00 | [6 empty] | Almond
1 | Lutron Electronics | MS-VPS2H-WH | 4460-5999 | 4460 | 5999 | Lutron Electronics | Ecom_MS-VPS2-WH_nowallplate.jpeg | 27557983174 | MAESTRO PIR VAC 2A SWITCH WH CLAMSHELL | Maestro Vacancy-Sensing Switch, Single-pole, 120V/2A, clamshell packaging in white |  | 4.1 | 6.1 |  | Ecom_MS-VPS2-WH_nowallplate.jpeg | http://grandbrass.xologic.com/vendors/4460/large/Ecom_MS-VPS2-WH_nowallplate.jpeg | [47 empty] | 31.1 | 62.2 | 62.2 | [6 empty] | 0 | 1 | 1 | EA | 1 | Lighting Controls | [7 empty] | White | [16 empty] | Traditional |  |  | Other Lighting Controls | [242 empty] | <a href="https://www.lutron.com/TechnicalDocumentLibrary/0301654.pdf" target="_blank">Installation Instructions</a> | [23 empty] | 10.000 DW |  |  | 2.5000 IN | [89 empty] | 1.000 EA | 1.000 EA | [35 empty] | No | [42 empty] | https://www.lutron.com/TechnicalDocumentLibrary/369666.pdf | [7 empty] | Shelf Stock | [13 empty] | <a href="https://www.lutron.com/TechnicalDocumentLibrary/368-4493_Page_2.pdf" target="_blank">Tech Drawing</a> | [25 empty] | 39122236 | [6 empty] | <a href="https://lutron.widen.net/content/ljl01nfr11/mp4/In-wall-sensors_2021.mp4?w=2048" target="_blank">Product Video Clip</a> | [6 empty] | <a href="https://www.lutron.com/TechnicalDocumentLibrary/Sensor_Warranty.pdf" target="_blank">Warranty Information</a> |  |  |  |  | 0.300 L | [14 empty] | 62.2 | 31.1 | 31.1 | 31.1 | Lighting Fixtures | 2016-07-15 14:29 | 2025-01-02 14:29 | 0000-00-00 00:00:00 | 2023-04-20 11:58 | 2025-01-02 14:29 | [6 empty] | White
1 | Lutron Electronics | PX-2B-GBL-I01 | 4460-6000 | 4460 | 6000 | Lutron Electronics | PX-2B-GWH-I01.jpg | 27557846509 | PICO WIRED 2 BUTTON GLOSS BLACK | Pico Wired Control, Gloss Finish, 2-button, light icon, in black |  | 2.3 | 4.5 |  | PX-2B-GWH-I01.jpg | http://grandbrass.xologic.com/vendors/4460/large/PX-2B-GWH-I01.jpg | [47 empty] | 0 | 0 | 0 | [6 empty] | 0 | 1 | 1 | EA | 1 | Lighting Controls | [7 empty] | Black | [19 empty] | Other Lighting Controls | [242 empty] | <a href="https://www.lutron.com/TechnicalDocumentLibrary/031398.pdf" target="_blank">Installation Instructions</a> | [23 empty] | 10.000 DW |  |  | 2.3000 IN | [89 empty] | 1.000 EA | 1.000 EA | [35 empty] | No | [42 empty] | https://www.lutron.com/TechnicalDocumentLibrary/369439_Pico_Wired_Spec.pdf | [7 empty] | Shelf Stock | [39 empty] | 52161525 | [13 empty] | <a href="https://www.lutron.com/TechnicalDocumentLibrary/369-119_Wallbox_Warranty.pdf" target="_blank">Warranty Information</a> |  |  |  |  | 0.250 L | [14 empty] | 0 | 0 | 0 | 0 | Lighting Fixtures | 2016-07-15 14:29 | 2024-07-20 11:11 | 0000-00-00 00:00:00 | 2024-07-20 11:11 | 0000-00-00 00:00:00
1 | Lutron Electronics | PX-2B-GIV-I01 | 4460-6001 | 4460 | 6001 | Lutron Electronics | PX-2B-GWH-I01.jpg | 27557846516 | PICO WIRED 2 BUTTON GLOSS IVORY | Pico Wired Control, Gloss Finish, 2-button, light icon in ivory |  | 2.3 | 4.5 |  | PX-2B-GWH-I01.jpg | http://grandbrass.xologic.com/vendors/4460/large/PX-2B-GWH-I01.jpg | [47 empty] | 0 | 0 | 0 | [6 empty] | 0 | 1 | 1 | EA | 1 | Lighting Controls | [7 empty] | White | [19 empty] | Other Lighting Controls | [242 empty] | <a href="https://www.lutron.com/TechnicalDocumentLibrary/031398.pdf" target="_blank">Installation Instructions</a> | [23 empty] | 2.000 DW |  |  | 2.3000 IN | [89 empty] | 1.000 EA | 1.000 EA | [35 empty] | No | [42 empty] | https://www.lutron.com/TechnicalDocumentLibrary/369439_Pico_Wired_Spec.pdf | [7 empty] | Shelf Stock | [39 empty] | 52161525 | [13 empty] | <a href="https://www.lutron.com/TechnicalDocumentLibrary/369-119_Wallbox_Warranty.pdf" target="_blank">Warranty Information</a> |  |  |  |  | 0.250 L | [14 empty] | 0 | 0 | 0 | 0 | Lighting Fixtures | 2016-07-15 14:29 | 2024-07-20 11:19 | 0000-00-00 00:00:00 | 2024-07-20 11:19 | 0000-00-00 00:00:00
1 | Lutron Electronics | PX-2B-GLA-I01 | 4460-6002 | 4460 | 6002 | Lutron Electronics | PX-2B-GWH-I01.jpg | 27557846486 | PICO WIRED 2 BUTTON GLOSS LIGHT ALMOND | Pico Wired Control, Gloss Finish, 2-button, light icon in light almond |  | 2.3 | 4.5 |  | PX-2B-GWH-I01.jpg | http://grandbrass.xologic.com/vendors/4460/large/PX-2B-GWH-I01.jpg | [47 empty] | 0 | 0 | 0 | [6 empty] | 0 | 1 | 1 | EA | 1 | Lighting Controls | [27 empty] | Other Lighting Controls | [242 empty] | <a href="https://www.lutron.com/TechnicalDocumentLibrary/031398.pdf" target="_blank">Installation Instructions</a> | [23 empty] | 5.000 DW |  |  | 2.3000 IN | [89 empty] | 1.000 EA | 1.000 EA | [35 empty] | No | [42 empty] | https://www.lutron.com/TechnicalDocumentLibrary/369439_Pico_Wired_Spec.pdf | [7 empty] | Shelf Stock | [39 empty] | 52161525 | [13 empty] | <a href="https://www.lutron.com/TechnicalDocumentLibrary/369-119_Wallbox_Warranty.pdf" target="_blank">Warranty Information</a> |  |  |  |  | 0.250 L | [14 empty] | 0 | 0 | 0 | 0 | Lighting Fixtures | 2016-07-15 14:29 | 2024-07-20 11:20 | 0000-00-00 00:00:00 | 2024-07-20 11:20 | 0000-00-00 00:00:00
1 | Lutron Electronics | DVWCL-153PH-AL | 4460-6042 | 4460 | 6042 | Lutron Electronics | Ecom_DVWCL-153PH-AL_WithWallplate.jpeg | 27557842617 | DIVA W/ FP CFL 3WAY LO ALMOND | Diva LED+ Dimmer - Gloss Finish, LED, Incandescent/Halogen, 3-way/single-pole dimmer with wallplate, clamshell packaging, 150W LED or 600W inc/hal in almond |  | 3.6 | 2.3 |  | Ecom_DVWCL-153PH-AL_WithWallplate.jpeg | http://grandbrass.xologic.com/vendors/4460/large/Ecom_DVWCL-153PH-AL_WithWallplate.jpeg | [47 empty] | 0 | 0 | 0 | [6 empty] | 0 | 1 | 1 | EA | 1 | Lighting Controls | [7 empty] | White | [16 empty] | Traditional |  |  | Dimmers | [242 empty] | <a href="https://www.lutron.com/TechnicalDocumentLibrary/0301882.pdf" target="_blank">Installation Instructions</a> | [23 empty] | 10.000 DW |  |  | 5.8000 IN | [89 empty] | 1.000 EA | 1.000 EA | [35 empty] | No | [42 empty] | https://www.lutron.com/TechnicalDocumentLibrary/369682.pdf | [7 empty] | Shelf Stock | [13 empty] | <a href="https://www.lutron.com/TechnicalDocumentLibrary/368-4493_Page_5.pdf" target="_blank">Tech Drawing</a> | [25 empty] | 39122206 | [13 empty] | <a href="https://www.lutron.com/TechnicalDocumentLibrary/369-119_Wallbox_Warranty.pdf" target="_blank">Warranty Information</a> |  |  |  |  | 0.270 L | [14 empty] | 0 | 0 | 0 | 0 | Lighting Fixtures | 2016-07-15 14:30 | 2024-07-20 11:19 | 0000-00-00 00:00:00 | 2024-07-20 11:19 | 0000-00-00 00:00:00 | [6 empty] | Almond
1 | Lutron Electronics | DVWCL-153PH-IV | 4460-6044 | 4460 | 6044 | Lutron Electronics | Ecom_DVWCL-153PH-IV_WithWallplate.jpeg | 27557842624 | DIVA W/ FP CFL 3WAY LO IVORY | Diva LED+ Dimmer - Gloss Finish, LED, Incandescent/Halogen, 3-way/single-pole dimmer with wallplate, clamshell packaging, 150W LED or 600W inc/hal in ivory |  | 6.2 | 2.5 |  | Ecom_DVWCL-153PH-IV_WithWallplate.jpeg | http://grandbrass.xologic.com/vendors/4460/large/Ecom_DVWCL-153PH-IV_WithWallplate.jpeg | [47 empty] | 0 | 0 | 0 | [6 empty] | 0 | 1 | 1 | EA | 1 | Lighting Controls | [7 empty] | White | [16 empty] | Traditional |  |  | Dimmers | [242 empty] | <a href="https://www.lutron.com/TechnicalDocumentLibrary/0301882.pdf" target="_blank">Installation Instructions</a> | [23 empty] | 10.000 DW |  |  | 7.0000 IN | [89 empty] | 1.000 EA | 1.000 EA | [35 empty] | No | [42 empty] | https://www.lutron.com/TechnicalDocumentLibrary/369682.pdf | [7 empty] | Shelf Stock | [13 empty] | <a href="https://www.lutron.com/TechnicalDocumentLibrary/368-4493_Page_5.pdf" target="_blank">Tech Drawing</a> | [25 empty] | 39122206 | [13 empty] | <a href="https://www.lutron.com/TechnicalDocumentLibrary/369-119_Wallbox_Warranty.pdf" target="_blank">Warranty Information</a> |  |  |  |  | 0.270 L | [14 empty] | 0 | 0 | 0 | 0 | Lighting Fixtures | 2016-07-15 14:30 | 2024-07-20 11:19 | 0000-00-00 00:00:00 | 2024-07-20 11:19 | 0000-00-00 00:00:00 | [6 empty] | Ivory
1 | Lutron Electronics | MS-OPS2-BI | 4460-6046 | 4460 | 6046 | Lutron Electronics | Ecom_MS-OPS2-BI_nowallplate.jpeg?w=1500 | 27557982580 | Maestro 2A Motion Sensor Single Pole BI | Lutron Maestro Motion Sensor Switch, No Neutral Required, 150W LED, Single Pole, Biscuit |  | 2.3 | 4.5 | [50 empty] | 0 | 0 | 0 | [6 empty] | 0 | 1 | 1 | EA | 1 | Lighting Controls | [7 empty] | White | [16 empty] | Traditional |  |  | Other Lighting Controls | [242 empty] | <a href="https://www.lutron.com/TechnicalDocumentLibrary/0301654.pdf" target="_blank">Installation Instructions</a> | [23 empty] | 10.000 DW |  |  | 2.3000 IN | [89 empty] | 1.000 EA | 1.000 EA | [35 empty] | No | [42 empty] | https://www.lutron.com/TechnicalDocumentLibrary/369666.pdf | [7 empty] | Shelf Stock | [13 empty] | <a href="https://www.lutron.com/TechnicalDocumentLibrary/368-4493_Page_2.pdf" target="_blank">Tech Drawing</a> | [25 empty] | 39122236 | [6 empty] | <a href="https://lutron.widen.net/content/ljl01nfr11/mp4/In-wall-sensors_2021.mp4?w=2048" target="_blank">Product Video Clip</a> | [6 empty] | <a href="https://www.lutron.com/TechnicalDocumentLibrary/Sensor_Warranty.pdf" target="_blank">Warranty Information</a> |  |  |  |  | 0.150 L | [14 empty] | 0 | 0 | 0 | 0 | Lighting Fixtures | 2016-07-15 14:30 | 2024-07-20 11:16 | 0000-00-00 00:00:00 | 2024-07-20 11:16 | 0000-00-00 00:00:00 | [6 empty] | Biscuit
1 | Lutron Electronics | MS-OPS2-BL | 4460-6047 | 4460 | 6047 | Lutron Electronics | Ecom_MS-OPS2-BL_nowallplate.jpeg?w=1500 | 27557982597 | Maestro 2A Motion Sensor Single Pole BL | Lutron Maestro Motion Sensor Switch, No Neutral Required, 150W LED, Single Pole, Black |  | 2.3 | 4.5 | [50 empty] | 0 | 0 | 0 | [6 empty] | 0 | 1 | 1 | EA | 1 | Lighting Controls | [7 empty] | Black | [16 empty] | Traditional |  |  | Other Lighting Controls | [242 empty] | <a href="https://www.lutron.com/TechnicalDocumentLibrary/0301654.pdf" target="_blank">Installation Instructions</a> | [23 empty] | 10.000 DW |  |  | 2.3000 IN | [89 empty] | 1.000 EA | 1.000 EA | [35 empty] | No | [42 empty] | https://www.lutron.com/TechnicalDocumentLibrary/369666.pdf | [7 empty] | Shelf Stock | [13 empty] | <a href="https://www.lutron.com/TechnicalDocumentLibrary/368-4493_Page_2.pdf" target="_blank">Tech Drawing</a> | [25 empty] | 39122236 | [6 empty] | <a href="https://lutron.widen.net/content/ljl01nfr11/mp4/In-wall-sensors_2021.mp4?w=2048" target="_blank">Product Video Clip</a> | [6 empty] | <a href="https://www.lutron.com/TechnicalDocumentLibrary/Sensor_Warranty.pdf" target="_blank">Warranty Information</a> |  |  |  |  | 0.150 L | [14 empty] | 0 | 0 | 0 | 0 | Lighting Fixtures | 2016-07-15 14:30 | 2024-07-20 11:20 | 0000-00-00 00:00:00 | 2024-07-20 11:20 | 0000-00-00 00:00:00 | [6 empty] | Black
1 | Lutron Electronics | MS-OPS2-BR | 4460-6048 | 4460 | 6048 | Lutron Electronics | Ecom_MS-OPS2-BR_nowallplate.jpeg?w=1500 | 27557982603 | Maestro 2A Motion Sensor Single Pole BR | Lutron Maestro Motion Sensor Switch, No Neutral Required, 150W LED, Single Pole, Brown |  | 2.3 | 4.5 | [50 empty] | 0 | 0 | 0 | [6 empty] | 0 | 1 | 1 | EA | 1 | Lighting Controls | [7 empty] | Brown | [16 empty] | Traditional |  |  | Other Lighting Controls | [242 empty] | <a href="https://www.lutron.com/TechnicalDocumentLibrary/0301654.pdf" target="_blank">Installation Instructions</a> | [23 empty] | 10.000 DW |  |  | 2.3000 IN | [89 empty] | 1.000 EA | 1.000 EA | [35 empty] | No | [42 empty] | https://www.lutron.com/TechnicalDocumentLibrary/369666.pdf | [7 empty] | Shelf Stock | [13 empty] | <a href="https://www.lutron.com/TechnicalDocumentLibrary/368-4493_Page_2.pdf" target="_blank">Tech Drawing</a> | [25 empty] | 39122236 | [6 empty] | <a href="https://lutron.widen.net/content/ljl01nfr11/mp4/In-wall-sensors_2021.mp4?w=2048" target="_blank">Product Video Clip</a> | [6 empty] | <a href="https://www.lutron.com/TechnicalDocumentLibrary/Sensor_Warranty.pdf" target="_blank">Warranty Information</a> |  |  |  |  | 0.150 L | [14 empty] | 0 | 0 | 0 | 0 | Lighting Fixtures | 2016-07-15 14:30 | 2024-07-20 11:19 | 0000-00-00 00:00:00 | 2024-07-20 11:19 | 0000-00-00 00:00:00 | [6 empty] | Brown
1 | Lutron Electronics | MS-OPS2-GR | 4460-6052 | 4460 | 6052 | Lutron Electronics | Ecom_MS-OPS2-GR_nowallplate.jpeg?w=1500 | 27557982641 | Maestro 2A Motion Sensor Single Pole GR | Lutron Maestro Motion Sensor Switch, No Neutral Required, 150W LED, Single Pole, Gray |  | 2.3 | 4.5 | [50 empty] | 0 | 0 | 0 | [6 empty] | 0 | 1 | 1 | EA | 1 | Lighting Controls | [7 empty] | Gray | [16 empty] | Traditional |  |  | Other Lighting Controls | [242 empty] | <a href="https://www.lutron.com/TechnicalDocumentLibrary/0301654.pdf" target="_blank">Installation Instructions</a> | [23 empty] | 20.000 DW |  |  | 2.3000 IN | [89 empty] | 1.000 EA | 1.000 EA | [35 empty] | No | [42 empty] | https://www.lutron.com/TechnicalDocumentLibrary/369666.pdf | [7 empty] | Shelf Stock | [13 empty] | <a href="https://www.lutron.com/TechnicalDocumentLibrary/368-4493_Page_2.pdf" target="_blank">Tech Drawing</a> | [25 empty] | 39122236 | [6 empty] | <a href="https://lutron.widen.net/content/ljl01nfr11/mp4/In-wall-sensors_2021.mp4?w=2048" target="_blank">Product Video Clip</a> | [6 empty] | <a href="https://www.lutron.com/TechnicalDocumentLibrary/Sensor_Warranty.pdf" target="_blank">Warranty Information</a> |  |  |  |  | 0.150 L | [14 empty] | 0 | 0 | 0 | 0 | Lighting Fixtures | 2016-07-15 14:30 | 2024-07-20 11:19 | 0000-00-00 00:00:00 | 2024-07-20 11:19 | 0000-00-00 00:00:00 | [6 empty] | Gray
1 | Lutron Electronics | MS-OPS2-HT | 4460-6054 | 4460 | 6054 | Lutron Electronics | Ecom_MS-OPS2-HT_nowallplate.jpeg?w=1500 | 27557982665 | Maestro 2A Motion Sensor Single Pole HT | Lutron Maestro Motion Sensor Switch, No Neutral Required, 150W LED, Single Pole, Hot |  | 2.3 | 4.5 | [50 empty] | 0 | 0 | 0 | [6 empty] | 0 | 1 | 1 | EA | 1 | Lighting Controls | [7 empty] | White | [16 empty] | Traditional |  |  | Other Lighting Controls | [242 empty] | <a href="https://www.lutron.com/TechnicalDocumentLibrary/0301654.pdf" target="_blank">Installation Instructions</a> | [23 empty] | 10.000 DW |  |  | 2.3000 IN | [89 empty] | 1.000 EA | 1.000 EA | [35 empty] | No | [42 empty] | https://www.lutron.com/TechnicalDocumentLibrary/369666.pdf | [7 empty] | Shelf Stock | [13 empty] | <a href="https://www.lutron.com/TechnicalDocumentLibrary/368-4493_Page_2.pdf" target="_blank">Tech Drawing</a> | [25 empty] | 39122236 | [6 empty] | <a href="https://lutron.widen.net/content/ljl01nfr11/mp4/In-wall-sensors_2021.mp4?w=2048" target="_blank">Product Video Clip</a> | [6 empty] | <a href="https://www.lutron.com/TechnicalDocumentLibrary/Sensor_Warranty.pdf" target="_blank">Warranty Information</a> |  |  |  |  | 0.150 L | [14 empty] | 0 | 0 | 0 | 0 | Lighting Fixtures | 2016-07-15 14:30 | 2024-07-20 11:14 | 0000-00-00 00:00:00 | 2024-07-20 11:14 | 0000-00-00 00:00:00
1 | Lutron Electronics | MS-OPS2-MN | 4460-6056 | 4460 | 6056 | Lutron Electronics | Ecom_MS-OPS2-MN_nowallplate.jpeg?w=1500 | 27557982702 | Maestro 2A Motion Sensor Single Pole MN | Lutron Maestro Motion Sensor Switch, No Neutral Required, 150W LED, Single Pole, Midnight |  | 2.3 | 4.5 | [50 empty] | 0 | 0 | 0 | [6 empty] | 0 | 1 | 1 | EA | 1 | Lighting Controls | [7 empty] | White | [16 empty] | Traditional |  |  | Other Lighting Controls | [242 empty] | <a href="https://www.lutron.com/TechnicalDocumentLibrary/0301654.pdf" target="_blank">Installation Instructions</a> | [23 empty] | 10.000 DW |  |  | 2.3000 IN | [89 empty] | 1.000 EA | 1.000 EA | [35 empty] | No | [42 empty] | https://www.lutron.com/TechnicalDocumentLibrary/369666.pdf | [7 empty] | Shelf Stock | [13 empty] | <a href="https://www.lutron.com/TechnicalDocumentLibrary/368-4493_Page_2.pdf" target="_blank">Tech Drawing</a> | [25 empty] | 39122236 | [6 empty] | <a href="https://lutron.widen.net/content/ljl01nfr11/mp4/In-wall-sensors_2021.mp4?w=2048" target="_blank">Product Video Clip</a> | [6 empty] | <a href="https://www.lutron.com/TechnicalDocumentLibrary/Sensor_Warranty.pdf" target="_blank">Warranty Information</a> |  |  |  |  | 0.150 L | [14 empty] | 0 | 0 | 0 | 0 | Lighting Fixtures | 2016-07-15 14:30 | 2024-07-20 11:14 | 0000-00-00 00:00:00 | 2024-07-20 11:14 | 0000-00-00 00:00:00 | [6 empty] | Midnight
1 | Lutron Electronics | MS-OPS2-PD | 4460-6059 | 4460 | 6059 | Lutron Electronics | Ecom_MS-OPS2-PD_nowallplate.jpeg?w=1500 | 27557982733 | Maestro 2A Motion Sensor Single Pole PD | Lutron Maestro Motion Sensor Switch, No Neutral Required, 150W LED, Single Pole, Palladium |  | 2.3 | 4.5 | [50 empty] | 0 | 0 | 0 | [6 empty] | 0 | 1 | 1 | EA | 1 | Lighting Controls | [7 empty] | White | [16 empty] | Traditional |  |  | Other Lighting Controls | [242 empty] | <a href="https://www.lutron.com/TechnicalDocumentLibrary/0301654.pdf" target="_blank">Installation Instructions</a> | [23 empty] | 10.000 DW |  |  | 2.3000 IN | [89 empty] | 1.000 EA | 1.000 EA | [35 empty] | No | [42 empty] | https://www.lutron.com/TechnicalDocumentLibrary/369666.pdf | [7 empty] | Shelf Stock | [13 empty] | <a href="https://www.lutron.com/TechnicalDocumentLibrary/368-4493_Page_2.pdf" target="_blank">Tech Drawing</a> | [25 empty] | 39122236 | [6 empty] | <a href="https://lutron.widen.net/content/ljl01nfr11/mp4/In-wall-sensors_2021.mp4?w=2048" target="_blank">Product Video Clip</a> | [6 empty] | <a href="https://www.lutron.com/TechnicalDocumentLibrary/Sensor_Warranty.pdf" target="_blank">Warranty Information</a> |  |  |  |  | 0.150 L | [14 empty] | 0 | 0 | 0 | 0 | Lighting Fixtures | 2016-07-15 14:30 | 2024-07-20 11:15 | 0000-00-00 00:00:00 | 2024-07-20 11:15 | 0000-00-00 00:00:00 | [6 empty] | Palladium
1 | Lutron Electronics | MS-OPS2-SW | 4460-6064 | 4460 | 6064 | Lutron Electronics | Ecom_MS-OPS2-SW_nowallplate.jpeg?w=1500 | 27557982788 | Maestro 2A Motion Sensor Single Pole SW | Lutron Maestro Motion Sensor Switch, No Neutral Required, 150W LED, Single Pole, Snow |  | 2.3 | 4.5 | [50 empty] | 0 | 0 | 0 | [6 empty] | 0 | 1 | 1 | EA | 1 | Lighting Controls | [7 empty] | White | [16 empty] | Traditional |  |  | Other Lighting Controls | [242 empty] | <a href="https://www.lutron.com/TechnicalDocumentLibrary/0301654.pdf" target="_blank">Installation Instructions</a> | [23 empty] | 10.000 DW |  |  | 2.3000 IN | [89 empty] | 1.000 EA | 1.000 EA | [35 empty] | No | [42 empty] | https://www.lutron.com/TechnicalDocumentLibrary/369666.pdf | [7 empty] | Shelf Stock | [13 empty] | <a href="https://www.lutron.com/TechnicalDocumentLibrary/368-4493_Page_2.pdf" target="_blank">Tech Drawing</a> | [25 empty] | 39122236 | [6 empty] | <a href="https://lutron.widen.net/content/ljl01nfr11/mp4/In-wall-sensors_2021.mp4?w=2048" target="_blank">Product Video Clip</a> | [6 empty] | <a href="https://www.lutron.com/TechnicalDocumentLibrary/Sensor_Warranty.pdf" target="_blank">Warranty Information</a> |  |  |  |  | 0.150 L | [14 empty] | 0 | 0 | 0 | 0 | Lighting Fixtures | 2016-07-15 14:31 | 2024-07-20 11:16 | 0000-00-00 00:00:00 | 2024-07-20 11:16 | 0000-00-00 00:00:00 | [6 empty] | Snow
1 | Lutron Electronics | MS-OPS2-TP | 4460-6066 | 4460 | 6066 | Lutron Electronics | Ecom_MS-OPS2-TP_nowallplate.jpeg?w=1500 | 27557982801 | Maestro 2A Motion Sensor Single Pole TP | Lutron Maestro Motion Sensor Switch, No Neutral Required, 150W LED, Single Pole, Taupe |  | 2.3 | 4.5 | [50 empty] | 0 | 0 | 0 | [6 empty] | 0 | 1 | 1 | EA | 1 | Lighting Controls | [7 empty] | White | [16 empty] | Traditional |  |  | Other Lighting Controls | [242 empty] | <a href="https://www.lutron.com/TechnicalDocumentLibrary/0301654.pdf" target="_blank">Installation Instructions</a> | [23 empty] | 20.000 DW |  |  | 2.3000 IN | [89 empty] | 1.000 EA | 1.000 EA | [35 empty] | No | [42 empty] | https://www.lutron.com/TechnicalDocumentLibrary/369666.pdf | [7 empty] | Shelf Stock | [13 empty] | <a href="https://www.lutron.com/TechnicalDocumentLibrary/368-4493_Page_2.pdf" target="_blank">Tech Drawing</a> | [25 empty] | 39122236 | [6 empty] | <a href="https://lutron.widen.net/content/ljl01nfr11/mp4/In-wall-sensors_2021.mp4?w=2048" target="_blank">Product Video Clip</a> | [6 empty] | <a href="https://www.lutron.com/TechnicalDocumentLibrary/Sensor_Warranty.pdf" target="_blank">Warranty Information</a> |  |  |  |  | 0.150 L | [14 empty] | 0 | 0 | 0 | 0 | Lighting Fixtures | 2016-07-15 14:31 | 2024-07-20 11:16 | 0000-00-00 00:00:00 | 2024-07-20 11:16 | 0000-00-00 00:00:00 | [6 empty] | Taupe
1 | Lutron Electronics | MS-OPS5M-BI | 4460-6069 | 4460 | 6069 | Lutron Electronics | Ecom_MS-OPS5M-BI_nowallplate.jpeg?w=1500 | 27557983334 | Maestro 5A Occ Sensor Multi Location BI | Lutron Maestro 5 Amp Single-Pole or Multi-Location Motion Sensor Switch, Biscuit |  | 2.3 | 4.5 | [50 empty] | 0 | 0 | 0 | [6 empty] | 0 | 1 | 1 | EA | 1 | Lighting Controls | [7 empty] | White | [16 empty] | Traditional |  |  | Other Lighting Controls | [242 empty] | <a href="https://www.lutron.com/TechnicalDocumentLibrary/0301647.pdf" target="_blank">Installation Instructions</a> | [23 empty] | 25.000 DW |  |  | 2.3000 IN | [89 empty] | 1.000 EA | 1.000 EA | [35 empty] | No | [42 empty] | https://www.lutron.com/TechnicalDocumentLibrary/369666.pdf | [7 empty] | Shelf Stock | [13 empty] | <a href="https://www.lutron.com/TechnicalDocumentLibrary/368-4493_Page_14.pdf" target="_blank">Tech Drawing</a> | [25 empty] | 39122236 | [6 empty] | <a href="https://lutron.widen.net/content/ljl01nfr11/mp4/In-wall-sensors_2021.mp4?w=2048" target="_blank">Product Video Clip</a> | [6 empty] | <a href="https://www.lutron.com/TechnicalDocumentLibrary/Sensor_Warranty.pdf" target="_blank">Warranty Information</a> |  |  |  |  | 0.250 L | [14 empty] | 0 | 0 | 0 | 0 | Lighting Fixtures | 2016-07-15 14:31 | 2024-07-20 11:11 | 0000-00-00 00:00:00 | 2024-07-20 11:11 | 0000-00-00 00:00:00 | [6 empty] | Biscuit
1 | Lutron Electronics | MS-OPS5M-BL | 4460-6070 | 4460 | 6070 | Lutron Electronics | Ecom_MS-OPS5M-BL_nowallplate.jpeg?w=1500 | 27557983341 | Maestro 5A Occ Sensor Multi Location BL | Lutron Maestro 5 Amp Single-Pole or Multi-Location Motion Sensor Switch, Black |  | 2.3 | 4.5 | [50 empty] | 0 | 0 | 0 | [6 empty] | 0 | 1 | 1 | EA | 1 | Lighting Controls | [7 empty] | Black | [16 empty] | Traditional |  |  | Other Lighting Controls | [242 empty] | <a href="https://www.lutron.com/TechnicalDocumentLibrary/0301647.pdf" target="_blank">Installation Instructions</a> | [23 empty] | 25.000 DW |  |  | 2.3000 IN | [89 empty] | 1.000 EA | 1.000 EA | [35 empty] | No | [42 empty] | https://www.lutron.com/TechnicalDocumentLibrary/369666.pdf | [7 empty] | Shelf Stock | [13 empty] | <a href="https://www.lutron.com/TechnicalDocumentLibrary/368-4493_Page_14.pdf" target="_blank">Tech Drawing</a> | [25 empty] | 39122236 | [6 empty] | <a href="https://lutron.widen.net/content/ljl01nfr11/mp4/In-wall-sensors_2021.mp4?w=2048" target="_blank">Product Video Clip</a> | [6 empty] | <a href="https://www.lutron.com/TechnicalDocumentLibrary/Sensor_Warranty.pdf" target="_blank">Warranty Information</a> |  |  |  |  | 0.250 L | [14 empty] | 0 | 0 | 0 | 0 | Lighting Fixtures | 2016-07-15 14:31 | 2024-07-20 11:19 | 0000-00-00 00:00:00 | 2024-07-20 11:19 | 0000-00-00 00:00:00 | [6 empty] | Black
1 | Lutron Electronics | MS-OPS5M-BR | 4460-6071 | 4460 | 6071 | Lutron Electronics | Ecom_MS-OPS5M-BR_nowallplate.jpeg?w=1500 | 27557983358 | Maestro 5A Occ Sensor Multi Location BR | Lutron Maestro 5 Amp Single-Pole or Multi-Location Motion Sensor Switch, Brown |  | 2.3 | 4.5 | [50 empty] | 0 | 0 | 0 | [6 empty] | 0 | 1 | 1 | EA | 1 | Lighting Controls | [7 empty] | Brown | [16 empty] | Traditional |  |  | Other Lighting Controls | [242 empty] | <a href="https://www.lutron.com/TechnicalDocumentLibrary/0301647.pdf" target="_blank">Installation Instructions</a> | [23 empty] | 25.000 DW |  |  | 2.3000 IN | [89 empty] | 1.000 EA | 1.000 EA | [35 empty] | No | [42 empty] | https://www.lutron.com/TechnicalDocumentLibrary/369666.pdf | [7 empty] | Shelf Stock | [13 empty] | <a href="https://www.lutron.com/TechnicalDocumentLibrary/368-4493_Page_14.pdf" target="_blank">Tech Drawing</a> | [25 empty] | 39122236 | [6 empty] | <a href="https://lutron.widen.net/content/ljl01nfr11/mp4/In-wall-sensors_2021.mp4?w=2048" target="_blank">Product Video Clip</a> | [6 empty] | <a href="https://www.lutron.com/TechnicalDocumentLibrary/Sensor_Warranty.pdf" target="_blank">Warranty Information</a> |  |  |  |  | 0.250 L | [14 empty] | 0 | 0 | 0 | 0 | Lighting Fixtures | 2016-07-15 14:31 | 2024-07-20 11:17 | 0000-00-00 00:00:00 | 2024-07-20 11:17 | 0000-00-00 00:00:00 | [6 empty] | Brown
1 | Lutron Electronics | MS-OPS5M-GR | 4460-6075 | 4460 | 6075 | Lutron Electronics | Ecom_MS-OPS5M-GR_nowallplate.jpeg?w=1500 | 27557983396 | Maestro 5A Occ Sensor Multi Location GR | Lutron Maestro 5 Amp Single-Pole or Multi-Location Motion Sensor Switch, Gray |  | 2.3 | 4.5 | [50 empty] | 0 | 0 | 0 | [6 empty] | 0 | 1 | 1 | EA | 1 | Lighting Controls | [7 empty] | Gray | [16 empty] | Traditional |  |  | Other Lighting Controls | [242 empty] | <a href="https://www.lutron.com/TechnicalDocumentLibrary/0301647.pdf" target="_blank">Installation Instructions</a> | [23 empty] | 40.000 DW |  |  | 2.3000 IN | [89 empty] | 1.000 EA | 1.000 EA | [35 empty] | No | [42 empty] | https://www.lutron.com/TechnicalDocumentLibrary/369666.pdf | [7 empty] | Shelf Stock | [13 empty] | <a href="https://www.lutron.com/TechnicalDocumentLibrary/368-4493_Page_14.pdf" target="_blank">Tech Drawing</a> | [25 empty] | 39122236 | [6 empty] | <a href="https://lutron.widen.net/content/ljl01nfr11/mp4/In-wall-sensors_2021.mp4?w=2048" target="_blank">Product Video Clip</a> | [6 empty] | <a href="https://www.lutron.com/TechnicalDocumentLibrary/Sensor_Warranty.pdf" target="_blank">Warranty Information</a> |  |  |  |  | 0.250 L | [14 empty] | 0 | 0 | 0 | 0 | Lighting Fixtures | 2016-07-15 14:31 | 2024-07-20 11:16 | 0000-00-00 00:00:00 | 2024-07-20 11:16 | 0000-00-00 00:00:00 | [6 empty] | Gray
1 | Lutron Electronics | MS-OPS5M-HT | 4460-6077 | 4460 | 6077 | Lutron Electronics | Ecom_MS-OPS5M-HT_nowallplate.jpeg?w=1500 | 27557983419 | Maestro 5A Occ Sensor Multi Location HT | Lutron Maestro 5 Amp Single-Pole or Multi-Location Motion Sensor Switch, Hot |  | 2.3 | 4.5 | [50 empty] | 0 | 0 | 0 | [6 empty] | 0 | 1 | 1 | EA | 1 | Lighting Controls | [7 empty] | White | [16 empty] | Traditional |  |  | Other Lighting Controls | [242 empty] | <a href="https://www.lutron.com/TechnicalDocumentLibrary/0301647.pdf" target="_blank">Installation Instructions</a> | [23 empty] | 25.000 DW |  |  | 2.3000 IN | [89 empty] | 1.000 EA | 1.000 EA | [35 empty] | No | [42 empty] | https://www.lutron.com/TechnicalDocumentLibrary/369666.pdf | [7 empty] | Shelf Stock | [13 empty] | <a href="https://www.lutron.com/TechnicalDocumentLibrary/368-4493_Page_14.pdf" target="_blank">Tech Drawing</a> | [25 empty] | 39122236 | [6 empty] | <a href="https://lutron.widen.net/content/ljl01nfr11/mp4/In-wall-sensors_2021.mp4?w=2048" target="_blank">Product Video Clip</a> | [6 empty] | <a href="https://www.lutron.com/TechnicalDocumentLibrary/Sensor_Warranty.pdf" target="_blank">Warranty Information</a> |  |  |  |  | 0.250 L | [14 empty] | 0 | 0 | 0 | 0 | Lighting Fixtures | 2016-07-15 14:31 | 2024-07-20 11:15 | 0000-00-00 00:00:00 | 2024-07-20 11:15 | 0000-00-00 00:00:00
1 | Lutron Electronics | MS-OPS5M-MN | 4460-6102 | 4460 | 6102 | Lutron Electronics | Ecom_MS-OPS5M-MN_nowallplate.jpeg?w=1500 | 27557983457 | Maestro 5A Occ Sensor Multi Location MN | Lutron Maestro 5 Amp Single-Pole or Multi-Location Motion Sensor Switch, Midnight |  | 2.3 | 4.5 | [50 empty] | 0 | 0 | 0 | [6 empty] | 0 | 1 | 1 | EA | 1 | Lighting Controls | [7 empty] | White | [16 empty] | Traditional |  |  | Other Lighting Controls | [242 empty] | <a href="https://www.lutron.com/TechnicalDocumentLibrary/0301647.pdf" target="_blank">Installation Instructions</a> | [23 empty] | 40.000 DW |  |  | 2.3000 IN | [89 empty] | 1.000 EA | 1.000 EA | [35 empty] | No | [42 empty] | https://www.lutron.com/TechnicalDocumentLibrary/369666.pdf | [7 empty] | Shelf Stock | [13 empty] | <a href="https://www.lutron.com/TechnicalDocumentLibrary/368-4493_Page_14.pdf" target="_blank">Tech Drawing</a> | [25 empty] | 39122236 | [6 empty] | <a href="https://lutron.widen.net/content/ljl01nfr11/mp4/In-wall-sensors_2021.mp4?w=2048" target="_blank">Product Video Clip</a> | [6 empty] | <a href="https://www.lutron.com/TechnicalDocumentLibrary/Sensor_Warranty.pdf" target="_blank">Warranty Information</a> |  |  |  |  | 0.250 L | [14 empty] | 0 | 0 | 0 | 0 | Lighting Fixtures | 2016-07-15 14:32 | 2024-07-20 11:19 | 0000-00-00 00:00:00 | 2024-07-20 11:19 | 0000-00-00 00:00:00 | [6 empty] | Midnight
1 | Lutron Electronics | MS-OPS5M-PD | 4460-6105 | 4460 | 6105 | Lutron Electronics | Ecom_MS-OPS5M-PD_nowallplate.jpeg?w=1500 | 27557983488 | Maestro 5A Occ Sensor Multi Location PD | Lutron Maestro 5 Amp Single-Pole or Multi-Location Motion Sensor Switch, Palladium |  | 2.3 | 4.5 | [50 empty] | 0 | 0 | 0 | [6 empty] | 0 | 1 | 1 | EA | 1 | Lighting Controls | [7 empty] | White | [16 empty] | Traditional |  |  | Other Lighting Controls | [242 empty] | <a href="https://www.lutron.com/TechnicalDocumentLibrary/0301647.pdf" target="_blank">Installation Instructions</a> | [23 empty] | 25.000 DW |  |  | 2.3000 IN | [89 empty] | 1.000 EA | 1.000 EA | [35 empty] | No | [42 empty] | https://www.lutron.com/TechnicalDocumentLibrary/369666.pdf | [7 empty] | Shelf Stock | [13 empty] | <a href="https://www.lutron.com/TechnicalDocumentLibrary/368-4493_Page_14.pdf" target="_blank">Tech Drawing</a> | [25 empty] | 39122236 | [6 empty] | <a href="https://lutron.widen.net/content/ljl01nfr11/mp4/In-wall-sensors_2021.mp4?w=2048" target="_blank">Product Video Clip</a> | [6 empty] | <a href="https://www.lutron.com/TechnicalDocumentLibrary/Sensor_Warranty.pdf" target="_blank">Warranty Information</a> |  |  |  |  | 0.250 L | [14 empty] | 0 | 0 | 0 | 0 | Lighting Fixtures | 2016-07-15 14:32 | 2024-07-20 11:17 | 0000-00-00 00:00:00 | 2024-07-20 11:17 | 0000-00-00 00:00:00 | [6 empty] | Palladium
1 | Lutron Electronics | MS-OPS5M-SW | 4460-6110 | 4460 | 6110 | Lutron Electronics | Ecom_MS-OPS5M-SW_nowallplate.jpeg?w=1500 | 27557983532 | Maestro 5A Occ Sensor Multi Location SW | Lutron Maestro 5 Amp Single-Pole or Multi-Location Motion Sensor Switch, Snow |  | 2.3 | 4.5 | [50 empty] | 0 | 0 | 0 | [6 empty] | 0 | 1 | 1 | EA | 1 | Lighting Controls | [7 empty] | White | [16 empty] | Traditional |  |  | Other Lighting Controls | [242 empty] | <a href="https://www.lutron.com/TechnicalDocumentLibrary/0301647.pdf" target="_blank">Installation Instructions</a> | [23 empty] | 25.000 DW |  |  | 2.3000 IN | [89 empty] | 1.000 EA | 1.000 EA | [35 empty] | No | [42 empty] | https://www.lutron.com/TechnicalDocumentLibrary/369666.pdf | [7 empty] | Shelf Stock | [13 empty] | <a href="https://www.lutron.com/TechnicalDocumentLibrary/368-4493_Page_14.pdf" target="_blank">Tech Drawing</a> | [25 empty] | 39122236 | [6 empty] | <a href="https://lutron.widen.net/content/ljl01nfr11/mp4/In-wall-sensors_2021.mp4?w=2048" target="_blank">Product Video Clip</a> | [6 empty] | <a href="https://www.lutron.com/TechnicalDocumentLibrary/Sensor_Warranty.pdf" target="_blank">Warranty Information</a> |  |  |  |  | 0.250 L | [14 empty] | 0 | 0 | 0 | 0 | Lighting Fixtures | 2016-07-15 14:32 | 2024-07-20 11:14 | 0000-00-00 00:00:00 | 2024-07-20 11:14 | 0000-00-00 00:00:00 | [6 empty] | Snow
1 | Lutron Electronics | MS-OPS5M-TP | 4460-6112 | 4460 | 6112 | Lutron Electronics | Ecom_MS-OPS5M-TP_nowallplate.jpeg?w=1500 | 27557983556 | Maestro 5A Occ Sensor Multi Location TP | Lutron Maestro 5 Amp Single-Pole or Multi-Location Motion Sensor Switch, Taupe |  | 2.3 | 4.5 | [50 empty] | 0 | 0 | 0 | [6 empty] | 0 | 1 | 1 | EA | 1 | Lighting Controls | [7 empty] | White | [16 empty] | Traditional |  |  | Other Lighting Controls | [242 empty] | <a href="https://www.lutron.com/TechnicalDocumentLibrary/0301647.pdf" target="_blank">Installation Instructions</a> | [23 empty] | 25.000 DW |  |  | 2.3000 IN | [89 empty] | 1.000 EA | 1.000 EA | [35 empty] | No | [42 empty] | https://www.lutron.com/TechnicalDocumentLibrary/369666.pdf | [7 empty] | Shelf Stock | [13 empty] | <a href="https://www.lutron.com/TechnicalDocumentLibrary/368-4493_Page_14.pdf" target="_blank">Tech Drawing</a> | [25 empty] | 39122236 | [6 empty] | <a href="https://lutron.widen.net/content/ljl01nfr11/mp4/In-wall-sensors_2021.mp4?w=2048" target="_blank">Product Video Clip</a> | [6 empty] | <a href="https://www.lutron.com/TechnicalDocumentLibrary/Sensor_Warranty.pdf" target="_blank">Warranty Information</a> |  |  |  |  | 0.250 L | [14 empty] | 0 | 0 | 0 | 0 | Lighting Fixtures | 2016-07-15 14:32 | 2024-07-20 11:15 | 0000-00-00 00:00:00 | 2024-07-20 11:15 | 0000-00-00 00:00:00 | [6 empty] | Taupe
1 | Lutron Electronics | MS-VPS5M-BI | 4460-6115 | 4460 | 6115 | Lutron Electronics | Ecom_MS-VPS5M-BI_NoWallPlate.jpeg?w=1500 | 27557983600 | Maestro 5A Vacancy Sensor Multi Loc BI | Lutron Maestro Vacancy Sensor switch, 5-Amp, Single-Pole or Multi-Location, Biscuit |  | 2.3 | 4.5 | [50 empty] | 0 | 0 | 0 | [6 empty] | 0 | 1 | 1 | EA | 1 | Lighting Controls | [7 empty] | White | [16 empty] | Traditional |  |  | Other Lighting Controls | [242 empty] | <a href="https://www.lutron.com/TechnicalDocumentLibrary/0301647.pdf" target="_blank">Installation Instructions</a> | [23 empty] | 10.000 DW |  |  | 2.3000 IN | [89 empty] | 1.000 EA | 1.000 EA | [35 empty] | No | [42 empty] | https://www.lutron.com/TechnicalDocumentLibrary/369666.pdf | [7 empty] | Shelf Stock | [13 empty] | <a href="https://www.lutron.com/TechnicalDocumentLibrary/368-4493_Page_14.pdf" target="_blank">Tech Drawing</a> | [25 empty] | 39122236 | [6 empty] | <a href="https://lutron.widen.net/content/ljl01nfr11/mp4/In-wall-sensors_2021.mp4?w=2048" target="_blank">Product Video Clip</a> | [6 empty] | <a href="https://www.lutron.com/TechnicalDocumentLibrary/Sensor_Warranty.pdf" target="_blank">Warranty Information</a> |  |  |  |  | 0.150 L | [14 empty] | 0 | 0 | 0 | 0 | Lighting Fixtures | 2016-07-15 14:32 | 2024-07-20 11:17 | 0000-00-00 00:00:00 | 2024-07-20 11:17 | 0000-00-00 00:00:00 | [6 empty] | Biscuit
1 | Lutron Electronics | MS-VPS5M-BL | 4460-6116 | 4460 | 6116 | Lutron Electronics | Ecom_MS-VPS5M-BL_NoWallPlate.jpeg?w=1500 | 27557983617 | Maestro 5A Vacancy Sensor Multi Loc BL | Lutron Maestro Vacancy Sensor switch, 5-Amp, Single-Pole or Multi-Location, Black |  | 2.3 | 4.5 | [50 empty] | 0 | 0 | 0 | [6 empty] | 0 | 1 | 1 | EA | 1 | Lighting Controls | [7 empty] | Black | [16 empty] | Traditional |  |  | Other Lighting Controls | [242 empty] | <a href="https://www.lutron.com/TechnicalDocumentLibrary/0301647.pdf" target="_blank">Installation Instructions</a> | [23 empty] | 10.000 DW |  |  | 2.3000 IN | [89 empty] | 1.000 EA | 1.000 EA | [35 empty] | No | [42 empty] | https://www.lutron.com/TechnicalDocumentLibrary/369666.pdf | [7 empty] | Shelf Stock | [13 empty] | <a href="https://www.lutron.com/TechnicalDocumentLibrary/368-4493_Page_14.pdf" target="_blank">Tech Drawing</a> | [25 empty] | 39122236 | [6 empty] | <a href="https://lutron.widen.net/content/ljl01nfr11/mp4/In-wall-sensors_2021.mp4?w=2048" target="_blank">Product Video Clip</a> | [6 empty] | <a href="https://www.lutron.com/TechnicalDocumentLibrary/Sensor_Warranty.pdf" target="_blank">Warranty Information</a> |  |  |  |  | 0.150 L | [14 empty] | 0 | 0 | 0 | 0 | Lighting Fixtures | 2016-07-15 14:32 | 2024-07-20 11:19 | 0000-00-00 00:00:00 | 2024-07-20 11:19 | 0000-00-00 00:00:00 | [6 empty] | Black
1 | Lutron Electronics | MS-VPS5M-BR | 4460-6117 | 4460 | 6117 | Lutron Electronics | Ecom_MS-VPS5M-BR_NoWallPlate.jpeg?w=1500 | 27557983624 | Maestro 5A Vacancy Sensor Multi Loc BR | Lutron Maestro Vacancy Sensor switch, 5-Amp, Single-Pole or Multi-Location, Brown |  | 2.3 | 4.5 | [50 empty] | 0 | 0 | 0 | [6 empty] | 0 | 1 | 1 | EA | 1 | Lighting Controls | [7 empty] | Brown | [16 empty] | Traditional |  |  | Other Lighting Controls | [242 empty] | <a href="https://www.lutron.com/TechnicalDocumentLibrary/0301647.pdf" target="_blank">Installation Instructions</a> | [23 empty] | 10.000 DW |  |  | 2.3000 IN | [89 empty] | 1.000 EA | 1.000 EA | [35 empty] | No | [42 empty] | https://www.lutron.com/TechnicalDocumentLibrary/369666.pdf | [7 empty] | Shelf Stock | [13 empty] | <a href="https://www.lutron.com/TechnicalDocumentLibrary/368-4493_Page_14.pdf" target="_blank">Tech Drawing</a> | [25 empty] | 39122236 | [6 empty] | <a href="https://lutron.widen.net/content/ljl01nfr11/mp4/In-wall-sensors_2021.mp4?w=2048" target="_blank">Product Video Clip</a> | [6 empty] | <a href="https://www.lutron.com/TechnicalDocumentLibrary/Sensor_Warranty.pdf" target="_blank">Warranty Information</a> |  |  |  |  | 0.150 L | [14 empty] | 0 | 0 | 0 | 0 | Lighting Fixtures | 2016-07-15 14:32 | 2024-07-20 11:16 | 0000-00-00 00:00:00 | 2024-07-20 11:16 | 0000-00-00 00:00:00 | [6 empty] | Brown
1 | Lutron Electronics | MS-VPS5M-GR | 4460-6121 | 4460 | 6121 | Lutron Electronics | Ecom_MS-VPS5M-GR_NoWallPlate.jpeg?w=1500 | 27557983662 | Maestro 5A Vacancy Sensor Multi Loc GR | Lutron Maestro Vacancy Sensor switch, 5-Amp, Single-Pole or Multi-Location, Gray |  | 2.3 | 4.5 | [50 empty] | 0 | 0 | 0 | [6 empty] | 0 | 1 | 1 | EA | 1 | Lighting Controls | [7 empty] | Gray | [16 empty] | Traditional |  |  | Other Lighting Controls | [242 empty] | <a href="https://www.lutron.com/TechnicalDocumentLibrary/0301647.pdf" target="_blank">Installation Instructions</a> | [23 empty] | 10.000 DW |  |  | 2.3000 IN | [89 empty] | 1.000 EA | 1.000 EA | [35 empty] | No | [42 empty] | https://www.lutron.com/TechnicalDocumentLibrary/369666.pdf | [7 empty] | Shelf Stock | [13 empty] | <a href="https://www.lutron.com/TechnicalDocumentLibrary/368-4493_Page_14.pdf" target="_blank">Tech Drawing</a> | [25 empty] | 39122236 | [6 empty] | <a href="https://lutron.widen.net/content/ljl01nfr11/mp4/In-wall-sensors_2021.mp4?w=2048" target="_blank">Product Video Clip</a> | [6 empty] | <a href="https://www.lutron.com/TechnicalDocumentLibrary/Sensor_Warranty.pdf" target="_blank">Warranty Information</a> |  |  |  |  | 0.150 L | [14 empty] | 0 | 0 | 0 | 0 | Lighting Fixtures | 2016-07-15 14:32 | 2024-07-20 11:18 | 0000-00-00 00:00:00 | 2024-07-20 11:18 | 0000-00-00 00:00:00 | [6 empty] | Gray
1 | Lutron Electronics | MS-VPS5M-HT | 4460-6123 | 4460 | 6123 | Lutron Electronics | Ecom_MS-VPS5M-HT_NoWallPlate.jpeg?w=1500 | 27557983686 | Maestro 5A Vacancy Sensor Multi Loc HT | Lutron Maestro Vacancy Sensor switch, 5-Amp, Single-Pole or Multi-Location, Hot |  | 2.3 | 4.5 | [50 empty] | 0 | 0 | 0 | [6 empty] | 0 | 1 | 1 | EA | 1 | Lighting Controls | [7 empty] | White | [16 empty] | Traditional |  |  | Other Lighting Controls | [242 empty] | <a href="https://www.lutron.com/TechnicalDocumentLibrary/0301647.pdf" target="_blank">Installation Instructions</a> | [23 empty] | 10.000 DW |  |  | 2.3000 IN | [89 empty] | 1.000 EA | 1.000 EA | [35 empty] | No | [42 empty] | https://www.lutron.com/TechnicalDocumentLibrary/369666.pdf | [7 empty] | Shelf Stock | [13 empty] | <a href="https://www.lutron.com/TechnicalDocumentLibrary/368-4493_Page_14.pdf" target="_blank">Tech Drawing</a> | [25 empty] | 39122236 | [6 empty] | <a href="https://lutron.widen.net/content/ljl01nfr11/mp4/In-wall-sensors_2021.mp4?w=2048" target="_blank">Product Video Clip</a> | [6 empty] | <a href="https://www.lutron.com/TechnicalDocumentLibrary/Sensor_Warranty.pdf" target="_blank">Warranty Information</a> |  |  |  |  | 0.150 L | [14 empty] | 0 | 0 | 0 | 0 | Lighting Fixtures | 2016-07-15 14:32 | 2024-07-20 11:15 | 0000-00-00 00:00:00 | 2024-07-20 11:15 | 0000-00-00 00:00:00
1 | Lutron Electronics | MS-VPS5M-MN | 4460-6125 | 4460 | 6125 | Lutron Electronics | Ecom_MS-VPS5M-MN_NoWallPlate.jpeg?w=1500 | 27557983723 | Maestro 5A Vacancy Sensor Multi Loc MN | Lutron Maestro Vacancy Sensor switch, 5-Amp, Single-Pole or Multi-Location, Midnight |  | 2.3 | 4.5 | [50 empty] | 0 | 0 | 0 | [6 empty] | 0 | 1 | 1 | EA | 1 | Lighting Controls | [7 empty] | White | [16 empty] | Traditional |  |  | Other Lighting Controls | [242 empty] | <a href="https://www.lutron.com/TechnicalDocumentLibrary/0301647.pdf" target="_blank">Installation Instructions</a> | [23 empty] | 10.000 DW |  |  | 2.3000 IN | [89 empty] | 1.000 EA | 1.000 EA | [35 empty] | No | [42 empty] | https://www.lutron.com/TechnicalDocumentLibrary/369666.pdf | [7 empty] | Shelf Stock | [13 empty] | <a href="https://www.lutron.com/TechnicalDocumentLibrary/368-4493_Page_14.pdf" target="_blank">Tech Drawing</a> | [25 empty] | 39122236 | [6 empty] | <a href="https://lutron.widen.net/content/ljl01nfr11/mp4/In-wall-sensors_2021.mp4?w=2048" target="_blank">Product Video Clip</a> | [6 empty] | <a href="https://www.lutron.com/TechnicalDocumentLibrary/Sensor_Warranty.pdf" target="_blank">Warranty Information</a> |  |  |  |  | 0.150 L | [14 empty] | 0 | 0 | 0 | 0 | Lighting Fixtures | 2016-07-15 14:32 | 2024-07-20 11:19 | 0000-00-00 00:00:00 | 2024-07-20 11:19 | 0000-00-00 00:00:00 | [6 empty] | Midnight
1 | Lutron Electronics | MS-VPS5M-PD | 4460-6128 | 4460 | 6128 | Lutron Electronics | Ecom_MS-VPS5M-PD_NoWallPlate.jpeg?w=1500 | 27557983754 | Maestro 5A Vacancy Sensor Multi Loc PD | Lutron Maestro Vacancy Sensor switch, 5-Amp, Single-Pole or Multi-Location, Palladium |  | 2.3 | 4.5 | [50 empty] | 0 | 0 | 0 | [6 empty] | 0 | 1 | 1 | EA | 1 | Lighting Controls | [7 empty] | White | [16 empty] | Traditional |  |  | Other Lighting Controls | [242 empty] | <a href="https://www.lutron.com/TechnicalDocumentLibrary/0301647.pdf" target="_blank">Installation Instructions</a> | [23 empty] | 10.000 DW |  |  | 2.3000 IN | [89 empty] | 1.000 EA | 1.000 EA | [35 empty] | No | [42 empty] | https://www.lutron.com/TechnicalDocumentLibrary/369666.pdf | [7 empty] | Shelf Stock | [13 empty] | <a href="https://www.lutron.com/TechnicalDocumentLibrary/368-4493_Page_14.pdf" target="_blank">Tech Drawing</a> | [25 empty] | 39122236 | [6 empty] | <a href="https://lutron.widen.net/content/ljl01nfr11/mp4/In-wall-sensors_2021.mp4?w=2048" target="_blank">Product Video Clip</a> | [6 empty] | <a href="https://www.lutron.com/TechnicalDocumentLibrary/Sensor_Warranty.pdf" target="_blank">Warranty Information</a> |  |  |  |  | 0.150 L | [14 empty] | 0 | 0 | 0 | 0 | Lighting Fixtures | 2016-07-15 14:32 | 2024-07-20 11:16 | 0000-00-00 00:00:00 | 2024-07-20 11:16 | 0000-00-00 00:00:00 | [6 empty] | Palladium
1 | Lutron Electronics | MS-VPS5M-SW | 4460-6133 | 4460 | 6133 | Lutron Electronics | Ecom_MS-VPS5M-SW_NoWallPlate.jpeg?w=1500 | 27557983808 | Maestro 5A Vacancy Sensor Multi Loc SW | Lutron Maestro Vacancy Sensor switch, 5-Amp, Single-Pole or Multi-Location, Snow |  | 2.3 | 4.5 | [50 empty] | 0 | 0 | 0 | [6 empty] | 0 | 1 | 1 | EA | 1 | Lighting Controls | [7 empty] | White | [16 empty] | Traditional |  |  | Other Lighting Controls | [242 empty] | <a href="https://www.lutron.com/TechnicalDocumentLibrary/0301647.pdf" target="_blank">Installation Instructions</a> | [23 empty] | 10.000 DW |  |  | 2.3000 IN | [89 empty] | 1.000 EA | 1.000 EA | [35 empty] | No | [42 empty] | https://www.lutron.com/TechnicalDocumentLibrary/369666.pdf | [7 empty] | Shelf Stock | [13 empty] | <a href="https://www.lutron.com/TechnicalDocumentLibrary/368-4493_Page_14.pdf" target="_blank">Tech Drawing</a> | [25 empty] | 39122236 | [6 empty] | <a href="https://lutron.widen.net/content/ljl01nfr11/mp4/In-wall-sensors_2021.mp4?w=2048" target="_blank">Product Video Clip</a> | [6 empty] | <a href="https://www.lutron.com/TechnicalDocumentLibrary/Sensor_Warranty.pdf" target="_blank">Warranty Information</a> |  |  |  |  | 0.150 L | [14 empty] | 0 | 0 | 0 | 0 | Lighting Fixtures | 2016-07-15 14:33 | 2024-07-20 11:15 | 0000-00-00 00:00:00 | 2024-07-20 11:15 | 0000-00-00 00:00:00 | [6 empty] | Snow
1 | Lutron Electronics | MS-VPS5M-TP | 4460-6135 | 4460 | 6135 | Lutron Electronics | Ecom_MS-VPS5M-TP_NoWallPlate.jpeg?w=1500 | 27557983822 | Maestro 5A Vacancy Sensor Multi Loc TP | Lutron Maestro Vacancy Sensor switch, 5-Amp, Single-Pole or Multi-Location, Taupe |  | 2.3 | 4.5 | [50 empty] | 0 | 0 | 0 | [6 empty] | 0 | 1 | 1 | EA | 1 | Lighting Controls | [7 empty] | White | [16 empty] | Traditional |  |  | Other Lighting Controls | [242 empty] | <a href="https://www.lutron.com/TechnicalDocumentLibrary/0301647.pdf" target="_blank">Installation Instructions</a> | [23 empty] | 10.000 DW |  |  | 2.3000 IN | [89 empty] | 1.000 EA | 1.000 EA | [35 empty] | No | [42 empty] | https://www.lutron.com/TechnicalDocumentLibrary/369666.pdf | [7 empty] | Shelf Stock | [13 empty] | <a href="https://www.lutron.com/TechnicalDocumentLibrary/368-4493_Page_14.pdf" target="_blank">Tech Drawing</a> | [25 empty] | 39122236 | [6 empty] | <a href="https://lutron.widen.net/content/ljl01nfr11/mp4/In-wall-sensors_2021.mp4?w=2048" target="_blank">Product Video Clip</a> | [6 empty] | <a href="https://www.lutron.com/TechnicalDocumentLibrary/Sensor_Warranty.pdf" target="_blank">Warranty Information</a> |  |  |  |  | 0.150 L | [14 empty] | 0 | 0 | 0 | 0 | Lighting Fixtures | 2016-07-15 14:33 | 2024-07-20 11:15 | 0000-00-00 00:00:00 | 2024-07-20 11:15 | 0000-00-00 00:00:00 | [6 empty] | Taupe
1 | Lutron Electronics | MS-OPS6M2-DV-AL | 4460-6137 | 4460 | 6137 | Lutron Electronics | Ecom_MS-OPS6M2-DV-AL_nowallplate.jpeg?w=1500 | 27557984065 | Maestro Dual Voltage Motion Sensor 6A AL | Lutron Maestro Dual Voltage Motion Sensor switch, 6-Amp, Single-Pole, Almond |  | 2.3 | 4.5 | [50 empty] | 0 | 0 | 0 | [6 empty] | 0 | 1 | 1 | EA | 1 | Lighting Controls | [7 empty] | Gray | [16 empty] | Traditional |  |  | Other Lighting Controls | [242 empty] | <a href="https://www.lutron.com/TechnicalDocumentLibrary/0301647.pdf" target="_blank">Installation Instructions</a> | [23 empty] | 15.000 DW |  |  | 2.3000 IN | [89 empty] | 1.000 EA | 1.000 EA | [35 empty] | No | [42 empty] | https://www.lutron.com/TechnicalDocumentLibrary/369666.pdf | [7 empty] | Shelf Stock | [13 empty] | <a href="https://www.lutron.com/TechnicalDocumentLibrary/368-4493_Page_14.pdf" target="_blank">Tech Drawing</a> | [25 empty] | 39122236 | [6 empty] | <a href="https://lutron.widen.net/content/ljl01nfr11/mp4/In-wall-sensors_2021.mp4?w=2048" target="_blank">Product Video Clip</a> | [6 empty] | <a href="https://www.lutron.com/TechnicalDocumentLibrary/Sensor_Warranty.pdf" target="_blank">Warranty Information</a> |  |  |  |  | 0.250 L | [14 empty] | 0 | 0 | 0 | 0 | Lighting Fixtures | 2016-07-15 14:33 | 2024-07-20 11:14 | 0000-00-00 00:00:00 | 2024-07-20 11:14 | 0000-00-00 00:00:00 | [6 empty] | Almond
1 | Lutron Electronics | MS-OPS6M2-DV-BI | 4460-6139 | 4460 | 6139 | Lutron Electronics | Ecom_MS-OPS6M2-DV-BI_nowallplate.jpeg?w=1500 | 27557984089 | Maestro Dual Voltage Motion Sensor 6A BI | Lutron Maestro Dual Voltage Motion Sensor switch, 6-Amp, Single-Pole, Biscuit |  | 2.3 | 4.5 | [50 empty] | 0 | 0 | 0 | [6 empty] | 0 | 1 | 1 | EA | 1 | Lighting Controls | [7 empty] | White | [16 empty] | Traditional |  |  | Other Lighting Controls | [242 empty] | <a href="https://www.lutron.com/TechnicalDocumentLibrary/0301647.pdf" target="_blank">Installation Instructions</a> | [23 empty] | 15.000 DW |  |  | 2.3000 IN | [89 empty] | 1.000 EA | 1.000 EA | [35 empty] | No | [42 empty] | https://www.lutron.com/TechnicalDocumentLibrary/369666.pdf | [7 empty] | Shelf Stock | [13 empty] | <a href="https://www.lutron.com/TechnicalDocumentLibrary/368-4493_Page_14.pdf" target="_blank">Tech Drawing</a> | [25 empty] | 39122236 | [6 empty] | <a href="https://lutron.widen.net/content/ljl01nfr11/mp4/In-wall-sensors_2021.mp4?w=2048" target="_blank">Product Video Clip</a> | [6 empty] | <a href="https://www.lutron.com/TechnicalDocumentLibrary/Sensor_Warranty.pdf" target="_blank">Warranty Information</a> |  |  |  |  | 0.250 L | [14 empty] | 0 | 0 | 0 | 0 | Lighting Fixtures | 2016-07-15 14:33 | 2024-07-20 11:19 | 0000-00-00 00:00:00 | 2024-07-20 11:19 | 0000-00-00 00:00:00 | [6 empty] | Biscuit
1 | Lutron Electronics | MS-OPS6M2-DV-BL | 4460-6140 | 4460 | 6140 | Lutron Electronics | Ecom_MS-OPS6M2-DV-BL_nowallplate.jpeg?w=1500 | 27557984096 | Maestro Dual Voltage Motion Sensor 6A BL | Lutron Maestro Dual Voltage Motion Sensor switch, 6-Amp, Single-Pole, Black |  | 2.3 | 4.5 | [50 empty] | 0 | 0 | 0 | [6 empty] | 0 | 1 | 1 | EA | 1 | Lighting Controls | [7 empty] | Black | [16 empty] | Traditional |  |  | Other Lighting Controls | [242 empty] | <a href="https://www.lutron.com/TechnicalDocumentLibrary/0301647.pdf" target="_blank">Installation Instructions</a> | [23 empty] | 15.000 DW |  |  | 2.3000 IN | [89 empty] | 1.000 EA | 1.000 EA | [35 empty] | No | [42 empty] | https://www.lutron.com/TechnicalDocumentLibrary/369666.pdf | [7 empty] | Shelf Stock | [13 empty] | <a href="https://www.lutron.com/TechnicalDocumentLibrary/368-4493_Page_14.pdf" target="_blank">Tech Drawing</a> | [25 empty] | 39122236 | [6 empty] | <a href="https://lutron.widen.net/content/ljl01nfr11/mp4/In-wall-sensors_2021.mp4?w=2048" target="_blank">Product Video Clip</a> | [6 empty] | <a href="https://www.lutron.com/TechnicalDocumentLibrary/Sensor_Warranty.pdf" target="_blank">Warranty Information</a> |  |  |  |  | 0.250 L | [14 empty] | 0 | 0 | 0 | 0 | Lighting Fixtures | 2016-07-15 14:33 | 2024-07-20 11:16 | 0000-00-00 00:00:00 | 2024-07-20 11:16 | 0000-00-00 00:00:00 | [6 empty] | Black
1 | Lutron Electronics | MS-OPS6M2-DV-BR | 4460-6141 | 4460 | 6141 | Lutron Electronics | Ecom_MS-OPS6M2-DV-BR_nowallplate.jpeg?w=1500 | 27557984102 | Maestro Dual Voltage Motion Sensor 6A BR | Lutron Maestro Dual Voltage Motion Sensor switch, 6-Amp, Single-Pole, Brown |  | 2.3 | 4.5 | [50 empty] | 0 | 0 | 0 | [6 empty] | 0 | 1 | 1 | EA | 1 | Lighting Controls | [7 empty] | Brown | [16 empty] | Traditional |  |  | Other Lighting Controls | [242 empty] | <a href="https://www.lutron.com/TechnicalDocumentLibrary/0301647.pdf" target="_blank">Installation Instructions</a> | [23 empty] | 15.000 DW |  |  | 2.3000 IN | [89 empty] | 1.000 EA | 1.000 EA | [35 empty] | No | [42 empty] | https://www.lutron.com/TechnicalDocumentLibrary/369666.pdf | [7 empty] | Shelf Stock | [13 empty] | <a href="https://www.lutron.com/TechnicalDocumentLibrary/368-4493_Page_14.pdf" target="_blank">Tech Drawing</a> | [25 empty] | 39122236 | [6 empty] | <a href="https://lutron.widen.net/content/ljl01nfr11/mp4/In-wall-sensors_2021.mp4?w=2048" target="_blank">Product Video Clip</a> | [6 empty] | <a href="https://www.lutron.com/TechnicalDocumentLibrary/Sensor_Warranty.pdf" target="_blank">Warranty Information</a> |  |  |  |  | 0.250 L | [14 empty] | 0 | 0 | 0 | 0 | Lighting Fixtures | 2016-07-15 14:33 | 2024-07-20 11:19 | 0000-00-00 00:00:00 | 2024-07-20 11:19 | 0000-00-00 00:00:00 | [6 empty] | Brown
1 | Lutron Electronics | MS-OPS6M2-DV-GR | 4460-6145 | 4460 | 6145 | Lutron Electronics | Ecom_MS-OPS6M2-DV-GR_nowallplate.jpeg?w=1500 | 27557984140 | Maestro Dual Voltage Motion Sensor 6A GR | Lutron Maestro Dual Voltage Motion Sensor switch, 6-Amp, Single-Pole, Gray |  | 2.3 | 4.5 | [50 empty] | 0 | 0 | 0 | [6 empty] | 0 | 1 | 1 | EA | 1 | Lighting Controls | [7 empty] | Gray | [16 empty] | Traditional |  |  | Other Lighting Controls | [242 empty] | <a href="https://www.lutron.com/TechnicalDocumentLibrary/0301647.pdf" target="_blank">Installation Instructions</a> | [23 empty] | 15.000 DW |  |  | 2.3000 IN | [89 empty] | 1.000 EA | 1.000 EA | [35 empty] | No | [42 empty] | https://www.lutron.com/TechnicalDocumentLibrary/369666.pdf | [7 empty] | Shelf Stock | [13 empty] | <a href="https://www.lutron.com/TechnicalDocumentLibrary/368-4493_Page_14.pdf" target="_blank">Tech Drawing</a> | [25 empty] | 39122236 | [6 empty] | <a href="https://lutron.widen.net/content/ljl01nfr11/mp4/In-wall-sensors_2021.mp4?w=2048" target="_blank">Product Video Clip</a> | [6 empty] | <a href="https://www.lutron.com/TechnicalDocumentLibrary/Sensor_Warranty.pdf" target="_blank">Warranty Information</a> |  |  |  |  | 0.250 L | [14 empty] | 0 | 0 | 0 | 0 | Lighting Fixtures | 2016-07-15 14:33 | 2024-07-20 11:18 | 0000-00-00 00:00:00 | 2024-07-20 11:18 | 0000-00-00 00:00:00 | [6 empty] | Gray
1 | Lutron Electronics | MS-OPS6M2-DV-HT | 4460-6147 | 4460 | 6147 | Lutron Electronics | Ecom_MS-OPS6M2-DV-HT_nowallplate.jpeg?w=1500 | 27557984164 | Maestro Dual Voltage Motion Sensor 6A HT | Lutron Maestro Dual Voltage Motion Sensor switch, 6-Amp, Single-Pole, Hot |  | 2.3 | 4.5 | [50 empty] | 0 | 0 | 0 | [6 empty] | 0 | 1 | 1 | EA | 1 | Lighting Controls | [7 empty] | Red | [16 empty] | Traditional |  |  | Other Lighting Controls | [242 empty] | <a href="https://www.lutron.com/TechnicalDocumentLibrary/0301647.pdf" target="_blank">Installation Instructions</a> | [23 empty] | 15.000 DW |  |  | 2.3000 IN | [89 empty] | 1.000 EA | 1.000 EA | [35 empty] | No | [42 empty] | https://www.lutron.com/TechnicalDocumentLibrary/369666.pdf | [7 empty] | Shelf Stock | [13 empty] | <a href="https://www.lutron.com/TechnicalDocumentLibrary/368-4493_Page_14.pdf" target="_blank">Tech Drawing</a> | [25 empty] | 39122236 | [6 empty] | <a href="https://lutron.widen.net/content/ljl01nfr11/mp4/In-wall-sensors_2021.mp4?w=2048" target="_blank">Product Video Clip</a> | [6 empty] | <a href="https://www.lutron.com/TechnicalDocumentLibrary/Sensor_Warranty.pdf" target="_blank">Warranty Information</a> |  |  |  |  | 0.250 L | [14 empty] | 0 | 0 | 0 | 0 | Lighting Fixtures | 2016-07-15 14:33 | 2024-07-20 11:15 | 0000-00-00 00:00:00 | 2024-07-20 11:15 | 0000-00-00 00:00:00
1 | Lutron Electronics | MS-OPS6M2-DV-IV | 4460-6148 | 4460 | 6148 | Lutron Electronics | Ecom_MS-OPS6M2-DV-IV_nowallplate.jpeg?w=1500 | 27557984171 | Maestro Dual Voltage Motion Sensor 6A IV | Lutron Maestro Dual Voltage Motion Sensor switch, 6-Amp, Single-Pole, Ivory |  | 2.3 | 4.5 | [50 empty] | 0 | 0 | 0 | [6 empty] | 0 | 1 | 1 | EA | 1 | Lighting Controls | [7 empty] | White | [16 empty] | Traditional |  |  | Other Lighting Controls | [242 empty] | <a href="https://www.lutron.com/TechnicalDocumentLibrary/0301647.pdf" target="_blank">Installation Instructions</a> | [23 empty] | 15.000 DW |  |  | 2.3000 IN | [89 empty] | 1.000 EA | 1.000 EA | [35 empty] | No | [42 empty] | https://www.lutron.com/TechnicalDocumentLibrary/369666.pdf | [7 empty] | Shelf Stock | [13 empty] | <a href="https://www.lutron.com/TechnicalDocumentLibrary/368-4493_Page_14.pdf" target="_blank">Tech Drawing</a> | [25 empty] | 39122236 | [6 empty] | <a href="https://lutron.widen.net/content/ljl01nfr11/mp4/In-wall-sensors_2021.mp4?w=2048" target="_blank">Product Video Clip</a> | [6 empty] | <a href="https://www.lutron.com/TechnicalDocumentLibrary/Sensor_Warranty.pdf" target="_blank">Warranty Information</a> |  |  |  |  | 0.250 L | [14 empty] | 0 | 0 | 0 | 0 | Lighting Fixtures | 2016-07-15 14:33 | 2024-07-20 11:19 | 0000-00-00 00:00:00 | 2024-07-20 11:19 | 0000-00-00 00:00:00 | [6 empty] | Ivory
1 | Lutron Electronics | MS-OPS6M2-DV-LA | 4460-6149 | 4460 | 6149 | Lutron Electronics | Ecom_MS-OPS6M2-DV-LA_nowallplate.jpeg?w=1500 | 27557984188 | Maestro Dual Voltage Motion Sensor 6A LA | Lutron Maestro Dual Voltage Motion Sensor switch, 6-Amp, Single-Pole, Light Almond |  | 2.3 | 4.5 | [50 empty] | 0 | 0 | 0 | [6 empty] | 0 | 1 | 1 | EA | 1 | Lighting Controls | [7 empty] | Gray | [16 empty] | Traditional |  |  | Other Lighting Controls | [242 empty] | <a href="https://www.lutron.com/TechnicalDocumentLibrary/0301647.pdf" target="_blank">Installation Instructions</a> | [23 empty] | 15.000 DW |  |  | 2.3000 IN | [89 empty] | 1.000 EA | 1.000 EA | [35 empty] | No | [42 empty] | https://www.lutron.com/TechnicalDocumentLibrary/369666.pdf | [7 empty] | Shelf Stock | [13 empty] | <a href="https://www.lutron.com/TechnicalDocumentLibrary/368-4493_Page_14.pdf" target="_blank">Tech Drawing</a> | [25 empty] | 39122236 | [6 empty] | <a href="https://lutron.widen.net/content/ljl01nfr11/mp4/In-wall-sensors_2021.mp4?w=2048" target="_blank">Product Video Clip</a> | [6 empty] | <a href="https://www.lutron.com/TechnicalDocumentLibrary/Sensor_Warranty.pdf" target="_blank">Warranty Information</a> |  |  |  |  | 0.250 L | [14 empty] | 0 | 0 | 0 | 0 | Lighting Fixtures | 2016-07-15 14:33 | 2024-07-20 11:19 | 0000-00-00 00:00:00 | 2024-07-20 11:19 | 0000-00-00 00:00:00
1 | Lutron Electronics | MS-OPS6M2-DV-MN | 4460-6151 | 4460 | 6151 | Lutron Electronics | Ecom_MS-OPS6M2-DV-MN_nowallplate.jpeg?w=1500 | 27557984201 | Maestro Dual Voltage Motion Sensor 6A MN | Lutron Maestro Dual Voltage Motion Sensor switch, 6-Amp, Single-Pole, Midnight |  | 2.3 | 4.5 | [50 empty] | 0 | 0 | 0 | [6 empty] | 0 | 1 | 1 | EA | 1 | Lighting Controls | [7 empty] | Black | [16 empty] | Traditional |  |  | Other Lighting Controls | [242 empty] | <a href="https://www.lutron.com/TechnicalDocumentLibrary/0301647.pdf" target="_blank">Installation Instructions</a> | [23 empty] | 15.000 DW |  |  | 2.3000 IN | [89 empty] | 1.000 EA | 1.000 EA | [35 empty] | No | [42 empty] | https://www.lutron.com/TechnicalDocumentLibrary/369666.pdf | [7 empty] | Shelf Stock | [13 empty] | <a href="https://www.lutron.com/TechnicalDocumentLibrary/368-4493_Page_14.pdf" target="_blank">Tech Drawing</a> | [25 empty] | 39122236 | [6 empty] | <a href="https://lutron.widen.net/content/ljl01nfr11/mp4/In-wall-sensors_2021.mp4?w=2048" target="_blank">Product Video Clip</a> | [6 empty] | <a href="https://www.lutron.com/TechnicalDocumentLibrary/Sensor_Warranty.pdf" target="_blank">Warranty Information</a> |  |  |  |  | 0.250 L | [14 empty] | 0 | 0 | 0 | 0 | Lighting Fixtures | 2016-07-15 14:33 | 2024-07-20 11:20 | 0000-00-00 00:00:00 | 2024-07-20 11:20 | 0000-00-00 00:00:00 | [6 empty] | Midnight
1 | Lutron Electronics | MS-OPS6M2-DV-PD | 4460-6154 | 4460 | 6154 | Lutron Electronics | Ecom_MS-OPS6M2-DV-PD_nowallplate.jpeg?w=1500 | 27557984232 | Maestro Dual Voltage Motion Sensor 6A PD | Lutron Maestro Dual Voltage Motion Sensor switch, 6-Amp, Single-Pole, Palladium |  | 2.3 | 4.5 | [50 empty] | 0 | 0 | 0 | [6 empty] | 0 | 1 | 1 | EA | 1 | Lighting Controls | [7 empty] | White | [16 empty] | Traditional |  |  | Other Lighting Controls | [242 empty] | <a href="https://www.lutron.com/TechnicalDocumentLibrary/0301647.pdf" target="_blank">Installation Instructions</a> | [23 empty] | 15.000 DW |  |  | 2.3000 IN | [89 empty] | 1.000 EA | 1.000 EA | [35 empty] | No | [42 empty] | https://www.lutron.com/TechnicalDocumentLibrary/369666.pdf | [7 empty] | Shelf Stock | [13 empty] | <a href="https://www.lutron.com/TechnicalDocumentLibrary/368-4493_Page_14.pdf" target="_blank">Tech Drawing</a> | [25 empty] | 39122236 | [6 empty] | <a href="https://lutron.widen.net/content/ljl01nfr11/mp4/In-wall-sensors_2021.mp4?w=2048" target="_blank">Product Video Clip</a> | [6 empty] | <a href="https://www.lutron.com/TechnicalDocumentLibrary/Sensor_Warranty.pdf" target="_blank">Warranty Information</a> |  |  |  |  | 0.250 L | [14 empty] | 0 | 0 | 0 | 0 | Lighting Fixtures | 2016-07-15 14:33 | 2024-07-20 11:15 | 0000-00-00 00:00:00 | 2024-07-20 11:15 | 0000-00-00 00:00:00 | [6 empty] | Palladium
1 | Lutron Electronics | MS-OPS6M2-DV-SW | 4460-6159 | 4460 | 6159 | Lutron Electronics | Ecom_MS-OPS6M2-DV-SW_nowallplate.jpeg?w=1500 | 27557984287 | Maestro Dual Voltage Motion Sensor 6A SW | Lutron Maestro Dual Voltage Motion Sensor switch, 6-Amp, Single-Pole, Snow |  | 2.3 | 4.5 | [50 empty] | 0 | 0 | 0 | [6 empty] | 0 | 1 | 1 | EA | 1 | Lighting Controls | [7 empty] | White | [16 empty] | Traditional |  |  | Other Lighting Controls | [242 empty] | <a href="https://www.lutron.com/TechnicalDocumentLibrary/0301647.pdf" target="_blank">Installation Instructions</a> | [23 empty] | 15.000 DW |  |  | 2.3000 IN | [89 empty] | 1.000 EA | 1.000 EA | [35 empty] | No | [42 empty] | https://www.lutron.com/TechnicalDocumentLibrary/369666.pdf | [7 empty] | Shelf Stock | [13 empty] | <a href="https://www.lutron.com/TechnicalDocumentLibrary/368-4493_Page_14.pdf" target="_blank">Tech Drawing</a> | [25 empty] | 39122236 | [6 empty] | <a href="https://lutron.widen.net/content/ljl01nfr11/mp4/In-wall-sensors_2021.mp4?w=2048" target="_blank">Product Video Clip</a> | [6 empty] | <a href="https://www.lutron.com/TechnicalDocumentLibrary/Sensor_Warranty.pdf" target="_blank">Warranty Information</a> |  |  |  |  | 0.250 L | [14 empty] | 0 | 0 | 0 | 0 | Lighting Fixtures | 2016-07-15 14:33 | 2024-07-20 11:17 | 0000-00-00 00:00:00 | 2024-07-20 11:17 | 0000-00-00 00:00:00 | [6 empty] | Snow
1 | Lutron Electronics | MS-OPS6M2-DV-TP | 4460-6161 | 4460 | 6161 | Lutron Electronics | Ecom_MS-OPS6M2-DV-TP_nowallplate.jpeg?w=1500 | 27557984300 | Maestro Dual Voltage Motion Sensor 6A TP | Lutron Maestro Dual Voltage Motion Sensor switch, 6-Amp, Single-Pole, Taupe |  | 2.3 | 4.5 | [50 empty] | 0 | 0 | 0 | [6 empty] | 0 | 1 | 1 | EA | 1 | Lighting Controls | [7 empty] | Gray | [16 empty] | Traditional |  |  | Other Lighting Controls | [242 empty] | <a href="https://www.lutron.com/TechnicalDocumentLibrary/0301647.pdf" target="_blank">Installation Instructions</a> | [23 empty] | 15.000 DW |  |  | 2.3000 IN | [89 empty] | 1.000 EA | 1.000 EA | [35 empty] | No | [42 empty] | https://www.lutron.com/TechnicalDocumentLibrary/369666.pdf | [7 empty] | Shelf Stock | [13 empty] | <a href="https://www.lutron.com/TechnicalDocumentLibrary/368-4493_Page_14.pdf" target="_blank">Tech Drawing</a> | [25 empty] | 39122236 | [6 empty] | <a href="https://lutron.widen.net/content/ljl01nfr11/mp4/In-wall-sensors_2021.mp4?w=2048" target="_blank">Product Video Clip</a> | [6 empty] | <a href="https://www.lutron.com/TechnicalDocumentLibrary/Sensor_Warranty.pdf" target="_blank">Warranty Information</a> |  |  |  |  | 0.250 L | [14 empty] | 0 | 0 | 0 | 0 | Lighting Fixtures | 2016-07-15 14:33 | 2024-07-20 11:15 | 0000-00-00 00:00:00 | 2024-07-20 11:15 | 0000-00-00 00:00:00 | [6 empty] | Taupe
1 | Lutron Electronics | MS-OPS6M2-DV-WH | 4460-6163 | 4460 | 6163 | Lutron Electronics | Ecom_MS-OPS6M2-DVR-WH_nowallplate.jpeg?w=1500 | 27557984324 | Maestro Dual Voltage Motion Sensor 6A WH | Lutron Maestro Dual Voltage Motion Sensor switch, 6-Amp, Single-Pole, White |  | 2.3 | 4.5 | [50 empty] | 0 | 0 | 0 | [6 empty] | 0 | 1 | 1 | EA | 1 | Lighting Controls | [7 empty] | White | [16 empty] | Traditional |  |  | Other Lighting Controls | [242 empty] | <a href="https://www.lutron.com/TechnicalDocumentLibrary/0301647.pdf" target="_blank">Installation Instructions</a> | [23 empty] | 15.000 DW |  |  | 2.3000 IN | [89 empty] | 1.000 EA | 1.000 EA | [35 empty] | No | [42 empty] | https://www.lutron.com/TechnicalDocumentLibrary/369666.pdf | [7 empty] | Shelf Stock | [13 empty] | <a href="https://www.lutron.com/TechnicalDocumentLibrary/368-4493_Page_14.pdf" target="_blank">Tech Drawing</a> | [25 empty] | 39122236 | [6 empty] | <a href="https://lutron.widen.net/content/ljl01nfr11/mp4/In-wall-sensors_2021.mp4?w=2048" target="_blank">Product Video Clip</a> | [6 empty] | <a href="https://www.lutron.com/TechnicalDocumentLibrary/Sensor_Warranty.pdf" target="_blank">Warranty Information</a> |  |  |  |  | 0.250 L | [14 empty] | 0 | 0 | 0 | 0 | Lighting Fixtures | 2016-07-15 14:34 | 2024-07-20 11:16 | 0000-00-00 00:00:00 | 2024-07-20 11:16 | 0000-00-00 00:00:00 | [6 empty] | White
1 | Lutron Electronics | MS-VPS6M2-DV-AL | 4460-6164 | 4460 | 6164 | Lutron Electronics | Ecom_MS-VPS6M2-DV-AL_NoWallPlate.jpeg?w=1500 | 27557984331 | Maestro Dual Volt Vacancy Sensor 6A AL | Lutron Maestro Dual Voltage Vacancy Sensor switch, 6-Amp, Single-Pole, Almond |  | 2.3 | 4.5 | [50 empty] | 0 | 0 | 0 | [6 empty] | 0 | 1 | 1 | EA | 1 | Lighting Controls | [7 empty] | Gray | [16 empty] | Traditional |  |  | Other Lighting Controls | [242 empty] | <a href="https://www.lutron.com/TechnicalDocumentLibrary/0301647.pdf" target="_blank">Installation Instructions</a> | [23 empty] | 10.000 DW |  |  | 2.3000 IN | [89 empty] | 1.000 EA | 1.000 EA | [35 empty] | No | [42 empty] | https://www.lutron.com/TechnicalDocumentLibrary/369666.pdf | [7 empty] | Shelf Stock | [13 empty] | <a href="https://www.lutron.com/TechnicalDocumentLibrary/368-4493_Page_14.pdf" target="_blank">Tech Drawing</a> | [25 empty] | 39122236 | [6 empty] | <a href="https://lutron.widen.net/s/cp6wnlfwpg/ecom_vacancy_video.mp4" target="_blank">Product Video Clip</a> | [6 empty] | <a href="https://www.lutron.com/TechnicalDocumentLibrary/Sensor_Warranty.pdf" target="_blank">Warranty Information</a> |  |  |  |  | 0.350 L | [14 empty] | 0 | 0 | 0 | 0 | Lighting Fixtures | 2016-07-15 14:34 | 2024-07-20 11:15 | 0000-00-00 00:00:00 | 2024-07-20 11:15 | 0000-00-00 00:00:00 | [6 empty] | Almond
1 | Lutron Electronics | MS-VPS6M2-DV-BI | 4460-6167 | 4460 | 6167 | Lutron Electronics | Ecom_MS-VPS6M2-DV-BI_NoWallPlate.jpeg?w=1500 | 27557984355 | Maestro Dual Volt Vacancy Sensor 6A BI | Lutron Maestro Dual Voltage Vacancy Sensor switch, 6-Amp, Single-Pole, Biscuit |  | 2.3 | 4.5 | [50 empty] | 0 | 0 | 0 | [6 empty] | 0 | 1 | 1 | EA | 1 | Lighting Controls | [7 empty] | White | [16 empty] | Traditional |  |  | Other Lighting Controls | [242 empty] | <a href="https://www.lutron.com/TechnicalDocumentLibrary/0301647.pdf" target="_blank">Installation Instructions</a> | [23 empty] | 10.000 DW |  |  | 2.3000 IN | [89 empty] | 1.000 EA | 1.000 EA | [35 empty] | No | [42 empty] | https://www.lutron.com/TechnicalDocumentLibrary/369666.pdf | [7 empty] | Shelf Stock | [13 empty] | <a href="https://www.lutron.com/TechnicalDocumentLibrary/368-4493_Page_14.pdf" target="_blank">Tech Drawing</a> | [25 empty] | 39122236 | [6 empty] | <a href="https://lutron.widen.net/s/cp6wnlfwpg/ecom_vacancy_video.mp4" target="_blank">Product Video Clip</a> | [6 empty] | <a href="https://www.lutron.com/TechnicalDocumentLibrary/Sensor_Warranty.pdf" target="_blank">Warranty Information</a> |  |  |  |  | 0.350 L | [14 empty] | 0 | 0 | 0 | 0 | Lighting Fixtures | 2016-07-15 14:34 | 2024-07-20 11:42 | 0000-00-00 00:00:00 | 2024-07-20 11:42 | 0000-00-00 00:00:00 | [6 empty] | Biscuit
1 | Lutron Electronics | MS-VPS6M2-DV-BL | 4460-6168 | 4460 | 6168 | Lutron Electronics | Ecom_MS-VPS6M2-DV-BL_NoWallPlate.jpeg?w=1500 | 27557984362 | Maestro Dual Volt Vacancy Sensor 6A BL | Lutron Maestro Dual Voltage Vacancy Sensor switch, 6-Amp, Single-Pole, Black |  | 2.3 | 4.5 | [50 empty] | 0 | 0 | 0 | [6 empty] | 0 | 1 | 1 | EA | 1 | Lighting Controls | [7 empty] | Black | [16 empty] | Traditional |  |  | Other Lighting Controls | [242 empty] | <a href="https://www.lutron.com/TechnicalDocumentLibrary/0301647.pdf" target="_blank">Installation Instructions</a> | [23 empty] | 10.000 DW |  |  | 2.3000 IN | [89 empty] | 1.000 EA | 1.000 EA | [35 empty] | No | [42 empty] | https://www.lutron.com/TechnicalDocumentLibrary/369666.pdf | [7 empty] | Shelf Stock | [13 empty] | <a href="https://www.lutron.com/TechnicalDocumentLibrary/368-4493_Page_14.pdf" target="_blank">Tech Drawing</a> | [25 empty] | 39122236 | [6 empty] | <a href="https://lutron.widen.net/s/cp6wnlfwpg/ecom_vacancy_video.mp4" target="_blank">Product Video Clip</a> | [6 empty] | <a href="https://www.lutron.com/TechnicalDocumentLibrary/Sensor_Warranty.pdf" target="_blank">Warranty Information</a> |  |  |  |  | 0.350 L | [14 empty] | 0 | 0 | 0 | 0 | Lighting Fixtures | 2016-07-15 14:34 | 2024-07-20 11:42 | 0000-00-00 00:00:00 | 2024-07-20 11:42 | 0000-00-00 00:00:00 | [6 empty] | Black
1 | Lutron Electronics | MS-VPS6M2-DV-BR | 4460-6169 | 4460 | 6169 | Lutron Electronics | Ecom_MS-VPS6M2-DV-BR_NoWallPlate.jpeg?w=1500 | 27557984379 | Maestro Dual Volt Vacancy Sensor 6A BR | Lutron Maestro Dual Voltage Vacancy Sensor switch, 6-Amp, Single-Pole, Brown |  | 2.3 | 4.5 | [50 empty] | 0 | 0 | 0 | [6 empty] | 0 | 1 | 1 | EA | 1 | Lighting Controls | [7 empty] | Brown | [16 empty] | Traditional |  |  | Other Lighting Controls | [242 empty] | <a href="https://www.lutron.com/TechnicalDocumentLibrary/0301647.pdf" target="_blank">Installation Instructions</a> | [23 empty] | 10.000 DW |  |  | 2.3000 IN | [89 empty] | 1.000 EA | 1.000 EA | [35 empty] | No | [42 empty] | https://www.lutron.com/TechnicalDocumentLibrary/369666.pdf | [7 empty] | Shelf Stock | [13 empty] | <a href="https://www.lutron.com/TechnicalDocumentLibrary/368-4493_Page_14.pdf" target="_blank">Tech Drawing</a> | [25 empty] | 39122236 | [6 empty] | <a href="https://lutron.widen.net/s/cp6wnlfwpg/ecom_vacancy_video.mp4" target="_blank">Product Video Clip</a> | [6 empty] | <a href="https://www.lutron.com/TechnicalDocumentLibrary/Sensor_Warranty.pdf" target="_blank">Warranty Information</a> |  |  |  |  | 0.350 L | [14 empty] | 0 | 0 | 0 | 0 | Lighting Fixtures | 2016-07-15 14:34 | 2024-07-20 11:19 | 0000-00-00 00:00:00 | 2024-07-20 11:19 | 0000-00-00 00:00:00 | [6 empty] | Brown
1 | Lutron Electronics | MS-VPS6M2-DV-GR | 4460-6173 | 4460 | 6173 | Lutron Electronics | Ecom_MS-VPS6M2-DV-GR_NoWallPlate.jpeg?w=1500 | 27557984416 | Maestro Dual Volt Vacancy Sensor 6A GR | Lutron Maestro Dual Voltage Vacancy Sensor switch, 6-Amp, Single-Pole, Gray |  | 2.3 | 4.5 | [50 empty] | 0 | 0 | 0 | [6 empty] | 0 | 1 | 1 | EA | 1 | Lighting Controls | [7 empty] | Gray | [16 empty] | Traditional |  |  | Other Lighting Controls | [242 empty] | <a href="https://www.lutron.com/TechnicalDocumentLibrary/0301647.pdf" target="_blank">Installation Instructions</a> | [23 empty] | 10.000 DW |  |  | 2.3000 IN | [89 empty] | 1.000 EA | 1.000 EA | [35 empty] | No | [42 empty] | https://www.lutron.com/TechnicalDocumentLibrary/369666.pdf | [7 empty] | Shelf Stock | [13 empty] | <a href="https://www.lutron.com/TechnicalDocumentLibrary/368-4493_Page_14.pdf" target="_blank">Tech Drawing</a> | [25 empty] | 39122236 | [6 empty] | <a href="https://lutron.widen.net/s/cp6wnlfwpg/ecom_vacancy_video.mp4" target="_blank">Product Video Clip</a> | [6 empty] | <a href="https://www.lutron.com/TechnicalDocumentLibrary/Sensor_Warranty.pdf" target="_blank">Warranty Information</a> |  |  |  |  | 0.350 L | [14 empty] | 0 | 0 | 0 | 0 | Lighting Fixtures | 2016-07-15 14:34 | 2024-07-20 11:18 | 0000-00-00 00:00:00 | 2024-07-20 11:18 | 0000-00-00 00:00:00 | [6 empty] | Gray
1 | Lutron Electronics | MS-VPS6M2-DV-HT | 4460-6175 | 4460 | 6175 | Lutron Electronics | Ecom_MS-VPS6M2-DV-HT_NoWallPlate.jpeg?w=1500 | 27557984430 | Maestro Dual Volt Vacancy Sensor 6A HT | Lutron Maestro Dual Voltage Vacancy Sensor switch, 6-Amp, Single-Pole, Hot |  | 2.3 | 4.5 | [50 empty] | 0 | 0 | 0 | [6 empty] | 0 | 1 | 1 | EA | 1 | Lighting Controls | [7 empty] | Red | [16 empty] | Traditional |  |  | Other Lighting Controls | [242 empty] | <a href="https://www.lutron.com/TechnicalDocumentLibrary/0301647.pdf" target="_blank">Installation Instructions</a> | [23 empty] | 10.000 DW |  |  | 2.3000 IN | [89 empty] | 1.000 EA | 1.000 EA | [35 empty] | No | [42 empty] | https://www.lutron.com/TechnicalDocumentLibrary/369666.pdf | [7 empty] | Shelf Stock | [13 empty] | <a href="https://www.lutron.com/TechnicalDocumentLibrary/368-4493_Page_14.pdf" target="_blank">Tech Drawing</a> | [25 empty] | 39122236 | [6 empty] | <a href="https://lutron.widen.net/s/cp6wnlfwpg/ecom_vacancy_video.mp4" target="_blank">Product Video Clip</a> | [6 empty] | <a href="https://www.lutron.com/TechnicalDocumentLibrary/Sensor_Warranty.pdf" target="_blank">Warranty Information</a> |  |  |  |  | 0.350 L | [14 empty] | 0 | 0 | 0 | 0 | Lighting Fixtures | 2016-07-15 14:34 | 2024-07-20 11:15 | 0000-00-00 00:00:00 | 2024-07-20 11:15 | 0000-00-00 00:00:00
1 | Lutron Electronics | MS-VPS6M2-DV-IV | 4460-6176 | 4460 | 6176 | Lutron Electronics | Ecom_MS-VPS6M2-DV-IV_NoWallPlate.jpeg?w=1500 | 27557984447 | Maestro Dual Volt Vacancy Sensor 6A IV | Lutron Maestro Dual Voltage Vacancy Sensor switch, 6-Amp, Single-Pole, Ivory |  | 2.3 | 4.5 | [50 empty] | 0 | 0 | 0 | [6 empty] | 0 | 1 | 1 | EA | 1 | Lighting Controls | [7 empty] | White | [16 empty] | Traditional |  |  | Other Lighting Controls | [242 empty] | <a href="https://www.lutron.com/TechnicalDocumentLibrary/0301647.pdf" target="_blank">Installation Instructions</a> | [23 empty] | 10.000 DW |  |  | 2.3000 IN | [89 empty] | 1.000 EA | 1.000 EA | [35 empty] | No | [42 empty] | https://www.lutron.com/TechnicalDocumentLibrary/369666.pdf | [7 empty] | Shelf Stock | [13 empty] | <a href="https://www.lutron.com/TechnicalDocumentLibrary/368-4493_Page_14.pdf" target="_blank">Tech Drawing</a> | [25 empty] | 39122236 | [6 empty] | <a href="https://lutron.widen.net/s/cp6wnlfwpg/ecom_vacancy_video.mp4" target="_blank">Product Video Clip</a> | [6 empty] | <a href="https://www.lutron.com/TechnicalDocumentLibrary/Sensor_Warranty.pdf" target="_blank">Warranty Information</a> |  |  |  |  | 0.350 L | [14 empty] | 0 | 0 | 0 | 0 | Lighting Fixtures | 2016-07-15 14:34 | 2024-07-20 11:17 | 0000-00-00 00:00:00 | 2024-07-20 11:17 | 0000-00-00 00:00:00 | [6 empty] | Ivory
1 | Lutron Electronics | MS-VPS6M2-DV-LA | 4460-6177 | 4460 | 6177 | Lutron Electronics | Ecom_MS-VPS6M2-DV-LA_NoWallPlate.jpeg?w=1500 | 27557984454 | Maestro Dual Volt Vacancy Sensor 6A LA | Lutron Maestro Dual Voltage Vacancy Sensor switch, 6-Amp, Single-Pole, Light Almond |  | 2.3 | 4.5 | [50 empty] | 0 | 0 | 0 | [6 empty] | 0 | 1 | 1 | EA | 1 | Lighting Controls | [7 empty] | Gray | [16 empty] | Traditional |  |  | Other Lighting Controls | [242 empty] | <a href="https://www.lutron.com/TechnicalDocumentLibrary/0301647.pdf" target="_blank">Installation Instructions</a> | [23 empty] | 10.000 DW |  |  | 2.3000 IN | [89 empty] | 1.000 EA | 1.000 EA | [35 empty] | No | [42 empty] | https://www.lutron.com/TechnicalDocumentLibrary/369666.pdf | [7 empty] | Shelf Stock | [13 empty] | <a href="https://www.lutron.com/TechnicalDocumentLibrary/368-4493_Page_14.pdf" target="_blank">Tech Drawing</a> | [25 empty] | 39122236 | [6 empty] | <a href="https://lutron.widen.net/s/cp6wnlfwpg/ecom_vacancy_video.mp4" target="_blank">Product Video Clip</a> | [6 empty] | <a href="https://www.lutron.com/TechnicalDocumentLibrary/Sensor_Warranty.pdf" target="_blank">Warranty Information</a> |  |  |  |  | 0.350 L | [14 empty] | 0 | 0 | 0 | 0 | Lighting Fixtures | 2016-07-15 14:34 | 2024-07-20 11:19 | 0000-00-00 00:00:00 | 2024-07-20 11:19 | 0000-00-00 00:00:00
1 | Lutron Electronics | MS-VPS6M2-DV-MN | 4460-6179 | 4460 | 6179 | Lutron Electronics | Ecom_MS-VPS6M2-DV-MN_NoWallPlate.jpeg?w=1500 | 27557984478 | Maestro Dual Volt Vacancy Sensor 6A MN | Lutron Maestro Dual Voltage Vacancy Sensor switch, 6-Amp, Single-Pole, Midnight |  | 2.3 | 4.5 | [50 empty] | 0 | 0 | 0 | [6 empty] | 0 | 1 | 1 | EA | 1 | Lighting Controls | [7 empty] | Black | [16 empty] | Traditional |  |  | Other Lighting Controls | [242 empty] | <a href="https://www.lutron.com/TechnicalDocumentLibrary/0301647.pdf" target="_blank">Installation Instructions</a> | [23 empty] | 10.000 DW |  |  | 2.3000 IN | [89 empty] | 1.000 EA | 1.000 EA | [35 empty] | No | [42 empty] | https://www.lutron.com/TechnicalDocumentLibrary/369666.pdf | [7 empty] | Shelf Stock | [13 empty] | <a href="https://www.lutron.com/TechnicalDocumentLibrary/368-4493_Page_14.pdf" target="_blank">Tech Drawing</a> | [25 empty] | 39122236 | [6 empty] | <a href="https://lutron.widen.net/s/cp6wnlfwpg/ecom_vacancy_video.mp4" target="_blank">Product Video Clip</a> | [6 empty] | <a href="https://www.lutron.com/TechnicalDocumentLibrary/Sensor_Warranty.pdf" target="_blank">Warranty Information</a> |  |  |  |  | 0.350 L | [14 empty] | 0 | 0 | 0 | 0 | Lighting Fixtures | 2016-07-15 14:34 | 2024-07-20 11:16 | 0000-00-00 00:00:00 | 2024-07-20 11:16 | 0000-00-00 00:00:00 | [6 empty] | Midnight
1 | Lutron Electronics | MS-VPS6M2-DV-PD | 4460-6182 | 4460 | 6182 | Lutron Electronics | Ecom_MS-VPS6M2-DV-PD_NoWallPlate.jpeg?w=1500 | 27557984508 | Maestro Dual Volt Vacancy Sensor 6A PD | Lutron Maestro Dual Voltage Vacancy Sensor switch, 6-Amp, Single-Pole, Palladium |  | 2.3 | 4.5 | [50 empty] | 0 | 0 | 0 | [6 empty] | 0 | 1 | 1 | EA | 1 | Lighting Controls | [7 empty] | White | [16 empty] | Traditional |  |  | Other Lighting Controls | [242 empty] | <a href="https://www.lutron.com/TechnicalDocumentLibrary/0301647.pdf" target="_blank">Installation Instructions</a> | [23 empty] | 10.000 DW |  |  | 2.3000 IN | [89 empty] | 1.000 EA | 1.000 EA | [35 empty] | No | [42 empty] | https://www.lutron.com/TechnicalDocumentLibrary/369666.pdf | [7 empty] | Shelf Stock | [13 empty] | <a href="https://www.lutron.com/TechnicalDocumentLibrary/368-4493_Page_14.pdf" target="_blank">Tech Drawing</a> | [25 empty] | 39122236 | [6 empty] | <a href="https://lutron.widen.net/s/cp6wnlfwpg/ecom_vacancy_video.mp4" target="_blank">Product Video Clip</a> | [6 empty] | <a href="https://www.lutron.com/TechnicalDocumentLibrary/Sensor_Warranty.pdf" target="_blank">Warranty Information</a> |  |  |  |  | 0.350 L | [14 empty] | 0 | 0 | 0 | 0 | Lighting Fixtures | 2016-07-15 14:34 | 2024-07-20 11:19 | 0000-00-00 00:00:00 | 2024-07-20 11:19 | 0000-00-00 00:00:00 | [6 empty] | Palladium
1 | Lutron Electronics | MS-VPS6M2-DV-SW | 4460-6187 | 4460 | 6187 | Lutron Electronics | Ecom_MS-VPS6M2-DV-SW_NoWallPlate.jpeg?w=1500 | 27557984553 | Maestro Dual Volt Vacancy Sensor 6A SW | Lutron Maestro Dual Voltage Vacancy Sensor switch, 6-Amp, Single-Pole, Snow |  | 2.3 | 4.5 | [50 empty] | 0 | 0 | 0 | [6 empty] | 0 | 1 | 1 | EA | 1 | Lighting Controls | [7 empty] | White | [16 empty] | Traditional |  |  | Other Lighting Controls | [242 empty] | <a href="https://www.lutron.com/TechnicalDocumentLibrary/0301647.pdf" target="_blank">Installation Instructions</a> | [23 empty] | 10.000 DW |  |  | 2.3000 IN | [89 empty] | 1.000 EA | 1.000 EA | [35 empty] | No | [42 empty] | https://www.lutron.com/TechnicalDocumentLibrary/369666.pdf | [7 empty] | Shelf Stock | [13 empty] | <a href="https://www.lutron.com/TechnicalDocumentLibrary/368-4493_Page_14.pdf" target="_blank">Tech Drawing</a> | [25 empty] | 39122236 | [6 empty] | <a href="https://lutron.widen.net/s/cp6wnlfwpg/ecom_vacancy_video.mp4" target="_blank">Product Video Clip</a> | [6 empty] | <a href="https://www.lutron.com/TechnicalDocumentLibrary/Sensor_Warranty.pdf" target="_blank">Warranty Information</a> |  |  |  |  | 0.350 L | [14 empty] | 0 | 0 | 0 | 0 | Lighting Fixtures | 2016-07-15 14:34 | 2024-07-20 11:19 | 0000-00-00 00:00:00 | 2024-07-20 11:19 | 0000-00-00 00:00:00 | [6 empty] | Snow
1 | Lutron Electronics | MS-VPS6M2-DV-TP | 4460-6189 | 4460 | 6189 | Lutron Electronics | Ecom_MS-VPS6M2-DV-TP_NoWallPlate.jpeg?w=1500 | 27557984577 | Maestro Dual Volt Vacancy Sensor 6A TP | Lutron Maestro Dual Voltage Vacancy Sensor switch, 6-Amp, Single-Pole, Taupe |  | 2.3 | 4.5 | [50 empty] | 0 | 0 | 0 | [6 empty] | 0 | 1 | 1 | EA | 1 | Lighting Controls | [7 empty] | Gray | [16 empty] | Traditional |  |  | Other Lighting Controls | [242 empty] | <a href="https://www.lutron.com/TechnicalDocumentLibrary/0301647.pdf" target="_blank">Installation Instructions</a> | [23 empty] | 10.000 DW |  |  | 2.3000 IN | [89 empty] | 1.000 EA | 1.000 EA | [35 empty] | No | [42 empty] | https://www.lutron.com/TechnicalDocumentLibrary/369666.pdf | [7 empty] | Shelf Stock | [13 empty] | <a href="https://www.lutron.com/TechnicalDocumentLibrary/368-4493_Page_14.pdf" target="_blank">Tech Drawing</a> | [25 empty] | 39122236 | [6 empty] | <a href="https://lutron.widen.net/s/cp6wnlfwpg/ecom_vacancy_video.mp4" target="_blank">Product Video Clip</a> | [6 empty] | <a href="https://www.lutron.com/TechnicalDocumentLibrary/Sensor_Warranty.pdf" target="_blank">Warranty Information</a> |  |  |  |  | 0.350 L | [14 empty] | 0 | 0 | 0 | 0 | Lighting Fixtures | 2016-07-15 14:34 | 2024-07-20 11:19 | 0000-00-00 00:00:00 | 2024-07-20 11:19 | 0000-00-00 00:00:00 | [6 empty] | Taupe
1 | Lutron Electronics | MS-VPS6M2-DV-WH | 4460-6191 | 4460 | 6191 | Lutron Electronics | Ecom_MS-VPS6M2-DV-WH_nowallplate.jpeg?w=1500 | 27557984591 | Maestro Dual Volt Vacancy Sensor 6A WH | Lutron Maestro Dual Voltage Vacancy Sensor switch, 6-Amp, Single-Pole, White |  | 2.3 | 4.5 | [50 empty] | 0 | 0 | 0 | [6 empty] | 0 | 1 | 1 | EA | 1 | Lighting Controls | [7 empty] | White | [16 empty] | Traditional |  |  | Other Lighting Controls | [242 empty] | <a href="https://www.lutron.com/TechnicalDocumentLibrary/0301647.pdf" target="_blank">Installation Instructions</a> | [23 empty] | 10.000 DW |  |  | 2.3000 IN | [89 empty] | 1.000 EA | 1.000 EA | [35 empty] | No | [42 empty] | https://www.lutron.com/TechnicalDocumentLibrary/369666.pdf | [7 empty] | Shelf Stock | [13 empty] | <a href="https://www.lutron.com/TechnicalDocumentLibrary/368-4493_Page_14.pdf" target="_blank">Tech Drawing</a> | [25 empty] | 39122236 | [6 empty] | <a href="https://lutron.widen.net/s/cp6wnlfwpg/ecom_vacancy_video.mp4" target="_blank">Product Video Clip</a> | [6 empty] | <a href="https://www.lutron.com/TechnicalDocumentLibrary/Sensor_Warranty.pdf" target="_blank">Warranty Information</a> |  |  |  |  | 0.350 L | [14 empty] | 0 | 0 | 0 | 0 | Lighting Fixtures | 2016-07-15 14:34 | 2024-07-20 11:18 | 0000-00-00 00:00:00 | 2024-07-20 11:18 | 0000-00-00 00:00:00 | [6 empty] | White
4 | Lutron Electronics | CAR-15-AL | 4460-6192 | 4460 | 6192 | Lutron Electronics | Ecom_CAR-15-AL_nowallplate.jpeg | 784276013291 | CLARO 15A RECEPTACLE ALMOND | Lutron Claro 15 Amp Duplex Outlet, Almond |  | 2.3 | 4.6 |  | Ecom_CAR-15-AL_nowallplate.jpeg | http://grandbrass.xologic.com/vendors/4460/large/Ecom_CAR-15-AL_nowallplate.jpeg | [47 empty] | 0 | 0 | 0 | [6 empty] | 0 | 1 | 1 | EA | 1 | Lighting Controls |  |  | Electrical Distribution Equipment |  | Receptacles |  | Electrical Receptacles | White | [16 empty] | Traditional |  |  | Other Lighting Controls | [242 empty] | <a href="https://www.lutron.com/TechnicalDocumentLibrary/0301636.pdf" target="_blank">Installation Instructions</a> | [23 empty] | 2.000 DW |  |  | 2.3000 IN | [89 empty] | 1.000 EA | 1.000 EA | [35 empty] | No | [42 empty] | https://www.lutron.com/TechnicalDocumentLibrary/Catalog_Designer.pdf | [7 empty] | Shelf Stock | [13 empty] | <a href="https://www.lutron.com/TechnicalDocumentLibrary/368-4493_Page_20.pdf" target="_blank">Tech Drawing</a> | [25 empty] | 39121406 | [13 empty] | <a href="https://www.lutron.com/TechnicalDocumentLibrary/369-119_Wallbox_Warranty.pdf" target="_blank">Warranty Information</a> |  |  |  |  | 0.150 L | [14 empty] | 0 | 0 | 0 | 0 | Electrical | 2016-07-15 14:34 | 2024-07-20 11:19 | 0000-00-00 00:00:00 | 2025-11-29 02:00 | 0000-00-00 00:00:00 | [6 empty] | Almond
4 | Lutron Electronics | CAR-15-BL | 4460-6193 | 4460 | 6193 | Lutron Electronics | Ecom_CAR-15-BL_nowallplate.jpeg | 784276013314 | CLARO 15A RECEPTACLE BLACK | Lutron Claro 15 Amp Duplex Outlet, Black |  | 2.4 | 4.7 |  | Ecom_CAR-15-BL_nowallplate.jpeg | http://grandbrass.xologic.com/vendors/4460/large/Ecom_CAR-15-BL_nowallplate.jpeg | [47 empty] | 0 | 0 | 0 | [6 empty] | 0 | 1 | 1 | EA | 1 | Lighting Controls |  |  | Electrical Distribution Equipment |  | Receptacles |  | Electrical Receptacles | Black | [16 empty] | Traditional |  |  | Other Lighting Controls | [242 empty] | <a href="https://www.lutron.com/TechnicalDocumentLibrary/0301636.pdf" target="_blank">Installation Instructions</a> | [23 empty] | 2.000 DW |  |  | 2.4000 IN | [89 empty] | 1.000 EA | 1.000 EA | [35 empty] | No | [42 empty] | https://www.lutron.com/TechnicalDocumentLibrary/Catalog_Designer.pdf | [7 empty] | Shelf Stock | [13 empty] | <a href="https://www.lutron.com/TechnicalDocumentLibrary/368-4493_Page_20.pdf" target="_blank">Tech Drawing</a> | [25 empty] | 39121406 | [13 empty] | <a href="https://www.lutron.com/TechnicalDocumentLibrary/369-119_Wallbox_Warranty.pdf" target="_blank">Warranty Information</a> |  |  |  |  | 0.150 L | [14 empty] | 0 | 0 | 0 | 0 | Electrical | 2016-07-15 14:34 | 2024-07-20 11:18 | 0000-00-00 00:00:00 | 2025-11-29 02:00 | 0000-00-00 00:00:00 | [6 empty] | Black
4 | Lutron Electronics | CAR-15-BR | 4460-6194 | 4460 | 6194 | Lutron Electronics | Ecom_CAR-15-BR_nowallplate.jpeg | 784276013338 | CLARO 15A RECEPTACLE BROWN | Lutron Claro 15 Amp Duplex Outlet, Brown |  | 2.3 | 4.6 |  | Ecom_CAR-15-BR_nowallplate.jpeg | http://grandbrass.xologic.com/vendors/4460/large/Ecom_CAR-15-BR_nowallplate.jpeg | [47 empty] | 0 | 0 | 0 | [6 empty] | 0 | 1 | 1 | EA | 1 | Lighting Controls |  |  | Electrical Distribution Equipment |  | Receptacles |  | Electrical Receptacles | Brown | [16 empty] | Traditional |  |  | Other Lighting Controls | [242 empty] | <a href="https://www.lutron.com/TechnicalDocumentLibrary/0301636.pdf" target="_blank">Installation Instructions</a> | [23 empty] | 10.000 DW |  |  | 2.3000 IN | [89 empty] | 1.000 EA | 1.000 EA | [35 empty] | No | [42 empty] | https://www.lutron.com/TechnicalDocumentLibrary/Catalog_Designer.pdf | [7 empty] | Shelf Stock | [13 empty] | <a href="https://www.lutron.com/TechnicalDocumentLibrary/368-4493_Page_20.pdf" target="_blank">Tech Drawing</a> | [25 empty] | 39121406 | [13 empty] | <a href="https://www.lutron.com/TechnicalDocumentLibrary/369-119_Wallbox_Warranty.pdf" target="_blank">Warranty Information</a> |  |  |  |  | 0.150 L | [14 empty] | 0 | 0 | 0 | 0 | Electrical | 2016-07-15 14:34 | 2024-07-20 11:18 | 0000-00-00 00:00:00 | 2025-11-29 02:00 | 0000-00-00 00:00:00 | [6 empty] | Brown
4 | Lutron Electronics | CAR-15-GR | 4460-6195 | 4460 | 6195 | Lutron Electronics | Ecom_CAR-15-GR_nowallplate.jpeg | 784276013352 | 15A CLARO RECEPTACLE, GRAY | Lutron Claro 15 Amp Duplex Outlet, Gray |  | 2.3 | 4.6 |  | Ecom_CAR-15-GR_nowallplate.jpeg | http://grandbrass.xologic.com/vendors/4460/large/Ecom_CAR-15-GR_nowallplate.jpeg | [47 empty] | 0 | 0 | 0 | [6 empty] | 0 | 1 | 1 | EA | 1 | Lighting Controls |  |  | Electrical Distribution Equipment |  | Receptacles |  | Electrical Receptacles | Gray | [16 empty] | Traditional |  |  | Other Lighting Controls | [242 empty] | <a href="https://www.lutron.com/TechnicalDocumentLibrary/0301636.pdf" target="_blank">Installation Instructions</a> | [23 empty] | 2.000 DW |  |  | 2.3000 IN | [89 empty] | 1.000 EA | 1.000 EA | [35 empty] | No | [42 empty] | https://www.lutron.com/TechnicalDocumentLibrary/Catalog_Designer.pdf | [7 empty] | Shelf Stock | [13 empty] | <a href="https://www.lutron.com/TechnicalDocumentLibrary/368-4493_Page_20.pdf" target="_blank">Tech Drawing</a> | [25 empty] | 39121406 | [13 empty] | <a href="https://www.lutron.com/TechnicalDocumentLibrary/369-119_Wallbox_Warranty.pdf" target="_blank">Warranty Information</a> |  |  |  |  | 0.150 L | [14 empty] | 0 | 0 | 0 | 0 | Electrical | 2016-07-15 14:34 | 2024-07-20 11:19 | 0000-00-00 00:00:00 | 2025-11-29 02:00 | 0000-00-00 00:00:00 | [6 empty] | Gray
4 | Lutron Electronics | CAR-15-IV | 4460-6196 | 4460 | 6196 | Lutron Electronics | Ecom_CAR-15-IV_nowallplate.jpeg | 784276013376 | 15A CLARO RECEPTACLE, IVORY | Lutron Claro 15 Amp Duplex Outlet, Ivory |  | 2.3 | 4.6 |  | Ecom_CAR-15-IV_nowallplate.jpeg | http://grandbrass.xologic.com/vendors/4460/large/Ecom_CAR-15-IV_nowallplate.jpeg | [47 empty] | 0 | 0 | 0 | [6 empty] | 0 | 1 | 1 | EA | 1 | Lighting Controls |  |  | Electrical Distribution Equipment |  | Receptacles |  | Electrical Receptacles | White | [16 empty] | Traditional |  |  | Other Lighting Controls | [242 empty] | <a href="https://www.lutron.com/TechnicalDocumentLibrary/0301636.pdf" target="_blank">Installation Instructions</a> | [23 empty] | 2.000 DW |  |  | 2.3000 IN | [89 empty] | 1.000 EA | 1.000 EA | [35 empty] | No | [42 empty] | https://www.lutron.com/TechnicalDocumentLibrary/Catalog_Designer.pdf | [7 empty] | Shelf Stock | [13 empty] | <a href="https://www.lutron.com/TechnicalDocumentLibrary/368-4493_Page_20.pdf" target="_blank">Tech Drawing</a> | [25 empty] | 39121406 | [13 empty] | <a href="https://www.lutron.com/TechnicalDocumentLibrary/369-119_Wallbox_Warranty.pdf" target="_blank">Warranty Information</a> |  |  |  |  | 0.150 L | [14 empty] | 0 | 0 | 0 | 0 | Electrical | 2016-07-15 14:35 | 2024-07-20 11:17 | 0000-00-00 00:00:00 | 2025-11-29 02:00 | 0000-00-00 00:00:00 | [6 empty] | Ivory
4 | Lutron Electronics | CAR-15-LA | 4460-6197 | 4460 | 6197 | Lutron Electronics | Ecom_CAR-15-LA_nowallplate.jpeg | 784276013390 | 15A CLARO RECEPTACLE, LIGHT AL | Lutron Claro 15 Amp Duplex Outlet, Light Almond |  | 2.3 | 4.6 |  | Ecom_CAR-15-LA_nowallplate.jpeg | http://grandbrass.xologic.com/vendors/4460/large/Ecom_CAR-15-LA_nowallplate.jpeg | [47 empty] | 0 | 0 | 0 | [6 empty] | 0 | 1 | 1 | EA | 1 | Lighting Controls |  |  | Electrical Distribution Equipment |  | Receptacles |  | Electrical Receptacles | White | [16 empty] | Traditional |  |  | Other Lighting Controls | [242 empty] | <a href="https://www.lutron.com/TechnicalDocumentLibrary/0301636.pdf" target="_blank">Installation Instructions</a> | [23 empty] | 2.000 DW |  |  | 2.3000 IN | [89 empty] | 1.000 EA | 1.000 EA | [35 empty] | No | [42 empty] | https://www.lutron.com/TechnicalDocumentLibrary/Catalog_Designer.pdf | [7 empty] | Shelf Stock | [13 empty] | <a href="https://www.lutron.com/TechnicalDocumentLibrary/368-4493_Page_20.pdf" target="_blank">Tech Drawing</a> | [25 empty] | 39121406 | [13 empty] | <a href="https://www.lutron.com/TechnicalDocumentLibrary/369-119_Wallbox_Warranty.pdf" target="_blank">Warranty Information</a> |  |  |  |  | 0.150 L | [14 empty] | 0 | 0 | 0 | 0 | Electrical | 2016-07-15 14:35 | 2024-07-20 11:19 | 0000-00-00 00:00:00 | 2025-11-29 02:00 | 0000-00-00 00:00:00
4 | Lutron Electronics | CAR-15-WH | 4460-6198 | 4460 | 6198 | Lutron Electronics | Ecom_CAR-15-WH_nowallplate.jpeg | 784276013413 | 15A CLARO RECEPTACLE, WHITE | Lutron Claro 15 Amp Duplex Outlet, White |  | 2.3 | 4.6 |  | Ecom_CAR-15-WH_nowallplate.jpeg | http://grandbrass.xologic.com/vendors/4460/large/Ecom_CAR-15-WH_nowallplate.jpeg | [47 empty] | 0 | 0 | 0 | [6 empty] | 0 | 1 | 1 | EA | 1 | Lighting Controls |  |  | Electrical Distribution Equipment |  | Receptacles |  | Electrical Receptacles | White | [16 empty] | Traditional |  |  | Other Lighting Controls | [242 empty] | <a href="https://www.lutron.com/TechnicalDocumentLibrary/0301636.pdf" target="_blank">Installation Instructions</a> | [23 empty] | 2.000 DW |  |  | 2.3000 IN | [89 empty] | 1.000 EA | 1.000 EA | [35 empty] | No | [42 empty] | https://www.lutron.com/TechnicalDocumentLibrary/Catalog_Designer.pdf | [7 empty] | Shelf Stock | [13 empty] | <a href="https://www.lutron.com/TechnicalDocumentLibrary/368-4493_Page_20.pdf" target="_blank">Tech Drawing</a> | [25 empty] | 39121406 | [13 empty] | <a href="https://www.lutron.com/TechnicalDocumentLibrary/369-119_Wallbox_Warranty.pdf" target="_blank">Warranty Information</a> |  |  |  |  | 0.150 L | [14 empty] | 0 | 0 | 0 | 0 | Electrical | 2016-07-15 14:35 | 2024-07-20 11:16 | 0000-00-00 00:00:00 | 2025-11-29 02:00 | 0000-00-00 00:00:00 | [6 empty] | White
1 | Lutron Electronics | MACL-153M-IV | 4460-6199 | 4460 | 6199 | Lutron Electronics | Ecom_MACL-153M-IV_nowallplate.jpeg | 784276010665 | MAESTRO LED+ MULTILOC ED BOX IVORY | Maestro LED+ Multiloc, Ed Box Ivory |  | 2.3 | 4.5 |  | Ecom_MACL-153M-IV_nowallplate.jpeg | http://grandbrass.xologic.com/vendors/4460/large/Ecom_MACL-153M-IV_nowallplate.jpeg | [47 empty] | 0 | 0 | 0 | [6 empty] | 0 | 1 | 1 | EA | 1 | Lighting Controls | [7 empty] | White | [16 empty] | Traditional |  |  | Dimmers | [242 empty] | <a href="https://www.lutron.com/TechnicalDocumentLibrary/0301629b.pdf" target="_blank">Installation Instructions</a> | [23 empty] | 20.000 DW |  |  | 2.3000 IN | [89 empty] | 1.000 EA | 1.000 EA | [35 empty] | No | [42 empty] | https://www.lutron.com/TechnicalDocumentLibrary/369613a_SPA.pdf | [7 empty] | Shelf Stock | [13 empty] | <a href="https://www.lutron.com/TechnicalDocumentLibrary/368-4493_Page_9.pdf" target="_blank">Tech Drawing</a> | [25 empty] | 39122206 | [13 empty] | <a href="https://www.lutron.com/TechnicalDocumentLibrary/369-119_Wallbox_Warranty.pdf" target="_blank">Warranty Information</a> |  |  |  |  | 0.400 L | [14 empty] | 0 | 0 | 0 | 0 | Lighting Fixtures | 2016-07-15 14:35 | 2024-07-20 11:16 | 0000-00-00 00:00:00 | 2024-07-20 11:16 | 0000-00-00 00:00:00 | [6 empty] | Ivory
1 | Lutron Electronics | MACL-153M-LA | 4460-6200 | 4460 | 6200 | Lutron Electronics | Ecom_MACL-153M-LA_nowallplate.jpeg | 784276010672 | MAESTRO LED+ MULTILOC ED BOX LT ALMOND | Maestro LED+ Multiloc, Ed Box Light Almond |  | 2.3 | 4.5 |  | Ecom_MACL-153M-LA_nowallplate.jpeg | http://grandbrass.xologic.com/vendors/4460/large/Ecom_MACL-153M-LA_nowallplate.jpeg | [47 empty] | 0 | 0 | 0 | [6 empty] | 0 | 1 | 1 | EA | 1 | Lighting Controls | [7 empty] | White | [16 empty] | Traditional |  |  | Dimmers | [242 empty] | <a href="https://www.lutron.com/TechnicalDocumentLibrary/0301629b.pdf" target="_blank">Installation Instructions</a> | [23 empty] | 20.000 DW |  |  | 2.3000 IN | [89 empty] | 1.000 EA | 1.000 EA | [35 empty] | No | [42 empty] | https://www.lutron.com/TechnicalDocumentLibrary/369613a_SPA.pdf | [7 empty] | Shelf Stock | [13 empty] | <a href="https://www.lutron.com/TechnicalDocumentLibrary/368-4493_Page_9.pdf" target="_blank">Tech Drawing</a> | [25 empty] | 39122206 | [13 empty] | <a href="https://www.lutron.com/TechnicalDocumentLibrary/369-119_Wallbox_Warranty.pdf" target="_blank">Warranty Information</a> |  |  |  |  | 0.400 L | [14 empty] | 0 | 0 | 0 | 0 | Lighting Fixtures | 2016-07-15 14:35 | 2024-07-20 11:23 | 0000-00-00 00:00:00 | 2024-07-20 11:23 | 0000-00-00 00:00:00
1 | Lutron Electronics | MACL-153M-AL | 4460-6201 | 4460 | 6201 | Lutron Electronics | Ecom_MACL-153M-AL_nowallplate.jpeg | 784276010689 | MAESTRO LED+ MULTILOC ED BOX ALMOND | Maestro LED+ Multiloc, Ed Box Almond |  | 2.4 | 4.6 |  | Ecom_MACL-153M-AL_nowallplate.jpeg | http://grandbrass.xologic.com/vendors/4460/large/Ecom_MACL-153M-AL_nowallplate.jpeg | [47 empty] | 0 | 0 | 0 | [6 empty] | 0 | 1 | 1 | EA | 1 | Lighting Controls | [7 empty] | White | [16 empty] | Traditional |  |  | Dimmers | [242 empty] | <a href="https://www.lutron.com/TechnicalDocumentLibrary/0301629b.pdf" target="_blank">Installation Instructions</a> | [23 empty] | 2.000 DW |  |  | 2.4000 IN | [89 empty] | 1.000 EA | 1.000 EA | [35 empty] | No | [42 empty] | https://www.lutron.com/TechnicalDocumentLibrary/369613a_SPA.pdf | [7 empty] | Shelf Stock | [13 empty] | <a href="https://www.lutron.com/TechnicalDocumentLibrary/368-4493_Page_9.pdf" target="_blank">Tech Drawing</a> | [25 empty] | 39122206 | [13 empty] | <a href="https://www.lutron.com/TechnicalDocumentLibrary/369-119_Wallbox_Warranty.pdf" target="_blank">Warranty Information</a> |  |  |  |  | 0.400 L | [14 empty] | 0 | 0 | 0 | 0 | Lighting Fixtures | 2016-07-15 14:35 | 2024-07-20 11:15 | 0000-00-00 00:00:00 | 2024-07-20 11:15 | 0000-00-00 00:00:00 | [6 empty] | Almond
1 | Lutron Electronics | MACL-153M-BL | 4460-6202 | 4460 | 6202 | Lutron Electronics | Ecom_MACL-153M-BL_nowallplate.jpeg | 784276010696 | MAESTRO LED+ MULTILOC ED BOX BLACK | Maestro LED+ Multiloc, Ed Box Black |  | 2.3 | 4.5 |  | Ecom_MACL-153M-BL_nowallplate.jpeg | http://grandbrass.xologic.com/vendors/4460/large/Ecom_MACL-153M-BL_nowallplate.jpeg | [47 empty] | 0 | 0 | 0 | [6 empty] | 0 | 1 | 1 | EA | 1 | Lighting Controls | [7 empty] | Black | [16 empty] | Traditional |  |  | Dimmers | [242 empty] | <a href="https://www.lutron.com/TechnicalDocumentLibrary/0301629b.pdf" target="_blank">Installation Instructions</a> | [23 empty] | 20.000 DW |  |  | 2.3000 IN | [89 empty] | 1.000 EA | 1.000 EA | [35 empty] | No | [42 empty] | https://www.lutron.com/TechnicalDocumentLibrary/369613a_SPA.pdf | [7 empty] | Shelf Stock | [13 empty] | <a href="https://www.lutron.com/TechnicalDocumentLibrary/368-4493_Page_9.pdf" target="_blank">Tech Drawing</a> | [25 empty] | 39122206 | [13 empty] | <a href="https://www.lutron.com/TechnicalDocumentLibrary/369-119_Wallbox_Warranty.pdf" target="_blank">Warranty Information</a> |  |  |  |  | 0.400 L | [14 empty] | 0 | 0 | 0 | 0 | Lighting Fixtures | 2016-07-15 14:35 | 2024-07-20 11:16 | 0000-00-00 00:00:00 | 2024-07-20 11:16 | 0000-00-00 00:00:00 | [6 empty] | Black
1 | Lutron Electronics | MACL-153M-GR | 4460-6203 | 4460 | 6203 | Lutron Electronics | Ecom_MACL-153M-GR_nowallplate.jpeg | 784276010702 | MAESTRO LED+ MULTILOC ED BOX GRAY | Maestro LED+ Multiloc, Ed Box Gray |  | 2.3 | 4.5 |  | Ecom_MACL-153M-GR_nowallplate.jpeg | http://grandbrass.xologic.com/vendors/4460/large/Ecom_MACL-153M-GR_nowallplate.jpeg | [47 empty] | 0 | 0 | 0 | [6 empty] | 0 | 1 | 1 | EA | 1 | Lighting Controls | [7 empty] | Gray | [16 empty] | Traditional |  |  | Dimmers | [242 empty] | <a href="https://www.lutron.com/TechnicalDocumentLibrary/0301629b.pdf" target="_blank">Installation Instructions</a> | [23 empty] | 20.000 DW |  |  | 2.3000 IN | [89 empty] | 1.000 EA | 1.000 EA | [35 empty] | No | [42 empty] | https://www.lutron.com/TechnicalDocumentLibrary/369613a_SPA.pdf | [7 empty] | Shelf Stock | [13 empty] | <a href="https://www.lutron.com/TechnicalDocumentLibrary/368-4493_Page_9.pdf" target="_blank">Tech Drawing</a> | [25 empty] | 39122206 | [13 empty] | <a href="https://www.lutron.com/TechnicalDocumentLibrary/369-119_Wallbox_Warranty.pdf" target="_blank">Warranty Information</a> |  |  |  |  | 0.400 L | [14 empty] | 0 | 0 | 0 | 0 | Lighting Fixtures | 2016-07-15 14:35 | 2024-07-20 11:15 | 0000-00-00 00:00:00 | 2024-07-20 11:15 | 0000-00-00 00:00:00 | [6 empty] | Gray
1 | Lutron Electronics | MACL-153M-BR | 4460-6204 | 4460 | 6204 | Lutron Electronics | Ecom_MACL-153M-BR_nowallplate.jpeg | 784276010719 | MAESTRO LED+ MULTILOC ED BOX BROWN | Maestro LED+ Multiloc, Ed Box Brown |  | 2.3 | 4.5 |  | Ecom_MACL-153M-BR_nowallplate.jpeg | http://grandbrass.xologic.com/vendors/4460/large/Ecom_MACL-153M-BR_nowallplate.jpeg | [47 empty] | 0 | 0 | 0 | [6 empty] | 0 | 1 | 1 | EA | 1 | Lighting Controls | [7 empty] | Brown | [16 empty] | Traditional |  |  | Dimmers | [242 empty] | <a href="https://www.lutron.com/TechnicalDocumentLibrary/0301629b.pdf" target="_blank">Installation Instructions</a> | [23 empty] | 15.000 DW |  |  | 2.3000 IN | [89 empty] | 1.000 EA | 1.000 EA | [35 empty] | No | [42 empty] | https://www.lutron.com/TechnicalDocumentLibrary/369613a_SPA.pdf | [7 empty] | Shelf Stock | [13 empty] | <a href="https://www.lutron.com/TechnicalDocumentLibrary/368-4493_Page_9.pdf" target="_blank">Tech Drawing</a> | [25 empty] | 39122206 | [13 empty] | <a href="https://www.lutron.com/TechnicalDocumentLibrary/369-119_Wallbox_Warranty.pdf" target="_blank">Warranty Information</a> |  |  |  |  | 0.400 L | [14 empty] | 0 | 0 | 0 | 0 | Lighting Fixtures | 2016-07-15 14:35 | 2024-07-20 11:17 | 0000-00-00 00:00:00 | 2024-07-20 11:17 | 0000-00-00 00:00:00 | [6 empty] | Brown
1 | Lutron Electronics | MACL-153M-BI | 4460-6206 | 4460 | 6206 | Lutron Electronics | Ecom_MACL-153M-BI_nowallplate.jpeg | 784276010733 | MAESTRO LED+ MULTILOC ED BOX BISCUIT | Maestro LED+ Multiloc, Ed Box Biscuit |  | 2.3 | 4.5 |  | Ecom_MACL-153M-BI_nowallplate.jpeg | http://grandbrass.xologic.com/vendors/4460/large/Ecom_MACL-153M-BI_nowallplate.jpeg | [47 empty] | 0 | 0 | 0 | [6 empty] | 0 | 1 | 1 | EA | 1 | Lighting Controls | [7 empty] | White | [16 empty] | Traditional |  |  | Dimmers | [242 empty] | <a href="https://www.lutron.com/TechnicalDocumentLibrary/0301629b.pdf" target="_blank">Installation Instructions</a> | [23 empty] | 15.000 DW |  |  | 2.3000 IN | [89 empty] | 1.000 EA | 1.000 EA | [35 empty] | No | [42 empty] | https://www.lutron.com/TechnicalDocumentLibrary/369613a_SPA.pdf | [7 empty] | Shelf Stock | [13 empty] | <a href="https://www.lutron.com/TechnicalDocumentLibrary/368-4493_Page_9.pdf" target="_blank">Tech Drawing</a> | [25 empty] | 39122206 | [13 empty] | <a href="https://www.lutron.com/TechnicalDocumentLibrary/369-119_Wallbox_Warranty.pdf" target="_blank">Warranty Information</a> |  |  |  |  | 0.400 L | [14 empty] | 0 | 0 | 0 | 0 | Lighting Fixtures | 2016-07-15 14:35 | 2024-07-20 11:11 | 0000-00-00 00:00:00 | 2024-07-20 11:11 | 0000-00-00 00:00:00 | [6 empty] | Biscuit
1 | Lutron Electronics | MACL-153M-MN | 4460-6211 | 4460 | 6211 | Lutron Electronics | Ecom_MACL-153M-MN_nowallplate.jpeg | 784276010795 | MAESTRO LED+ MULTILOC ED BOX MIDNIGHT | Maestro LED+ Multiloc, Ed Box Midnight |  | 2.3 | 4.5 |  | Ecom_MACL-153M-MN_nowallplate.jpeg | http://grandbrass.xologic.com/vendors/4460/large/Ecom_MACL-153M-MN_nowallplate.jpeg | [47 empty] | 0 | 0 | 0 | [6 empty] | 0 | 1 | 1 | EA | 1 | Lighting Controls | [7 empty] | Black | [16 empty] | Traditional |  |  | Dimmers | [242 empty] | <a href="https://www.lutron.com/TechnicalDocumentLibrary/0301629b.pdf" target="_blank">Installation Instructions</a> | [23 empty] | 20.000 DW |  |  | 2.3000 IN | [89 empty] | 1.000 EA | 1.000 EA | [35 empty] | No | [42 empty] | https://www.lutron.com/TechnicalDocumentLibrary/369613a_SPA.pdf | [7 empty] | Shelf Stock | [13 empty] | <a href="https://www.lutron.com/TechnicalDocumentLibrary/368-4493_Page_9.pdf" target="_blank">Tech Drawing</a> | [25 empty] | 39122206 | [13 empty] | <a href="https://www.lutron.com/TechnicalDocumentLibrary/369-119_Wallbox_Warranty.pdf" target="_blank">Warranty Information</a> |  |  |  |  | 0.400 L | [14 empty] | 0 | 0 | 0 | 0 | Lighting Fixtures | 2016-07-15 14:35 | 2024-07-20 11:19 | 0000-00-00 00:00:00 | 2024-07-20 11:19 | 0000-00-00 00:00:00 | [6 empty] | Midnight
1 | Lutron Electronics | MACL-153M-HT | 4460-6215 | 4460 | 6215 | Lutron Electronics | Ecom_MACL-153M-HT_nowallplate.jpeg | 784276010856 | MAESTRO LED+ MULTILOC ED BOX HOT | Maestro LED+ Multiloc, Ed Box Hot |  | 2.3 | 4.5 |  | Ecom_MACL-153M-HT_nowallplate.jpeg | http://grandbrass.xologic.com/vendors/4460/large/Ecom_MACL-153M-HT_nowallplate.jpeg | [47 empty] | 0 | 0 | 0 | [6 empty] | 0 | 1 | 1 | EA | 1 | Lighting Controls | [7 empty] | Red | [16 empty] | Traditional |  |  | Dimmers | [242 empty] | <a href="https://www.lutron.com/TechnicalDocumentLibrary/0301629b.pdf" target="_blank">Installation Instructions</a> | [23 empty] | 2.000 DW |  |  | 2.3000 IN | [89 empty] | 1.000 EA | 1.000 EA | [35 empty] | No | [42 empty] | https://www.lutron.com/TechnicalDocumentLibrary/369613a_SPA.pdf | [7 empty] | Shelf Stock | [13 empty] | <a href="https://www.lutron.com/TechnicalDocumentLibrary/368-4493_Page_9.pdf" target="_blank">Tech Drawing</a> | [25 empty] | 39122206 | [13 empty] | <a href="https://www.lutron.com/TechnicalDocumentLibrary/369-119_Wallbox_Warranty.pdf" target="_blank">Warranty Information</a> |  |  |  |  | 0.400 L | [14 empty] | 0 | 0 | 0 | 0 | Lighting Fixtures | 2016-07-15 14:35 | 2024-07-20 11:11 | 0000-00-00 00:00:00 | 2024-07-20 11:11 | 0000-00-00 00:00:00
1 | Lutron Electronics | MACL-153M-PD | 4460-6216 | 4460 | 6216 | Lutron Electronics | Ecom_MACL-153M-PD_nowallplate.jpeg | 784276010894 | MAESTRO LED+ MULTILOC ED BOX PALLADIUM | Maestro LED+ Multiloc, Ed Box Palladium |  | 2.3 | 4.5 |  | Ecom_MACL-153M-PD_nowallplate.jpeg | http://grandbrass.xologic.com/vendors/4460/large/Ecom_MACL-153M-PD_nowallplate.jpeg | [47 empty] | 0 | 0 | 0 | [6 empty] | 0 | 1 | 1 | EA | 1 | Lighting Controls | [7 empty] | White | [16 empty] | Traditional |  |  | Dimmers | [242 empty] | <a href="https://www.lutron.com/TechnicalDocumentLibrary/0301629b.pdf" target="_blank">Installation Instructions</a> | [23 empty] | 2.000 DW |  |  | 2.3000 IN | [89 empty] | 1.000 EA | 1.000 EA | [35 empty] | No | [42 empty] | https://www.lutron.com/TechnicalDocumentLibrary/369613a_SPA.pdf | [7 empty] | Shelf Stock | [13 empty] | <a href="https://www.lutron.com/TechnicalDocumentLibrary/368-4493_Page_9.pdf" target="_blank">Tech Drawing</a> | [25 empty] | 39122206 | [13 empty] | <a href="https://www.lutron.com/TechnicalDocumentLibrary/369-119_Wallbox_Warranty.pdf" target="_blank">Warranty Information</a> |  |  |  |  | 0.400 L | [14 empty] | 0 | 0 | 0 | 0 | Lighting Fixtures | 2016-07-15 14:35 | 2024-07-20 11:19 | 0000-00-00 00:00:00 | 2024-07-20 11:19 | 0000-00-00 00:00:00 | [6 empty] | Palladium
1 | Lutron Electronics | MACL-153MH-WH | 4460-6218 | 4460 | 6218 | Lutron Electronics | macl-153mh-wh | 784276010474 | MAESTRO LED+ MULTILOC CLAM WHITE | Maestro LED+ Multiloc, Clamshell White |  | 4.1 | 6.1 | [50 empty] | 0 | 0 | 0 | [6 empty] | 0 | 1 | 1 | EA | 1 | Lighting Controls | [7 empty] | White | [16 empty] | Traditional |  |  | Dimmers | [242 empty] | <a href="https://www.lutron.com/TechnicalDocumentLibrary/0301629b.pdf" target="_blank">Installation Instructions</a> | [23 empty] | 10.000 DW |  |  | 2.5000 IN | [89 empty] | 1.000 EA | 1.000 EA | [35 empty] | No | [42 empty] | https://www.lutron.com/TechnicalDocumentLibrary/369613a_SPA.pdf | [7 empty] | Shelf Stock | [13 empty] | <a href="https://www.lutron.com/TechnicalDocumentLibrary/368-4493_Page_9.pdf" target="_blank">Tech Drawing</a> | [25 empty] | 39122206 | [13 empty] | <a href="https://www.lutron.com/TechnicalDocumentLibrary/369-119_Wallbox_Warranty.pdf" target="_blank">Warranty Information</a> |  |  |  |  | 0.300 L | [14 empty] | 0 | 0 | 0 | 0 | Lighting Fixtures | 2016-07-15 14:35 | 2024-07-20 11:16 | 0000-00-00 00:00:00 | 2024-07-20 11:16 | 0000-00-00 00:00:00 | [6 empty] | White
1 | Lutron Electronics | MACL-153MH-LA | 4460-6219 | 4460 | 6219 | Lutron Electronics | Ecom_MACL-153M-LA_nowallplate.jpeg | 784276010481 | MAESTRO LED+ MULTILOC CLAM LIGHT ALMOND | Maestro LED+ Multiloc, Clamshell Light Almond |  | 4.1 | 6.1 |  | Ecom_MACL-153M-LA_nowallplate.jpeg | http://grandbrass.xologic.com/vendors/4460/large/Ecom_MACL-153M-LA_nowallplate.jpeg | [47 empty] | 0 | 0 | 0 | [6 empty] | 0 | 1 | 1 | EA | 1 | Lighting Controls | [7 empty] | White | [16 empty] | Traditional |  |  | Dimmers | [242 empty] | <a href="https://www.lutron.com/TechnicalDocumentLibrary/0301629b.pdf" target="_blank">Installation Instructions</a> | [23 empty] | 20.000 DW |  |  | 2.5000 IN | [89 empty] | 1.000 EA | 1.000 EA | [35 empty] | No | [42 empty] | https://www.lutron.com/TechnicalDocumentLibrary/369613a_SPA.pdf | [7 empty] | Shelf Stock | [13 empty] | <a href="https://www.lutron.com/TechnicalDocumentLibrary/368-4493_Page_9.pdf" target="_blank">Tech Drawing</a> | [25 empty] | 39122206 | [13 empty] | <a href="https://www.lutron.com/TechnicalDocumentLibrary/369-119_Wallbox_Warranty.pdf" target="_blank">Warranty Information</a> |  |  |  |  | 1.600 L | [14 empty] | 0 | 0 | 0 | 0 | Lighting Fixtures | 2016-07-15 14:35 | 2024-07-20 11:15 | 0000-00-00 00:00:00 | 2024-07-20 11:15 | 0000-00-00 00:00:00
1 | Lutron Electronics | MACL-153MH-AL | 4460-6220 | 4460 | 6220 | Lutron Electronics | Ecom_MACL-153M-AL_nowallplate.jpeg | 784276010498 | MAESTRO LED+ MULTILOC CLAM ALMOND | Maestro LED+ Multiloc, Clamshell Almond |  | 4.1 | 6.1 |  | Ecom_MACL-153M-AL_nowallplate.jpeg | http://grandbrass.xologic.com/vendors/4460/large/Ecom_MACL-153M-AL_nowallplate.jpeg | [47 empty] | 0 | 0 | 0 | [6 empty] | 0 | 1 | 1 | EA | 1 | Lighting Controls | [7 empty] | White | [16 empty] | Traditional |  |  | Dimmers | [242 empty] | <a href="https://www.lutron.com/TechnicalDocumentLibrary/0301629b.pdf" target="_blank">Installation Instructions</a> | [23 empty] | 2.000 DW |  |  | 2.5000 IN | [89 empty] | 1.000 EA | 1.000 EA | [35 empty] | No | [42 empty] | https://www.lutron.com/TechnicalDocumentLibrary/369613a_SPA.pdf | [7 empty] | Shelf Stock | [13 empty] | <a href="https://www.lutron.com/TechnicalDocumentLibrary/368-4493_Page_9.pdf" target="_blank">Tech Drawing</a> | [25 empty] | 39122206 | [13 empty] | <a href="https://www.lutron.com/TechnicalDocumentLibrary/369-119_Wallbox_Warranty.pdf" target="_blank">Warranty Information</a> |  |  |  |  | 1.600 L | [14 empty] | 0 | 0 | 0 | 0 | Lighting Fixtures | 2016-07-15 14:35 | 2024-07-20 11:16 | 0000-00-00 00:00:00 | 2024-07-20 11:16 | 0000-00-00 00:00:00 | [6 empty] | Almond
1 | Lutron Electronics | MACL-153MH-BL | 4460-6221 | 4460 | 6221 | Lutron Electronics | Ecom_MACL-153M-BL_nowallplate.jpeg | 784276010504 | MAESTRO LED+ MULTILOC CLAM BLACK | Maestro LED+ Multiloc, Clamshell Black |  | 4.1 | 6.1 |  | Ecom_MACL-153M-BL_nowallplate.jpeg | http://grandbrass.xologic.com/vendors/4460/large/Ecom_MACL-153M-BL_nowallplate.jpeg | [47 empty] | 0 | 0 | 0 | [6 empty] | 0 | 1 | 1 | EA | 1 | Lighting Controls | [7 empty] | Black | [16 empty] | Traditional |  |  | Dimmers | [242 empty] | <a href="https://www.lutron.com/TechnicalDocumentLibrary/0301629b.pdf" target="_blank">Installation Instructions</a> | [23 empty] | 2.000 DW |  |  | 2.5000 IN | [89 empty] | 1.000 EA | 1.000 EA | [35 empty] | No | [42 empty] | https://www.lutron.com/TechnicalDocumentLibrary/369613a_SPA.pdf | [7 empty] | Shelf Stock | [13 empty] | <a href="https://www.lutron.com/TechnicalDocumentLibrary/368-4493_Page_9.pdf" target="_blank">Tech Drawing</a> | [25 empty] | 39122206 | [13 empty] | <a href="https://www.lutron.com/TechnicalDocumentLibrary/369-119_Wallbox_Warranty.pdf" target="_blank">Warranty Information</a> |  |  |  |  | 1.600 L | [14 empty] | 0 | 0 | 0 | 0 | Lighting Fixtures | 2016-07-15 14:35 | 2024-07-20 11:14 | 0000-00-00 00:00:00 | 2024-07-20 11:14 | 0000-00-00 00:00:00 | [6 empty] | Black
1 | Lutron Electronics | MACL-153MH-IV | 4460-6222 | 4460 | 6222 | Lutron Electronics | Ecom_MACL-153M-IV_nowallplate.jpeg | 784276010511 | MAESTRO LED+ MULTILOC CLAM IVORY | Maestro LED+ Multiloc, Clamshell Ivory |  | 4.1 | 6.1 |  | Ecom_MACL-153M-IV_nowallplate.jpeg | http://grandbrass.xologic.com/vendors/4460/large/Ecom_MACL-153M-IV_nowallplate.jpeg | [47 empty] | 0 | 0 | 0 | [6 empty] | 0 | 1 | 1 | EA | 1 | Lighting Controls | [7 empty] | White | [16 empty] | Traditional |  |  | Dimmers | [242 empty] | <a href="https://www.lutron.com/TechnicalDocumentLibrary/0301629b.pdf" target="_blank">Installation Instructions</a> | [23 empty] | 60.000 DW |  |  | 2.5000 IN | [89 empty] | 1.000 EA | 1.000 EA | [35 empty] | No | [42 empty] | https://www.lutron.com/TechnicalDocumentLibrary/369613a_SPA.pdf | [7 empty] | Shelf Stock | [13 empty] | <a href="https://www.lutron.com/TechnicalDocumentLibrary/368-4493_Page_9.pdf" target="_blank">Tech Drawing</a> | [25 empty] | 39122206 | [13 empty] | <a href="https://www.lutron.com/TechnicalDocumentLibrary/369-119_Wallbox_Warranty.pdf" target="_blank">Warranty Information</a> |  |  |  |  | 1.600 L | [14 empty] | 0 | 0 | 0 | 0 | Lighting Fixtures | 2016-07-15 14:35 | 2024-07-20 11:23 | 0000-00-00 00:00:00 | 2024-07-20 11:23 | 0000-00-00 00:00:00 | [6 empty] | Ivory
1 | Lutron Electronics | MACL-153M-RHW-WH | 4460-6223 | 4460 | 6223 | Lutron Electronics | macl-153m-rhw-wh | 784276010535 | MAESTRO LED+ REMOTE KIT WHITE WALLPLATE | Maestro LED+ Remote Kit, With White Wallplate |  | 7.4 | 2.5 | [50 empty] | 0 | 0 | 0 | [6 empty] | 0 | 1 | 1 | EA | 1 | Lighting Controls | [7 empty] | White | [16 empty] | Traditional |  |  | Dimmers | [242 empty] | <a href="https://www.lutron.com/TechnicalDocumentLibrary/0301629b.pdf" target="_blank">Installation Instructions</a> | [23 empty] | 2.000 DW |  |  | 10.1000 IN | [89 empty] | 1.000 EA | 1.000 EA | [35 empty] | No | [42 empty] | https://www.lutron.com/TechnicalDocumentLibrary/369613a_SPA.pdf | [7 empty] | Shelf Stock | [13 empty] | <a href="https://www.lutron.com/TechnicalDocumentLibrary/368-4493_Page_9.pdf" target="_blank">Tech Drawing</a> | [25 empty] | 39122206 | [13 empty] | <a href="https://www.lutron.com/TechnicalDocumentLibrary/369-119_Wallbox_Warranty.pdf" target="_blank">Warranty Information</a> |  |  |  |  | 0.800 L | [14 empty] | 0 | 0 | 0 | 0 | Lighting Fixtures | 2016-07-15 14:35 | 2024-07-20 11:15 | 0000-00-00 00:00:00 | 2024-07-20 11:15 | 0000-00-00 00:00:00 | [6 empty] | White
1 | Lutron Electronics | MACL-153M-RHW-LA | 4460-6224 | 4460 | 6224 | Lutron Electronics | Ecom_MACL-153MLRHW-LA_WithWallplate2.jpeg | 784276010542 | MAESTRO LED+ REMOTE KIT LT AL WALLPLTE | Maestro LED+ Remote Kit, With Light Almond Wallplate |  | 7.3 | 2.5 |  | Ecom_MACL-153MLRHW-LA_WithWallplate2.jpeg | http://grandbrass.xologic.com/vendors/4460/large/Ecom_MACL-153MLRHW-LA_WithWallplate2.jpeg | [47 empty] | 0 | 0 | 0 | [6 empty] | 0 | 1 | 1 | EA | 1 | Lighting Controls | [7 empty] | White | [16 empty] | Traditional |  |  | Dimmers | [242 empty] | <a href="https://www.lutron.com/TechnicalDocumentLibrary/0301629b.pdf" target="_blank">Installation Instructions</a> | [23 empty] | 2.000 DW |  |  | 10.1000 IN | [89 empty] | 1.000 EA | 1.000 EA | [35 empty] | No | [42 empty] | https://www.lutron.com/TechnicalDocumentLibrary/369613a_SPA.pdf | [7 empty] | Shelf Stock | [13 empty] | <a href="https://www.lutron.com/TechnicalDocumentLibrary/368-4493_Page_9.pdf" target="_blank">Tech Drawing</a> | [25 empty] | 39122206 | [13 empty] | <a href="https://www.lutron.com/TechnicalDocumentLibrary/369-119_Wallbox_Warranty.pdf" target="_blank">Warranty Information</a> |  |  |  |  | 0.800 L | [14 empty] | 0 | 0 | 0 | 0 | Lighting Fixtures | 2016-07-15 14:35 | 2024-07-20 11:23 | 0000-00-00 00:00:00 | 2024-07-20 11:23 | 0000-00-00 00:00:00
1 | Lutron Electronics | MACL-153M-RHW-AL | 4460-6225 | 4460 | 6225 | Lutron Electronics | Ecom_MACL-153MLRHW-AL_WithWallplate2.jpeg | 784276010559 | MAESTRO LED+ REMOTE KIT ALMOND WALLPLATE | Maestro LED+ Remote Kit, With Almond Wallplate |  | 7.5 | 2.5 |  | Ecom_MACL-153MLRHW-AL_WithWallplate2.jpeg | http://grandbrass.xologic.com/vendors/4460/large/Ecom_MACL-153MLRHW-AL_WithWallplate2.jpeg | [47 empty] | 0 | 0 | 0 | [6 empty] | 0 | 1 | 1 | EA | 1 | Lighting Controls | [7 empty] | White | [16 empty] | Traditional |  |  | Dimmers | [242 empty] | <a href="https://www.lutron.com/TechnicalDocumentLibrary/0301629b.pdf" target="_blank">Installation Instructions</a> | [23 empty] | 2.000 DW |  |  | 10.1000 IN | [89 empty] | 1.000 EA | 1.000 EA | [35 empty] | No | [42 empty] | https://www.lutron.com/TechnicalDocumentLibrary/369613a_SPA.pdf | [7 empty] | Shelf Stock | [13 empty] | <a href="https://www.lutron.com/TechnicalDocumentLibrary/368-4493_Page_9.pdf" target="_blank">Tech Drawing</a> | [25 empty] | 39122206 | [13 empty] | <a href="https://www.lutron.com/TechnicalDocumentLibrary/369-119_Wallbox_Warranty.pdf" target="_blank">Warranty Information</a> |  |  |  |  | 0.800 L | [14 empty] | 0 | 0 | 0 | 0 | Lighting Fixtures | 2016-07-15 14:35 | 2024-07-20 11:18 | 0000-00-00 00:00:00 | 2024-07-20 11:18 | 0000-00-00 00:00:00 | [6 empty] | Almond
1 | Lutron Electronics | MACL-153M-RHW-IV | 4460-6226 | 4460 | 6226 | Lutron Electronics | MACL-153M-RHW-IV.jpg | 784276010566 | MAESTRO LED+ REMOTE KIT IVORY WALLPLATE | Maestro LED+ Remote Kit, With Ivory Wallplate |  | 7.3 | 2.5 |  | MACL-153M-RHW-IV.jpg | http://grandbrass.xologic.com/vendors/4460/large/MACL-153M-RHW-IV.jpg | [47 empty] | 0 | 0 | 0 | [6 empty] | 0 | 1 | 1 | EA | 1 | Lighting Controls | [7 empty] | White | [16 empty] | Traditional |  |  | Dimmers | [242 empty] | <a href="https://www.lutron.com/TechnicalDocumentLibrary/0301629b.pdf" target="_blank">Installation Instructions</a> | [23 empty] | 2.000 DW |  |  | 10.1000 IN | [89 empty] | 1.000 EA | 1.000 EA | [35 empty] | No | [42 empty] | https://www.lutron.com/TechnicalDocumentLibrary/369613a_SPA.pdf | [7 empty] | Shelf Stock | [13 empty] | <a href="https://www.lutron.com/TechnicalDocumentLibrary/368-4493_Page_9.pdf" target="_blank">Tech Drawing</a> | [25 empty] | 39122206 | [13 empty] | <a href="https://www.lutron.com/TechnicalDocumentLibrary/369-119_Wallbox_Warranty.pdf" target="_blank">Warranty Information</a> |  |  |  |  | 0.800 L | [14 empty] | 0 | 0 | 0 | 0 | Lighting Fixtures | 2016-07-15 14:35 | 2024-07-20 11:19 | 0000-00-00 00:00:00 | 2024-07-20 11:19 | 0000-00-00 00:00:00 | [6 empty] | Ivory
1 | Lutron Electronics | MACL-153M-RHW-BL | 4460-6227 | 4460 | 6227 | Lutron Electronics | Ecom_MACL-153MLRHW-BL_WithWallplate2.jpeg | 784276010573 | MAESTRO LED+ REMOTE KIT BLACK WALLPLATE | Maestro LED+ Remote Kit, With Black Wallplate |  | 9.6 | 2.1 |  | Ecom_MACL-153MLRHW-BL_WithWallplate2.jpeg | http://grandbrass.xologic.com/vendors/4460/large/Ecom_MACL-153MLRHW-BL_WithWallplate2.jpeg | [47 empty] | 0 | 0 | 0 | [6 empty] | 0 | 1 | 1 | EA | 1 | Lighting Controls | [7 empty] | Black | [16 empty] | Traditional |  |  | Dimmers | [242 empty] | <a href="https://www.lutron.com/TechnicalDocumentLibrary/0301629b.pdf" target="_blank">Installation Instructions</a> | [23 empty] | 5.000 DW |  |  | 6.9000 IN | [89 empty] | 1.000 EA | 1.000 EA | [35 empty] | No | [42 empty] | https://www.lutron.com/TechnicalDocumentLibrary/369613a_SPA.pdf | [7 empty] | Shelf Stock | [13 empty] | <a href="https://www.lutron.com/TechnicalDocumentLibrary/368-4493_Page_9.pdf" target="_blank">Tech Drawing</a> | [25 empty] | 39122206 | [13 empty] | <a href="https://www.lutron.com/TechnicalDocumentLibrary/369-119_Wallbox_Warranty.pdf" target="_blank">Warranty Information</a> |  |  |  |  | 0.650 L | [14 empty] | 0 | 0 | 0 | 0 | Lighting Fixtures | 2016-07-15 14:35 | 2024-07-20 11:17 | 0000-00-00 00:00:00 | 2024-07-20 11:17 | 0000-00-00 00:00:00 | [6 empty] | Black
1 | Lutron Electronics | MACL-153M-WH | 4460-6228 | 4460 | 6228 | Lutron Electronics | MACL-153M-WH.jpeg?w=1500 | 784276010658 | MAESTRO LED+ MULTILOC ED BOX WHITE | Maestro LED+ Multiloc, Ed Box White |  | 2.3 | 4.5 | [50 empty] | 0 | 0 | 0 | [6 empty] | 0 | 1 | 1 | EA | 1 | Lighting Controls | [7 empty] | White | [16 empty] | Traditional |  |  | Dimmers | [242 empty] | <a href="https://www.lutron.com/TechnicalDocumentLibrary/0301629b.pdf" target="_blank">Installation Instructions</a> | [23 empty] | 35.000 DW |  |  | 2.3000 IN | [89 empty] | 1.000 EA | 1.000 EA | [35 empty] | No | [42 empty] | https://www.lutron.com/TechnicalDocumentLibrary/369613a_SPA.pdf | [7 empty] | Shelf Stock | [13 empty] | <a href="https://www.lutron.com/TechnicalDocumentLibrary/368-4493_Page_9.pdf" target="_blank">Tech Drawing</a> | [25 empty] | 39122206 | [13 empty] | <a href="https://www.lutron.com/TechnicalDocumentLibrary/369-119_Wallbox_Warranty.pdf" target="_blank">Warranty Information</a> |  |  |  |  | 0.400 L | [14 empty] | 0 | 0 | 0 | 0 | Lighting Fixtures | 2016-07-15 14:35 | 2024-07-20 11:19 | 0000-00-00 00:00:00 | 2024-07-20 11:19 | 0000-00-00 00:00:00 | [6 empty] | White
1 | Lutron Electronics | MACL-153M-SW | 4460-6232 | 4460 | 6232 | Lutron Electronics | Ecom_MACL-153M-SW_nowallplate.jpeg | 784276010863 | MAESTRO LED+ MULTILOC ED BOX SNOW | Maestro LED+ Multiloc, Ed Box Snow |  | 2.3 | 4.5 |  | Ecom_MACL-153M-SW_nowallplate.jpeg | http://grandbrass.xologic.com/vendors/4460/large/Ecom_MACL-153M-SW_nowallplate.jpeg | [47 empty] | 0 | 0 | 0 | [6 empty] | 0 | 1 | 1 | EA | 1 | Lighting Controls | [7 empty] | White | [16 empty] | Traditional |  |  | Dimmers | [242 empty] | <a href="https://www.lutron.com/TechnicalDocumentLibrary/0301629b.pdf" target="_blank">Installation Instructions</a> | [23 empty] | 60.000 DW |  |  | 2.3000 IN | [89 empty] | 1.000 EA | 1.000 EA | [35 empty] | No | [42 empty] | https://www.lutron.com/TechnicalDocumentLibrary/369613a_SPA.pdf | [7 empty] | Shelf Stock | [13 empty] | <a href="https://www.lutron.com/TechnicalDocumentLibrary/368-4493_Page_9.pdf" target="_blank">Tech Drawing</a> | [25 empty] | 39122206 | [13 empty] | <a href="https://www.lutron.com/TechnicalDocumentLibrary/369-119_Wallbox_Warranty.pdf" target="_blank">Warranty Information</a> |  |  |  |  | 0.400 L | [14 empty] | 0 | 0 | 0 | 0 | Lighting Fixtures | 2016-07-15 14:36 | 2024-07-20 11:18 | 0000-00-00 00:00:00 | 2024-07-20 11:18 | 0000-00-00 00:00:00 | [6 empty] | Snow
1 | Lutron Electronics | MACL-153M-TP | 4460-6235 | 4460 | 6235 | Lutron Electronics | MACL-153M-TP.jpg | 784276010917 | MAESTRO LED+ MULTILOC ED BOX TAUPE | Maestro LED+ Multiloc, Ed Box Taupe |  | 2.3 | 4.5 |  | MACL-153M-TP.jpg | http://grandbrass.xologic.com/vendors/4460/large/MACL-153M-TP.jpg | [47 empty] | 0 | 0 | 0 | [6 empty] | 0 | 1 | 1 | EA | 1 | Lighting Controls | [7 empty] | White | [16 empty] | Traditional |  |  | Dimmers | [242 empty] | <a href="https://www.lutron.com/TechnicalDocumentLibrary/0301629b.pdf" target="_blank">Installation Instructions</a> | [23 empty] | 2.000 DW |  |  | 2.3000 IN | [89 empty] | 1.000 EA | 1.000 EA | [35 empty] | No | [42 empty] | https://www.lutron.com/TechnicalDocumentLibrary/369613a_SPA.pdf | [7 empty] | Shelf Stock | [13 empty] | <a href="https://www.lutron.com/TechnicalDocumentLibrary/368-4493_Page_9.pdf" target="_blank">Tech Drawing</a> | [25 empty] | 39122206 | [13 empty] | <a href="https://www.lutron.com/TechnicalDocumentLibrary/369-119_Wallbox_Warranty.pdf" target="_blank">Warranty Information</a> |  |  |  |  | 0.400 L | [14 empty] | 0 | 0 | 0 | 0 | Lighting Fixtures | 2016-07-15 14:36 | 2024-07-20 11:19 | 0000-00-00 00:00:00 | 2024-07-20 11:19 | 0000-00-00 00:00:00 | [6 empty] | Taupe
1 | Lutron Electronics | PX-3B-GBL-I01 | 4460-6320 | 4460 | 6320 | Lutron Electronics | PX-3B-GWH-I01.jpg | 27557846783 | PICO WIRED 3 BUTTON GLOSS BLACK | Pico Wired Control, 3-button, works with compatible Lutron systems to control a light or group of lights, in black |  | 2.3 | 4.5 |  | PX-3B-GWH-I01.jpg | http://grandbrass.xologic.com/vendors/4460/large/PX-3B-GWH-I01.jpg | [47 empty] | 0 | 0 | 0 | [6 empty] | 0 | 1 | 1 | EA | 1 | Lighting Controls | [7 empty] | Black | [19 empty] | Other Lighting Controls | [242 empty] | <a href="https://www.lutron.com/TechnicalDocumentLibrary/031398.pdf" target="_blank">Installation Instructions</a> | [23 empty] | 2.000 DW |  |  | 2.3000 IN | [89 empty] | 1.000 EA | 1.000 EA | [35 empty] | No | [42 empty] | https://www.lutron.com/TechnicalDocumentLibrary/369439_Pico_Wired_Spec.pdf | [7 empty] | Shelf Stock | [39 empty] | 52161525 | [13 empty] | <a href="https://www.lutron.com/TechnicalDocumentLibrary/369-119_Wallbox_Warranty.pdf" target="_blank">Warranty Information</a> |  |  |  |  | 0.150 L | [14 empty] | 0 | 0 | 0 | 0 | Lighting Fixtures | 2016-07-15 14:38 | 2024-07-20 11:19 | 0000-00-00 00:00:00 | 2024-07-20 11:19 | 0000-00-00 00:00:00
1 | Lutron Electronics | PX-3B-GIV-I01 | 4460-6321 | 4460 | 6321 | Lutron Electronics | PX-3B-GWH-I01.jpg | 27557846790 | PICO WIRED 3 BUTTON GLOSS IVORY | Pico Wired Control, 3-button, works with compatible Lutron systems to control a light or group of lights, in ivory |  | 2.3 | 4.5 |  | PX-3B-GWH-I01.jpg | http://grandbrass.xologic.com/vendors/4460/large/PX-3B-GWH-I01.jpg | [47 empty] | 0 | 0 | 0 | [6 empty] | 0 | 1 | 1 | EA | 1 | Lighting Controls | [7 empty] | White | [19 empty] | Other Lighting Controls | [242 empty] | <a href="https://www.lutron.com/TechnicalDocumentLibrary/031398.pdf" target="_blank">Installation Instructions</a> | [23 empty] | 5.000 DW |  |  | 2.3000 IN | [89 empty] | 1.000 EA | 1.000 EA | [35 empty] | No | [42 empty] | https://www.lutron.com/TechnicalDocumentLibrary/369439_Pico_Wired_Spec.pdf | [7 empty] | Shelf Stock | [39 empty] | 52161525 | [13 empty] | <a href="https://www.lutron.com/TechnicalDocumentLibrary/369-119_Wallbox_Warranty.pdf" target="_blank">Warranty Information</a> |  |  |  |  | 0.150 L | [14 empty] | 0 | 0 | 0 | 0 | Lighting Fixtures | 2016-07-15 14:38 | 2024-07-20 11:17 | 0000-00-00 00:00:00 | 2024-07-20 11:17 | 0000-00-00 00:00:00
1 | Lutron Electronics | PX-3B-GWG-I01 | 4460-6323 | 4460 | 6323 | Lutron Electronics | PX-3B-GWG-I01.jpg | 27557846806 | PICO WIRED 3 BUTTON GLOSS WHITE/GRAY | Pico Wired Control, 3-button, works with compatible Lutron systems to control a light or group of lights, in white/gray |  | 2.3 | 4.5 |  | PX-3B-GWG-I01.jpg | http://grandbrass.xologic.com/vendors/4460/large/PX-3B-GWG-I01.jpg | [47 empty] | 0 | 0 | 0 | [6 empty] | 0 | 1 | 1 | EA | 1 | Lighting Controls | [7 empty] | White | [19 empty] | Other Lighting Controls | [242 empty] | <a href="https://www.lutron.com/TechnicalDocumentLibrary/031398.pdf" target="_blank">Installation Instructions</a> | [23 empty] | 5.000 DW |  |  | 2.3000 IN | [89 empty] | 1.000 EA | 1.000 EA | [35 empty] | No | [42 empty] | https://www.lutron.com/TechnicalDocumentLibrary/369439_Pico_Wired_Spec.pdf | [7 empty] | Shelf Stock | [39 empty] | 52161525 | [13 empty] | <a href="https://www.lutron.com/TechnicalDocumentLibrary/369-119_Wallbox_Warranty.pdf" target="_blank">Warranty Information</a> |  |  |  |  | 0.150 L | [14 empty] | 0 | 0 | 0 | 0 | Lighting Fixtures | 2016-07-15 14:38 | 2024-07-20 11:16 | 0000-00-00 00:00:00 | 2024-07-20 11:16 | 0000-00-00 00:00:00
1 | Lutron Electronics | PX-3B-GWH-I01 | 4460-6324 | 4460 | 6324 | Lutron Electronics | PX-3B-GWH-I01.jpg | 27557846738 | PICO WIRED 3 BUTTON GLOSS WHITE | Pico Wired Control, 3-button, works with compatible Lutron systems to control a light or group of lights, in white |  | 2.3 | 4.5 |  | PX-3B-GWH-I01.jpg | http://grandbrass.xologic.com/vendors/4460/large/PX-3B-GWH-I01.jpg | [47 empty] | 0 | 0 | 0 | [6 empty] | 0 | 1 | 1 | EA | 1 | Lighting Controls | [7 empty] | White | [19 empty] | Other Lighting Controls | [242 empty] | <a href="https://www.lutron.com/TechnicalDocumentLibrary/031398.pdf" target="_blank">Installation Instructions</a> | [23 empty] | 2.000 DW |  |  | 2.3000 IN | [89 empty] | 1.000 EA | 1.000 EA | [35 empty] | No | [42 empty] | https://www.lutron.com/TechnicalDocumentLibrary/369439_Pico_Wired_Spec.pdf | [7 empty] | Shelf Stock | [39 empty] | 52161525 | [13 empty] | <a href="https://www.lutron.com/TechnicalDocumentLibrary/369-119_Wallbox_Warranty.pdf" target="_blank">Warranty Information</a> |  |  |  |  | 0.150 L | [14 empty] | 0 | 0 | 0 | 0 | Lighting Fixtures | 2016-07-15 14:38 | 2024-07-20 11:19 | 0000-00-00 00:00:00 | 2024-07-20 11:19 | 0000-00-00 00:00:00
1 | Lutron Electronics | QSM2-4W-J | 4460-6325 | 4460 | 6325 | Lutron Electronics | QSM2-4W-J.jpg | 27557783361 | QSM 434 MHZ 4 INPUT JUNCTION BOX MOUNT | Lutron QS sensor module, integrates Lutron wireless 434 MHz and wired sensors and controls through QS communication link to Energi Savr Node units, GRAFIK Eye QS control units, Quantum systems and Sivoia QS shades/draperies, 4 wired inputs, junction box ceiling mount |  | 5.4 | 4 |  | QSM2-4W-J.jpg | http://grandbrass.xologic.com/vendors/4460/large/QSM2-4W-J.jpg | [47 empty] | 0 | 0 | 0 | [6 empty] | 0 | 1 | 1 | EA | 1 | Lighting Controls | [27 empty] | Other Lighting Controls | [242 empty] | <a href="https://www.lutron.com/TechnicalDocumentLibrary/041837.pdf" target="_blank">Installation Instructions</a> | [23 empty] | 65.000 DW |  |  | 5.4000 IN | [89 empty] | 1.000 EA | 1.000 EA | [35 empty] | No | [42 empty] | https://www.lutron.com/TechnicalDocumentLibrary/369703a_SPA.pdf | [7 empty] | Shelf Stock | [39 empty] | 32101670 | [13 empty] | <a href="https://www.lutron.com/TechnicalDocumentLibrary/3601201A_Commercial_Limited_Warranty.pdf" target="_blank">Warranty Information</a> |  |  |  |  | 0.550 L | [14 empty] | 0 | 0 | 0 | 0 | Lighting Fixtures | 2016-07-15 14:38 | 2024-07-20 11:11 | 0000-00-00 00:00:00 | 2024-07-20 11:11 | 0000-00-00 00:00:00
1 | Lutron Electronics | QSM2-XW-C | 4460-6326 | 4460 | 6326 | Lutron Electronics | QSM2-XW-C.jpg | 27557979740 | QSM WIRELESS ONLY 434 MHZ | Lutron QS sensor module, integrates Lutron wireless 434 MHz and wired sensors and controls through QS communication link to Energi Savr Node units, GRAFIK Eye QS control units, Quantum systems and Sivoia QS shades/draperies |  | 5.3 | 3.9 |  | QSM2-XW-C.jpg | http://grandbrass.xologic.com/vendors/4460/large/QSM2-XW-C.jpg | [47 empty] | 0 | 0 | 0 | [6 empty] | 0 | 1 | 1 | EA | 1 | Lighting Controls | [27 empty] | Other Lighting Controls | [242 empty] | <a href="https://www.lutron.com/TechnicalDocumentLibrary/041837.pdf" target="_blank">Installation Instructions</a> | [23 empty] | 65.000 DW |  |  | 5.4000 IN | [89 empty] | 1.000 EA | 1.000 EA | [35 empty] | No | [42 empty] | https://www.lutron.com/TechnicalDocumentLibrary/369242_English.pdf | [7 empty] | Shelf Stock | [39 empty] | 32101670 | [13 empty] | <a href="https://www.lutron.com/TechnicalDocumentLibrary/3601201A_Commercial_Limited_Warranty.pdf" target="_blank">Warranty Information</a> |  |  |  |  | 0.500 L | [14 empty] | 0 | 0 | 0 | 0 | Lighting Fixtures | 2016-07-15 14:38 | 2024-07-20 11:15 | 0000-00-00 00:00:00 | 2024-07-20 11:15 | 0000-00-00 00:00:00
1 | Lutron Electronics | QSM2-XW-J | 4460-6327 | 4460 | 6327 | Lutron Electronics | QSM2-XW-J.jpg | 27557841818 | QSM WIRELESS 434MHZ | Lutron QS sensor module, integrates Lutron wireless 434 MHz and wired sensors and controls through QS communication link to Energi Savr Node units, GRAFIK Eye QS control units, Quantum systems and Sivoia QS shades/draperies, no wired inputs, junction box ceiling mount |  | 5.3 | 3.9 |  | QSM2-XW-J.jpg | http://grandbrass.xologic.com/vendors/4460/large/QSM2-XW-J.jpg | [47 empty] | 0 | 0 | 0 | [6 empty] | 0 | 1 | 1 | EA | 1 | Lighting Controls | [27 empty] | Other Lighting Controls | [242 empty] | <a href="https://www.lutron.com/TechnicalDocumentLibrary/041837.pdf" target="_blank">Installation Instructions</a> | [23 empty] | 65.000 DW |  |  | 5.4000 IN | [89 empty] | 1.000 EA | 1.000 EA | [35 empty] | No | [42 empty] | https://www.lutron.com/TechnicalDocumentLibrary/369703a_SPA.pdf | [7 empty] | Shelf Stock | [39 empty] | 32101670 | [13 empty] | <a href="https://www.lutron.com/TechnicalDocumentLibrary/3601201A_Commercial_Limited_Warranty.pdf" target="_blank">Warranty Information</a> |  |  |  |  | 0.500 L | [14 empty] | 0 | 0 | 0 | 0 | Lighting Fixtures | 2016-07-15 14:38 | 2024-07-20 11:17 | 0000-00-00 00:00:00 | 2024-07-20 11:17 | 0000-00-00 00:00:00
1 | Lutron Electronics | QSMX-4W-C | 4460-6328 | 4460 | 6328 | Lutron Electronics | QSMX-4W-C.jpg | 27557979733 | QSM 4 WIRED INPUTS NO RF | Lutron QS sensor module, integrates Lutron wireless 434 MHz and wired sensors and controls through QS communication link to Energi Savr Node units, GRAFIK Eye QS control units, Quantum systems and Sivoia QS shades/draperies, no wired inputs, ceiling mount |  | 5.3 | 3.9 |  | QSMX-4W-C.jpg | http://grandbrass.xologic.com/vendors/4460/large/QSMX-4W-C.jpg | [47 empty] | 0 | 0 | 0 | [6 empty] | 0 | 1 | 1 | EA | 1 | Lighting Controls | [27 empty] | Other Lighting Controls | [242 empty] | <a href="https://www.lutron.com/TechnicalDocumentLibrary/041837.pdf" target="_blank">Installation Instructions</a> | [23 empty] | 65.000 DW |  |  | 5.4000 IN | [89 empty] | 1.000 EA | 1.000 EA | [35 empty] | No | [42 empty] | https://www.lutron.com/TechnicalDocumentLibrary/369242_English.pdf | [7 empty] | Shelf Stock | [39 empty] | 32101670 | [13 empty] | <a href="https://www.lutron.com/TechnicalDocumentLibrary/3601201A_Commercial_Limited_Warranty.pdf" target="_blank">Warranty Information</a> |  |  |  |  | 0.500 L | [14 empty] | 0 | 0 | 0 | 0 | Lighting Fixtures | 2016-07-15 14:38 | 2024-07-20 11:23 | 0000-00-00 00:00:00 | 2024-07-20 11:23 | 0000-00-00 00:00:00
1 | Lutron Electronics | L-PED3-WH | 4460-6330 | 4460 | 6330 | Lutron Electronics | L-PED3-WH.jpg | 27557828895 | TRIPLE MOUNT PICO PEDESTAL WH | Pico Wireless Control triple pedestal in white |  | 4.1 | 5.3 |  | L-PED3-WH.jpg | http://grandbrass.xologic.com/vendors/4460/large/L-PED3-WH.jpg | [47 empty] | 0 | 0 | 0 | [6 empty] | 0 | 1 | 1 | EA | 1 | Specialty Items | [7 empty] | White | [16 empty] | Traditional |  |  | Lighting Accessories | [242 empty] | <a href="https://www.lutron.com/TechnicalDocumentLibrary/0301281A.pdf" target="_blank">Installation Instructions</a> | [23 empty] | 15.000 DW |  |  | 3.1000 IN | [89 empty] | 1.000 EA | 1.000 EA | [35 empty] | No | [42 empty] | https://www.lutron.com/TechnicalDocumentLibrary/369847.pdf | [7 empty] | Shelf Stock | [39 empty] | 39122221 | [13 empty] | <a href="https://www.lutron.com/TechnicalDocumentLibrary/043492.pdf" target="_blank">Warranty Information</a> |  |  |  |  | 0.550 L | [14 empty] | 0 | 0 | 0 | 0 | Lighting Fixtures | 2016-07-15 14:39 | 2024-07-20 11:42 | 0000-00-00 00:00:00 | 2024-07-20 11:42 | 0000-00-00 00:00:00 | [6 empty] | White
1 | Lutron Electronics | PX-2BRL-GBL-I01 | 4460-6331 | 4460 | 6331 | Lutron Electronics | PX-2BRL-GWH-I01.jpg | 27557846646 | PICO WIRED 2BTN RS/LWR GLOSS BLACK | Pico Wired Control, 2-button with raise/lower, works with compatible Lutron systems to control a light or group of lights, in black |  | 2.3 | 4.5 |  | PX-2BRL-GWH-I01.jpg | http://grandbrass.xologic.com/vendors/4460/large/PX-2BRL-GWH-I01.jpg | [47 empty] | 0 | 0 | 0 | [6 empty] | 0 | 1 | 1 | EA | 1 | Lighting Controls | [7 empty] | Black | [19 empty] | Other Lighting Controls | [242 empty] | <a href="https://www.lutron.com/TechnicalDocumentLibrary/031398.pdf" target="_blank">Installation Instructions</a> | [23 empty] | 2.000 DW |  |  | 2.3000 IN | [89 empty] | 1.000 EA | 1.000 EA | [35 empty] | No | [42 empty] | https://www.lutron.com/TechnicalDocumentLibrary/369439_Pico_Wired_Spec.pdf | [7 empty] | Shelf Stock | [39 empty] | 52161525 | [13 empty] | <a href="https://www.lutron.com/TechnicalDocumentLibrary/369-119_Wallbox_Warranty.pdf" target="_blank">Warranty Information</a> |  |  |  |  | 0.100 L | [14 empty] | 0 | 0 | 0 | 0 | Lighting Fixtures | 2016-07-15 14:39 | 2024-07-20 11:16 | 0000-00-00 00:00:00 | 2024-07-20 11:16 | 0000-00-00 00:00:00
1 | Lutron Electronics | PX-2BRL-GIV-I01 | 4460-6332 | 4460 | 6332 | Lutron Electronics | PX-2BRL-GWH-I01.jpg | 27557846653 | PICO WIRED 2BTN RS/LWR GLOSS IVORY | Pico Wired Control, 2-button with raise/lower, works with compatible Lutron systems to control a light or group of lights, in ivory |  | 2.3 | 4.5 |  | PX-2BRL-GWH-I01.jpg | http://grandbrass.xologic.com/vendors/4460/large/PX-2BRL-GWH-I01.jpg | [47 empty] | 0 | 0 | 0 | [6 empty] | 0 | 1 | 1 | EA | 1 | Lighting Controls | [7 empty] | White | [19 empty] | Other Lighting Controls | [242 empty] | <a href="https://www.lutron.com/TechnicalDocumentLibrary/031398.pdf" target="_blank">Installation Instructions</a> | [23 empty] | 2.000 DW |  |  | 2.3000 IN | [89 empty] | 1.000 EA | 1.000 EA | [35 empty] | No | [42 empty] | https://www.lutron.com/TechnicalDocumentLibrary/369439_Pico_Wired_Spec.pdf | [7 empty] | Shelf Stock | [39 empty] | 52161525 | [13 empty] | <a href="https://www.lutron.com/TechnicalDocumentLibrary/369-119_Wallbox_Warranty.pdf" target="_blank">Warranty Information</a> |  |  |  |  | 0.100 L | [14 empty] | 0 | 0 | 0 | 0 | Lighting Fixtures | 2016-07-15 14:39 | 2024-07-20 11:15 | 0000-00-00 00:00:00 | 2024-07-20 11:15 | 0000-00-00 00:00:00
1 | Lutron Electronics | PX-2BRL-GLA-I01 | 4460-6333 | 4460 | 6333 | Lutron Electronics | PX-2BRL-GWH-I01.jpg | 27557846622 | PICO WIRED 2BTN RS/LWR GLOSS LIGHT AL | Pico Wired Control, 2-button with raise/lower, works with compatible Lutron systems to control a light or group of lights, in light almond |  | 2.3 | 4.5 |  | PX-2BRL-GWH-I01.jpg | http://grandbrass.xologic.com/vendors/4460/large/PX-2BRL-GWH-I01.jpg | [47 empty] | 0 | 0 | 0 | [6 empty] | 0 | 1 | 1 | EA | 1 | Lighting Controls | [27 empty] | Other Lighting Controls | [242 empty] | <a href="https://www.lutron.com/TechnicalDocumentLibrary/031398.pdf" target="_blank">Installation Instructions</a> | [23 empty] | 2.000 DW |  |  | 2.3000 IN | [89 empty] | 1.000 EA | 1.000 EA | [35 empty] | No | [42 empty] | https://www.lutron.com/TechnicalDocumentLibrary/369439_Pico_Wired_Spec.pdf | [7 empty] | Shelf Stock | [39 empty] | 52161525 | [13 empty] | <a href="https://www.lutron.com/TechnicalDocumentLibrary/369-119_Wallbox_Warranty.pdf" target="_blank">Warranty Information</a> |  |  |  |  | 0.100 L | [14 empty] | 0 | 0 | 0 | 0 | Lighting Fixtures | 2016-07-15 14:39 | 2024-07-20 11:16 | 0000-00-00 00:00:00 | 2024-07-20 11:16 | 0000-00-00 00:00:00
1 | Lutron Electronics | PX-2BRL-GWG-I01 | 4460-6334 | 4460 | 6334 | Lutron Electronics | PX-2BRL-GWG-I01.jpg | 27557846660 | PICO WIRED 2BTN RS/LWR GLOSS WHITE/GRAY | Pico Wired Control, 2-button with raise/lower, works with compatible Lutron systems to control a light or group of lights, in white/gray |  | 2.3 | 4.5 |  | PX-2BRL-GWG-I01.jpg | http://grandbrass.xologic.com/vendors/4460/large/PX-2BRL-GWG-I01.jpg | [47 empty] | 0 | 0 | 0 | [6 empty] | 0 | 1 | 1 | EA | 1 | Lighting Controls | [7 empty] | White | [19 empty] | Other Lighting Controls | [242 empty] | <a href="https://www.lutron.com/TechnicalDocumentLibrary/031398.pdf" target="_blank">Installation Instructions</a> | [23 empty] | 10.000 DW |  |  | 2.3000 IN | [89 empty] | 1.000 EA | 1.000 EA | [35 empty] | No | [42 empty] | https://www.lutron.com/TechnicalDocumentLibrary/369439_Pico_Wired_Spec.pdf | [7 empty] | Shelf Stock | [39 empty] | 52161525 | [13 empty] | <a href="https://www.lutron.com/TechnicalDocumentLibrary/369-119_Wallbox_Warranty.pdf" target="_blank">Warranty Information</a> |  |  |  |  | 0.100 L | [14 empty] | 0 | 0 | 0 | 0 | Lighting Fixtures | 2016-07-15 14:39 | 2024-07-20 11:16 | 0000-00-00 00:00:00 | 2024-07-20 11:16 | 0000-00-00 00:00:00
1 | Lutron Electronics | PX-2BRL-GWH-I01 | 4460-6335 | 4460 | 6335 | Lutron Electronics | PX-2BRL-GWH-I01.jpg | 27557846615 | PICO WIRED 2BTN RS/LWR GLOSS WHITE | Pico Wired Control, 2-button with raise/lower, works with compatible Lutron systems to control a light or group of lights, in white |  | 2.3 | 4.5 |  | PX-2BRL-GWH-I01.jpg | http://grandbrass.xologic.com/vendors/4460/large/PX-2BRL-GWH-I01.jpg | [47 empty] | 0 | 0 | 0 | [6 empty] | 0 | 1 | 1 | EA | 1 | Lighting Controls | [7 empty] | White | [19 empty] | Other Lighting Controls | [242 empty] | <a href="https://www.lutron.com/TechnicalDocumentLibrary/031398.pdf" target="_blank">Installation Instructions</a> | [23 empty] | 10.000 DW |  |  | 2.3000 IN | [89 empty] | 1.000 EA | 1.000 EA | [35 empty] | No | [42 empty] | https://www.lutron.com/TechnicalDocumentLibrary/369439_Pico_Wired_Spec.pdf | [7 empty] | Shelf Stock | [39 empty] | 52161525 | [13 empty] | <a href="https://www.lutron.com/TechnicalDocumentLibrary/369-119_Wallbox_Warranty.pdf" target="_blank">Warranty Information</a> |  |  |  |  | 0.100 L | [14 empty] | 0 | 0 | 0 | 0 | Lighting Fixtures | 2016-07-15 14:39 | 2024-07-20 11:15 | 0000-00-00 00:00:00 | 2024-07-20 11:15 | 0000-00-00 00:00:00
1 | Lutron Electronics | PX-3BRL-GBL-I01 | 4460-6336 | 4460 | 6336 | Lutron Electronics | PX-3BRL-GWH-I01.jpg | 27557846905 | PICO WIRED 3BTN RS/LWR GLOSS BLACK | Pico Wired Control, 3-button with raise/lower, works with compatible Lutron systems to control a light or group of lights, in black |  | 2.3 | 4.5 |  | PX-3BRL-GWH-I01.jpg | http://grandbrass.xologic.com/vendors/4460/large/PX-3BRL-GWH-I01.jpg | [47 empty] | 0 | 0 | 0 | [6 empty] | 0 | 1 | 1 | EA | 1 | Lighting Controls | [7 empty] | Black | [19 empty] | Other Lighting Controls | [242 empty] | <a href="https://www.lutron.com/TechnicalDocumentLibrary/031398.pdf" target="_blank">Installation Instructions</a> | [23 empty] | 2.000 DW |  |  | 2.3000 IN | [89 empty] | 1.000 EA | 1.000 EA | [35 empty] | No | [42 empty] | https://www.lutron.com/TechnicalDocumentLibrary/369439_Pico_Wired_Spec.pdf | [7 empty] | Shelf Stock | [39 empty] | 52161525 | [13 empty] | <a href="https://www.lutron.com/TechnicalDocumentLibrary/369-119_Wallbox_Warranty.pdf" target="_blank">Warranty Information</a> |  |  |  |  | 0.150 L | [14 empty] | 0 | 0 | 0 | 0 | Lighting Fixtures | 2016-07-15 14:39 | 2024-07-20 11:17 | 0000-00-00 00:00:00 | 2024-07-20 11:17 | 0000-00-00 00:00:00
1 | Lutron Electronics | PX-3BRL-GIV-I01 | 4460-6337 | 4460 | 6337 | Lutron Electronics | PX-3BRL-GWH-I01.jpg | 27557846912 | PICO WIRED 3BTN RS/LWR GLOSS IVORY | Pico Wired Control, 3-button with raise/lower, works with compatible Lutron systems to control a light or group of lights, in ivory |  | 2.3 | 4.5 |  | PX-3BRL-GWH-I01.jpg | http://grandbrass.xologic.com/vendors/4460/large/PX-3BRL-GWH-I01.jpg | [47 empty] | 0 | 0 | 0 | [6 empty] | 0 | 1 | 1 | EA | 1 | Lighting Controls | [7 empty] | White | [19 empty] | Other Lighting Controls | [242 empty] | <a href="https://www.lutron.com/TechnicalDocumentLibrary/031398.pdf" target="_blank">Installation Instructions</a> | [23 empty] | 2.000 DW |  |  | 2.3000 IN | [89 empty] | 1.000 EA | 1.000 EA | [35 empty] | No | [42 empty] | https://www.lutron.com/TechnicalDocumentLibrary/369439_Pico_Wired_Spec.pdf | [7 empty] | Shelf Stock | [39 empty] | 52161525 | [13 empty] | <a href="https://www.lutron.com/TechnicalDocumentLibrary/369-119_Wallbox_Warranty.pdf" target="_blank">Warranty Information</a> |  |  |  |  | 0.150 L | [14 empty] | 0 | 0 | 0 | 0 | Lighting Fixtures | 2016-07-15 14:39 | 2024-07-20 11:19 | 0000-00-00 00:00:00 | 2024-07-20 11:19 | 0000-00-00 00:00:00
1 | Lutron Electronics | PX-3BRL-GLA-I01 | 4460-6338 | 4460 | 6338 | Lutron Electronics | PX-3BRL-GWH-I01.jpg | 27557846882 | PICO WIRED 3BTN RS/LWR GLOSS LIGHT AL | Pico Wired Control, 3-button with raise/lower, works with compatible Lutron systems to control a light or group of lights, in light almond |  | 2.3 | 4.5 |  | PX-3BRL-GWH-I01.jpg | http://grandbrass.xologic.com/vendors/4460/large/PX-3BRL-GWH-I01.jpg | [47 empty] | 0 | 0 | 0 | [6 empty] | 0 | 1 | 1 | EA | 1 | Lighting Controls | [27 empty] | Other Lighting Controls | [242 empty] | <a href="https://www.lutron.com/TechnicalDocumentLibrary/031398.pdf" target="_blank">Installation Instructions</a> | [23 empty] | 5.000 DW |  |  | 2.3000 IN | [89 empty] | 1.000 EA | 1.000 EA | [35 empty] | No | [42 empty] | https://www.lutron.com/TechnicalDocumentLibrary/369439_Pico_Wired_Spec.pdf | [7 empty] | Shelf Stock | [39 empty] | 52161525 | [13 empty] | <a href="https://www.lutron.com/TechnicalDocumentLibrary/369-119_Wallbox_Warranty.pdf" target="_blank">Warranty Information</a> |  |  |  |  | 0.150 L | [14 empty] | 0 | 0 | 0 | 0 | Lighting Fixtures | 2016-07-15 14:39 | 2024-07-20 11:16 | 0000-00-00 00:00:00 | 2024-07-20 11:16 | 0000-00-00 00:00:00
1 | Lutron Electronics | PX-3BRL-GWG-I01 | 4460-6339 | 4460 | 6339 | Lutron Electronics | PX-3BRL-GWG-I01.jpg | 27557846929 | PICO WIRED 3BTN RS/LWR GLOSS WHITE/GRAY | Pico Wired Control, 3-button with raise/lower, works with compatible Lutron systems to control a light or group of lights, in white/gray |  | 2.3 | 4.5 |  | PX-3BRL-GWG-I01.jpg | http://grandbrass.xologic.com/vendors/4460/large/PX-3BRL-GWG-I01.jpg | [47 empty] | 0 | 0 | 0 | [6 empty] | 0 | 1 | 1 | EA | 1 | Lighting Controls | [7 empty] | White | [19 empty] | Other Lighting Controls | [242 empty] | <a href="https://www.lutron.com/TechnicalDocumentLibrary/031398.pdf" target="_blank">Installation Instructions</a> | [23 empty] | 10.000 DW |  |  | 2.3000 IN | [89 empty] | 1.000 EA | 1.000 EA | [35 empty] | No | [42 empty] | https://www.lutron.com/TechnicalDocumentLibrary/369439_Pico_Wired_Spec.pdf | [7 empty] | Shelf Stock | [39 empty] | 52161525 | [13 empty] | <a href="https://www.lutron.com/TechnicalDocumentLibrary/369-119_Wallbox_Warranty.pdf" target="_blank">Warranty Information</a> |  |  |  |  | 0.150 L | [14 empty] | 0 | 0 | 0 | 0 | Lighting Fixtures | 2016-07-15 14:39 | 2024-07-20 11:15 | 0000-00-00 00:00:00 | 2024-07-20 11:15 | 0000-00-00 00:00:00
1 | Lutron Electronics | PX-3BRL-GWH-I01 | 4460-6340 | 4460 | 6340 | Lutron Electronics | PX-3BRL-GWH-I01.jpg | 27557846875 | PICO WIRED 3BTN RS/LWR GLOSS WHITE | Pico Wired Control, 3-button with raise/lower, works with compatible Lutron systems to control a light or group of lights, in white |  | 2.4 | 4.5 |  | PX-3BRL-GWH-I01.jpg | http://grandbrass.xologic.com/vendors/4460/large/PX-3BRL-GWH-I01.jpg | [47 empty] | 0 | 0 | 0 | [6 empty] | 0 | 1 | 1 | EA | 1 | Lighting Controls | [7 empty] | White | [19 empty] | Other Lighting Controls | [242 empty] | <a href="https://www.lutron.com/TechnicalDocumentLibrary/031398.pdf" target="_blank">Installation Instructions</a> | [23 empty] | 10.000 DW |  |  | 2.4000 IN | [89 empty] | 1.000 EA | 1.000 EA | [35 empty] | No | [42 empty] | https://www.lutron.com/TechnicalDocumentLibrary/369439_Pico_Wired_Spec.pdf | [7 empty] | Shelf Stock | [39 empty] | 52161525 | [13 empty] | <a href="https://www.lutron.com/TechnicalDocumentLibrary/369-119_Wallbox_Warranty.pdf" target="_blank">Warranty Information</a> |  |  |  |  | 0.150 L | [14 empty] | 0 | 0 | 0 | 0 | Lighting Fixtures | 2016-07-15 14:39 | 2024-07-20 11:15 | 0000-00-00 00:00:00 | 2024-07-20 11:15 | 0000-00-00 00:00:00
4 | Lutron Electronics | CARS-15-TR-LA | 4460-6370 | 4460 | 6370 | Lutron Electronics | Ecom_CARS-15-TR-LA_nowallplate.jpeg | 27557618298 | CA 15A TAMPER RESIST RECP LT. ALMOND | Lutron Claro Tamper-Resistant Duplex Receptacle, 15 Amp, Light Almond |  | 2.3 | 4.6 |  | Ecom_CARS-15-TR-LA_nowallplate.jpeg | http://grandbrass.xologic.com/vendors/4460/large/Ecom_CARS-15-TR-LA_nowallplate.jpeg | [47 empty] | 0 | 0 | 0 | [6 empty] | 0 | 1 | 1 | EA | 1 | Lighting Controls |  |  | Electrical Distribution Equipment |  | Receptacles |  | Electrical Receptacles | White | [16 empty] | Traditional |  |  | Other Lighting Controls | [242 empty] | <a href="https://www.lutron.com/TechnicalDocumentLibrary/0301636.pdf" target="_blank">Installation Instructions</a> | [23 empty] | 10.000 DW |  |  | 2.3000 IN | [89 empty] | 1.000 EA | 1.000 EA | [35 empty] | No | [42 empty] | https://www.lutron.com/technicaldocumentlibrary/spec%20guide%20volume%201%20with%20addendums.pdf#page=24 | [7 empty] | Shelf Stock | [13 empty] | <a href="https://www.lutron.com/TechnicalDocumentLibrary/368-4493_Page_5.pdf" target="_blank">Tech Drawing</a> | [25 empty] | 39121406 | [13 empty] | <a href="https://www.lutron.com/TechnicalDocumentLibrary/369-119_Wallbox_Warranty.pdf" target="_blank">Warranty Information</a> |  |  |  |  | 0.150 L | [14 empty] | 0 | 0 | 0 | 0 | Electrical | 2016-07-15 14:40 | 2024-07-20 11:17 | 0000-00-00 00:00:00 | 2025-11-29 02:00 | 0000-00-00 00:00:00
4 | Lutron Electronics | CARS-15-TR-IV | 4460-6371 | 4460 | 6371 | Lutron Electronics | Ecom_CARS-15-TR-IV_nowallplate.jpeg | 27557618519 | CA 15A TAMPER RESIST RECP IVORY | Lutron Claro Tamper-Resistant Duplex Receptacle, 15 Amp, Ivory |  | 2.3 | 4.6 |  | Ecom_CARS-15-TR-IV_nowallplate.jpeg | http://grandbrass.xologic.com/vendors/4460/large/Ecom_CARS-15-TR-IV_nowallplate.jpeg | [47 empty] | 0 | 0 | 0 | [6 empty] | 0 | 1 | 1 | EA | 1 | Lighting Controls |  |  | Electrical Distribution Equipment |  | Receptacles |  | Electrical Receptacles | White | [16 empty] | Traditional |  |  | Other Lighting Controls | [242 empty] | <a href="https://www.lutron.com/TechnicalDocumentLibrary/0301636.pdf" target="_blank">Installation Instructions</a> | [23 empty] | 10.000 DW |  |  | 2.3000 IN | [89 empty] | 1.000 EA | 1.000 EA | [35 empty] | No | [42 empty] | https://www.lutron.com/technicaldocumentlibrary/spec%20guide%20volume%201%20with%20addendums.pdf#page=24 | [7 empty] | Shelf Stock | [13 empty] | <a href="https://www.lutron.com/TechnicalDocumentLibrary/368-4493_Page_5.pdf" target="_blank">Tech Drawing</a> | [25 empty] | 39121406 | [13 empty] | <a href="https://www.lutron.com/TechnicalDocumentLibrary/369-119_Wallbox_Warranty.pdf" target="_blank">Warranty Information</a> |  |  |  |  | 0.150 L | [14 empty] | 0 | 0 | 0 | 0 | Electrical | 2016-07-15 14:40 | 2024-07-20 11:19 | 0000-00-00 00:00:00 | 2025-11-29 02:00 | 0000-00-00 00:00:00 | [6 empty] | Ivory
4 | Lutron Electronics | CARS-15-TR-GR | 4460-6372 | 4460 | 6372 | Lutron Electronics | Ecom_CARS-15-TR-GR_nowallplate.jpeg | 27557618502 | CA 15A TAMPER RESIST RECP GRAY | Lutron Claro Tamper-Resistant Duplex Receptacle, 15 Amp,Gray |  | 2.3 | 4.6 |  | Ecom_CARS-15-TR-GR_nowallplate.jpeg | http://grandbrass.xologic.com/vendors/4460/large/Ecom_CARS-15-TR-GR_nowallplate.jpeg | [47 empty] | 0 | 0 | 0 | [6 empty] | 0 | 1 | 1 | EA | 1 | Lighting Controls |  |  | Electrical Distribution Equipment |  | Receptacles |  | Electrical Receptacles | Gray | [16 empty] | Traditional |  |  | Other Lighting Controls | [242 empty] | <a href="https://www.lutron.com/TechnicalDocumentLibrary/0301636.pdf" target="_blank">Installation Instructions</a> | [23 empty] | 2.000 DW |  |  | 2.3000 IN | [89 empty] | 1.000 EA | 1.000 EA | [35 empty] | No | [42 empty] | https://www.lutron.com/technicaldocumentlibrary/spec%20guide%20volume%201%20with%20addendums.pdf#page=24 | [7 empty] | Shelf Stock | [13 empty] | <a href="https://www.lutron.com/TechnicalDocumentLibrary/368-4493_Page_5.pdf" target="_blank">Tech Drawing</a> | [25 empty] | 39121406 | [13 empty] | <a href="https://www.lutron.com/TechnicalDocumentLibrary/369-119_Wallbox_Warranty.pdf" target="_blank">Warranty Information</a> |  |  |  |  | 0.150 L | [14 empty] | 0 | 0 | 0 | 0 | Electrical | 2016-07-15 14:40 | 2024-07-20 11:16 | 0000-00-00 00:00:00 | 2025-11-29 02:00 | 0000-00-00 00:00:00 | [6 empty] | Gray
4 | Lutron Electronics | CARS-15-TR-BR | 4460-6373 | 4460 | 6373 | Lutron Electronics | Ecom_CARS-15-TR-BR_nowallplate.jpeg | 27557618496 | CA 15A TAMPER RESIST RECP BROWN | Lutron Claro Tamper-Resistant Duplex Receptacle, 15 Amp, Brown |  | 2.3 | 4.6 |  | Ecom_CARS-15-TR-BR_nowallplate.jpeg | http://grandbrass.xologic.com/vendors/4460/large/Ecom_CARS-15-TR-BR_nowallplate.jpeg | [47 empty] | 0 | 0 | 0 | [6 empty] | 0 | 1 | 1 | EA | 1 | Lighting Controls |  |  | Electrical Distribution Equipment |  | Receptacles |  | Electrical Receptacles | Brown | [16 empty] | Traditional |  |  | Other Lighting Controls | [242 empty] | <a href="https://www.lutron.com/TechnicalDocumentLibrary/0301636.pdf" target="_blank">Installation Instructions</a> | [23 empty] | 10.000 DW |  |  | 2.3000 IN | [89 empty] | 1.000 EA | 1.000 EA | [35 empty] | No | [42 empty] | https://www.lutron.com/technicaldocumentlibrary/spec%20guide%20volume%201%20with%20addendums.pdf#page=24 | [7 empty] | Shelf Stock | [13 empty] | <a href="https://www.lutron.com/TechnicalDocumentLibrary/368-4493_Page_5.pdf" target="_blank">Tech Drawing</a> | [25 empty] | 39121406 | [13 empty] | <a href="https://www.lutron.com/TechnicalDocumentLibrary/369-119_Wallbox_Warranty.pdf" target="_blank">Warranty Information</a> |  |  |  |  | 0.150 L | [14 empty] | 0 | 0 | 0 | 0 | Electrical | 2016-07-15 14:40 | 2024-07-20 11:14 | 0000-00-00 00:00:00 | 2025-11-29 02:00 | 0000-00-00 00:00:00 | [6 empty] | Brown
4 | Lutron Electronics | CARS-15-TR-BL | 4460-6374 | 4460 | 6374 | Lutron Electronics | Ecom_CARS-15-TR-BL_nowallplate.jpeg | 27557618489 | CA 15A TAMPER RESIST RECP BLACK | Lutron Claro Tamper-Resistant Duplex Receptacle, 15 Amp, Black |  | 2.4 | 4.6 |  | Ecom_CARS-15-TR-BL_nowallplate.jpeg | http://grandbrass.xologic.com/vendors/4460/large/Ecom_CARS-15-TR-BL_nowallplate.jpeg | [47 empty] | 0 | 0 | 0 | [6 empty] | 0 | 1 | 1 | EA | 1 | Lighting Controls |  |  | Electrical Distribution Equipment |  | Receptacles |  | Electrical Receptacles | Black | [16 empty] | Traditional |  |  | Other Lighting Controls | [242 empty] | <a href="https://www.lutron.com/TechnicalDocumentLibrary/0301636.pdf" target="_blank">Installation Instructions</a> | [23 empty] | 10.000 DW |  |  | 2.4000 IN | [89 empty] | 1.000 EA | 1.000 EA | [35 empty] | No | [42 empty] | https://www.lutron.com/technicaldocumentlibrary/spec%20guide%20volume%201%20with%20addendums.pdf#page=24 | [7 empty] | Shelf Stock | [13 empty] | <a href="https://www.lutron.com/TechnicalDocumentLibrary/368-4493_Page_5.pdf" target="_blank">Tech Drawing</a> | [25 empty] | 39121406 | [13 empty] | <a href="https://www.lutron.com/TechnicalDocumentLibrary/369-119_Wallbox_Warranty.pdf" target="_blank">Warranty Information</a> |  |  |  |  | 0.150 L | [14 empty] | 0 | 0 | 0 | 0 | Electrical | 2016-07-15 14:40 | 2024-07-20 11:19 | 0000-00-00 00:00:00 | 2025-11-29 02:00 | 0000-00-00 00:00:00 | [6 empty] | Black
4 | Lutron Electronics | CARS-15-TR-AL | 4460-6375 | 4460 | 6375 | Lutron Electronics | Ecom_CARS-15-TR-AL_nowallplate.jpeg | 27557618472 | CA 15A TAMPER RESIST RECP ALMOND | Lutron Claro Tamper-Resistant Duplex Receptacle, 15 Amp, Almond |  | 2.3 | 4.6 |  | Ecom_CARS-15-TR-AL_nowallplate.jpeg | http://grandbrass.xologic.com/vendors/4460/large/Ecom_CARS-15-TR-AL_nowallplate.jpeg | [47 empty] | 0 | 0 | 0 | [6 empty] | 0 | 1 | 1 | EA | 1 | Lighting Controls |  |  | Electrical Distribution Equipment |  | Receptacles |  | Electrical Receptacles | White | [16 empty] | Traditional |  |  | Other Lighting Controls | [242 empty] | <a href="https://www.lutron.com/TechnicalDocumentLibrary/0301636.pdf" target="_blank">Installation Instructions</a> | [23 empty] | 10.000 DW |  |  | 2.3000 IN | [89 empty] | 1.000 EA | 1.000 EA | [35 empty] | No | [42 empty] | https://www.lutron.com/technicaldocumentlibrary/spec%20guide%20volume%201%20with%20addendums.pdf#page=24 | [7 empty] | Shelf Stock | [13 empty] | <a href="https://www.lutron.com/TechnicalDocumentLibrary/368-4493_Page_5.pdf" target="_blank">Tech Drawing</a> | [25 empty] | 39121406 | [13 empty] | <a href="https://www.lutron.com/TechnicalDocumentLibrary/369-119_Wallbox_Warranty.pdf" target="_blank">Warranty Information</a> |  |  |  |  | 0.150 L | [14 empty] | 0 | 0 | 0 | 0 | Electrical | 2016-07-15 14:40 | 2024-07-20 11:14 | 0000-00-00 00:00:00 | 2025-11-29 02:00 | 0000-00-00 00:00:00 | [6 empty] | Almond
1 | Lutron Electronics | RRD-W3BSRL-HT | 4460-6388 | 4460 | 6388 | Lutron Electronics | RRD-W3BSRL-WH_lo.jpg | 27557980913 | RA2 3BSRL WALL KEYPAD HOT | Lutron RadioRA 2 seeTouch Wall Mount Designer Keypad, 3 Button with Raise/Lower - Hot |  | 5.2 | 5.4 |  | RRD-W3BSRL-WH_lo.jpg | http://grandbrass.xologic.com/vendors/4460/large/RRD-W3BSRL-WH_lo.jpg | [47 empty] | 0 | 0 | 0 | [6 empty] | 0 | 1 | 1 | EA | 1 | Lighting Controls | [27 empty] | Other Lighting Controls | [242 empty] | <a href="https://www.lutron.com/TechnicalDocumentLibrary/044352.pdf" target="_blank">Installation Instructions</a> | [23 empty] | 25.000 DW |  |  | 4.0000 IN | [89 empty] | 1.000 EA | 1.000 EA | [35 empty] | No | [42 empty] | https://www.lutron.com/TechnicalDocumentLibrary/369221_ENG.pdf | [7 empty] | Shelf Stock | [39 empty] | 52161525 | [6 empty] | <a href="https://lutron.widen.net/content/4y4cm6o0wa/mp4/RadioRA-3-Processor-Video.mp4?w=2048" target="_blank">Product Video Clip</a> | [6 empty] | <a href="https://www.lutron.com/TechnicalDocumentLibrary/043492.pdf" target="_blank">Warranty Information</a> |  |  |  |  | 0.500 L | [14 empty] | 0 | 0 | 0 | 0 | Lighting Fixtures | 2016-07-15 14:40 | 2024-07-20 11:11 | 0000-00-00 00:00:00 | 2024-07-20 11:11 | 0000-00-00 00:00:00
1 | Lutron Electronics | RRD-W4S-HT | 4460-6389 | 4460 | 6389 | Lutron Electronics | RRD-W4S-WH_lo.jpg | 27557980937 | RA2 4S WALL KEYPAD HOT | Lutron RadioRA 2 seeTouch Wall Mount Designer Keypad, 4 Scene with Raise/Lower - Hot |  | 5.2 | 5.4 |  | RRD-W4S-WH_lo.jpg | http://grandbrass.xologic.com/vendors/4460/large/RRD-W4S-WH_lo.jpg | [47 empty] | 0 | 0 | 0 | [6 empty] | 0 | 1 | 1 | EA | 1 | Lighting Controls | [27 empty] | Other Lighting Controls | [242 empty] | <a href="https://www.lutron.com/TechnicalDocumentLibrary/044352.pdf" target="_blank">Installation Instructions</a> | [23 empty] | 25.000 DW |  |  | 4.0000 IN | [89 empty] | 1.000 EA | 1.000 EA | [35 empty] | No | [42 empty] | https://www.lutron.com/TechnicalDocumentLibrary/369221_ENG.pdf | [7 empty] | Shelf Stock | [39 empty] | 52161525 | [6 empty] | <a href="https://lutron.widen.net/content/4y4cm6o0wa/mp4/RadioRA-3-Processor-Video.mp4?w=2048" target="_blank">Product Video Clip</a> | [6 empty] | <a href="https://www.lutron.com/TechnicalDocumentLibrary/043492.pdf" target="_blank">Warranty Information</a> |  |  |  |  | 0.500 L | [14 empty] | 0 | 0 | 0 | 0 | Lighting Fixtures | 2016-07-15 14:40 | 2024-07-20 11:18 | 0000-00-00 00:00:00 | 2024-07-20 11:18 | 0000-00-00 00:00:00
1 | Lutron Electronics | RR-15APS-1-MN | 4460-6397 | 4460 | 6397 | Lutron Electronics | RR-15APS-1-MN.jpg | 27557975681 | RA2 PLUGIN APPL MOD 15A MIDNIGH | RF plug-in module for general purpose switching load in midnight |  | 5.4 | 4 |  | RR-15APS-1-MN.jpg | http://grandbrass.xologic.com/vendors/4460/large/RR-15APS-1-MN.jpg | [47 empty] | 0 | 0 | 0 | [6 empty] | 0 | 1 | 1 | EA | 1 | Lighting Controls | [27 empty] | Lightswitches | [242 empty] | <a href="https://www.lutron.com/TechnicalDocumentLibrary/044266a.pdf" target="_blank">Installation Instructions</a> | [23 empty] | 45.000 DW |  |  | 5.5000 IN | [89 empty] | 1.000 EA | 1.000 EA | [35 empty] | No | [42 empty] | https://www.lutron.com/TechnicalDocumentLibrary/369246_ENG.pdf | [7 empty] | Shelf Stock | [39 empty] | 39122216 | [13 empty] | <a href="https://www.lutron.com/TechnicalDocumentLibrary/043492.pdf" target="_blank">Warranty Information</a> |  |  |  |  | 0.750 L | [14 empty] | 0 | 0 | 0 | 0 | Lighting Fixtures | 2016-07-15 14:41 | 2024-07-20 11:19 | 0000-00-00 00:00:00 | 2024-07-20 11:19 | 0000-00-00 00:00:00 | [6 empty] | Midnight
1 | Lutron Electronics | RR-15APS-1-SW | 4460-6398 | 4460 | 6398 | Lutron Electronics | RR-15APS-1-SW.jpg | 27557975674 | RA2 PLUGIN APPL MOD 15A SNOW | RF plug-in module for general purpose switching load in snow |  | 5.5 | 4 |  | RR-15APS-1-SW.jpg | http://grandbrass.xologic.com/vendors/4460/large/RR-15APS-1-SW.jpg | [47 empty] | 0 | 0 | 0 | [6 empty] | 0 | 1 | 1 | EA | 1 | Lighting Controls | [27 empty] | Lightswitches | [242 empty] | <a href="https://www.lutron.com/TechnicalDocumentLibrary/044266a.pdf" target="_blank">Installation Instructions</a> | [23 empty] | 10.000 DW |  |  | 5.3000 IN | [89 empty] | 1.000 EA | 1.000 EA | [35 empty] | No | [42 empty] | https://www.lutron.com/TechnicalDocumentLibrary/369246_ENG.pdf | [7 empty] | Shelf Stock | [39 empty] | 39122216 | [13 empty] | <a href="https://www.lutron.com/TechnicalDocumentLibrary/043492.pdf" target="_blank">Warranty Information</a> |  |  |  |  | 0.750 L | [14 empty] | 0 | 0 | 0 | 0 | Lighting Fixtures | 2016-07-15 14:41 | 2024-07-20 11:17 | 0000-00-00 00:00:00 | 2024-07-20 11:17 | 0000-00-00 00:00:00 | [6 empty] | Snow
1 | Lutron Electronics | RRD-W5BRL-HT | 4460-6399 | 4460 | 6399 | Lutron Electronics | RRD-W5BRL-WH_lo.jpg | 27557980920 | RA2 5BRL WALL KEYPAD HOT | Lutron RadioRA 2 seeTouch Wall Mount Designer Keypad, 5 Button with Raise/Lower - Hot |  | 5.2 | 5.4 |  | RRD-W5BRL-WH_lo.jpg | http://grandbrass.xologic.com/vendors/4460/large/RRD-W5BRL-WH_lo.jpg | [47 empty] | 0 | 0 | 0 | [6 empty] | 0 | 1 | 1 | EA | 1 | Lighting Controls | [27 empty] | Other Lighting Controls | [242 empty] | <a href="https://www.lutron.com/TechnicalDocumentLibrary/044352.pdf" target="_blank">Installation Instructions</a> | [23 empty] | 25.000 DW |  |  | 4.0000 IN | [89 empty] | 1.000 EA | 1.000 EA | [35 empty] | No | [42 empty] | https://www.lutron.com/TechnicalDocumentLibrary/369221_ENG.pdf | [7 empty] | Shelf Stock | [39 empty] | 52161525 | [6 empty] | <a href="https://lutron.widen.net/content/4y4cm6o0wa/mp4/RadioRA-3-Processor-Video.mp4?w=2048" target="_blank">Product Video Clip</a> | [6 empty] | <a href="https://www.lutron.com/TechnicalDocumentLibrary/043492.pdf" target="_blank">Warranty Information</a> |  |  |  |  | 0.450 L | [14 empty] | 0 | 0 | 0 | 0 | Lighting Fixtures | 2016-07-15 14:41 | 2024-07-20 11:20 | 0000-00-00 00:00:00 | 2024-07-20 11:20 | 0000-00-00 00:00:00
1 | Lutron Electronics | CA-1PS-AL | 4460-6400 | 4460 | 6400 | Lutron Electronics | Ecom_CA-1PS-WH_nowallplate.jpeg | 784276016018 | CLARO ACC SINGLE POLE SWITCH 15A ALMOND | Lutron Claro 15 Amp, Single-Pole On/Off Rocker Switch, Almond |  | 2.3 | 4.5 |  | Ecom_CA-1PS-WH_nowallplate.jpeg | http://grandbrass.xologic.com/vendors/4460/large/Ecom_CA-1PS-WH_nowallplate.jpeg | [47 empty] | 0 | 0 | 0 | [6 empty] | 0 | 1 | 1 | EA | 1 | Lighting Controls | [7 empty] | White | [16 empty] | Traditional |  |  | Lightswitches | [242 empty] | <a href="https://www.lutron.com/TechnicalDocumentLibrary/0301637.pdf" target="_blank">Installation Instructions</a> | [23 empty] | 50.000 DW |  |  | 2.3000 IN | [89 empty] | 1.000 EA | 1.000 EA | [35 empty] | No | [42 empty] | https://www.lutron.com/TechnicalDocumentLibrary/Maestro.pdf | [7 empty] | Shelf Stock | [13 empty] | <a href="https://www.lutron.com/TechnicalDocumentLibrary/368-4493_Page_1.pdf" target="_blank">Tech Drawing</a> | [25 empty] | 39122226 | [13 empty] | <a href="https://www.lutron.com/TechnicalDocumentLibrary/369-119_Wallbox_Warranty.pdf" target="_blank">Warranty Information</a> |  |  |  |  | 0.200 L | [14 empty] | 0 | 0 | 0 | 0 | Lighting Fixtures | 2016-07-15 14:41 | 2024-07-20 11:19 | 0000-00-00 00:00:00 | 2024-07-20 11:19 | 0000-00-00 00:00:00 | [6 empty] | Almond
1 | Lutron Electronics | CA-1PS-BL | 4460-6401 | 4460 | 6401 | Lutron Electronics | Ecom_CA-1PS-BL_nowallplate.jpeg | 784276016032 | CLARO ACC SINGLE POLE SWITCH 15A BLACK | Lutron Claro 15 Amp, Single-Pole On/Off Rocker Switch, Black |  | 2.3 | 4.5 |  | Ecom_CA-1PS-BL_nowallplate.jpeg | http://grandbrass.xologic.com/vendors/4460/large/Ecom_CA-1PS-BL_nowallplate.jpeg | [47 empty] | 0 | 0 | 0 | [6 empty] | 0 | 1 | 1 | EA | 1 | Lighting Controls | [7 empty] | Black | [16 empty] | Traditional |  |  | Lightswitches | [242 empty] | <a href="https://www.lutron.com/TechnicalDocumentLibrary/0301637.pdf" target="_blank">Installation Instructions</a> | [23 empty] | 20.000 DW |  |  | 2.3000 IN | [89 empty] | 1.000 EA | 1.000 EA | [35 empty] | No | [42 empty] | https://www.lutron.com/TechnicalDocumentLibrary/Maestro.pdf | [7 empty] | Shelf Stock | [13 empty] | <a href="https://www.lutron.com/TechnicalDocumentLibrary/368-4493_Page_1.pdf" target="_blank">Tech Drawing</a> | [25 empty] | 39122226 | [13 empty] | <a href="https://www.lutron.com/TechnicalDocumentLibrary/369-119_Wallbox_Warranty.pdf" target="_blank">Warranty Information</a> |  |  |  |  | 0.200 L | [14 empty] | 0 | 0 | 0 | 0 | Lighting Fixtures | 2016-07-15 14:41 | 2024-07-20 11:16 | 0000-00-00 00:00:00 | 2024-07-20 11:16 | 0000-00-00 00:00:00 | [6 empty] | Black
1 | Lutron Electronics | CA-1PS-BR | 4460-6402 | 4460 | 6402 | Lutron Electronics | Ecom_CA-1PS-BR_nowallplate.jpeg | 784276016056 | CLARO ACC SINGLE POLE SWITCH 15A BROWN | Lutron Claro 15 Amp, Single-Pole On/Off Rocker Switch, Brown |  | 2.3 | 4.5 |  | Ecom_CA-1PS-BR_nowallplate.jpeg | http://grandbrass.xologic.com/vendors/4460/large/Ecom_CA-1PS-BR_nowallplate.jpeg | [47 empty] | 0 | 0 | 0 | [6 empty] | 0 | 1 | 1 | EA | 1 | Lighting Controls | [7 empty] | Brown | [16 empty] | Traditional |  |  | Lightswitches | [242 empty] | <a href="https://www.lutron.com/TechnicalDocumentLibrary/0301637.pdf" target="_blank">Installation Instructions</a> | [23 empty] | 20.000 DW |  |  | 2.3000 IN | [89 empty] | 1.000 EA | 1.000 EA | [35 empty] | No | [42 empty] | https://www.lutron.com/TechnicalDocumentLibrary/Maestro.pdf | [7 empty] | Shelf Stock | [13 empty] | <a href="https://www.lutron.com/TechnicalDocumentLibrary/368-4493_Page_1.pdf" target="_blank">Tech Drawing</a> | [25 empty] | 39122226 | [13 empty] | <a href="https://www.lutron.com/TechnicalDocumentLibrary/369-119_Wallbox_Warranty.pdf" target="_blank">Warranty Information</a> |  |  |  |  | 0.200 L | [14 empty] | 0 | 0 | 0 | 0 | Lighting Fixtures | 2016-07-15 14:41 | 2024-07-20 11:18 | 0000-00-00 00:00:00 | 2024-07-20 11:18 | 0000-00-00 00:00:00 | [6 empty] | Brown
1 | Lutron Electronics | CA-1PS-GR | 4460-6403 | 4460 | 6403 | Lutron Electronics | Ecom_CA-1PS-GR_nowallplate.jpeg | 784276016070 | CLARO ACC SINGLE POLE SWITCH 15A GRAY | Lutron Claro 15 Amp, Single-Pole On/Off Rocker Switch, Gray |  | 2.3 | 4.5 |  | Ecom_CA-1PS-GR_nowallplate.jpeg | http://grandbrass.xologic.com/vendors/4460/large/Ecom_CA-1PS-GR_nowallplate.jpeg | [47 empty] | 0 | 0 | 0 | [6 empty] | 0 | 1 | 1 | EA | 1 | Lighting Controls | [7 empty] | Gray | [16 empty] | Traditional |  |  | Lightswitches | [242 empty] | <a href="https://www.lutron.com/TechnicalDocumentLibrary/0301637.pdf" target="_blank">Installation Instructions</a> | [23 empty] | 20.000 DW |  |  | 2.3000 IN | [89 empty] | 1.000 EA | 1.000 EA | [35 empty] | No | [42 empty] | https://www.lutron.com/TechnicalDocumentLibrary/Maestro.pdf | [7 empty] | Shelf Stock | [13 empty] | <a href="https://www.lutron.com/TechnicalDocumentLibrary/368-4493_Page_1.pdf" target="_blank">Tech Drawing</a> | [25 empty] | 39122226 | [13 empty] | <a href="https://www.lutron.com/TechnicalDocumentLibrary/369-119_Wallbox_Warranty.pdf" target="_blank">Warranty Information</a> |  |  |  |  | 0.200 L | [14 empty] | 0 | 0 | 0 | 0 | Lighting Fixtures | 2016-07-15 14:41 | 2024-07-20 11:20 | 0000-00-00 00:00:00 | 2024-07-20 11:20 | 0000-00-00 00:00:00 | [6 empty] | Gray
1 | Lutron Electronics | CA-1PS-IV | 4460-6404 | 4460 | 6404 | Lutron Electronics | Ecom_CA-1PSNL-IV_nowallplate.jpeg | 784276016094 | CLARO ACC SINGLE POLE SWITCH 15A IVORY | Lutron Claro 15 Amp, Single-Pole On/Off Rocker Switch, Ivory |  | 2.4 | 4.5 |  | Ecom_CA-1PSNL-IV_nowallplate.jpeg | http://grandbrass.xologic.com/vendors/4460/large/Ecom_CA-1PSNL-IV_nowallplate.jpeg | [47 empty] | 0 | 0 | 0 | [6 empty] | 0 | 1 | 1 | EA | 1 | Lighting Controls | [7 empty] | White | [16 empty] | Traditional |  |  | Lightswitches | [242 empty] | <a href="https://www.lutron.com/TechnicalDocumentLibrary/0301637.pdf" target="_blank">Installation Instructions</a> | [23 empty] | 2.000 DW |  |  | 2.4000 IN | [89 empty] | 1.000 EA | 1.000 EA | [35 empty] | No | [42 empty] | https://www.lutron.com/TechnicalDocumentLibrary/Maestro.pdf | [7 empty] | Shelf Stock | [13 empty] | <a href="https://www.lutron.com/TechnicalDocumentLibrary/368-4493_Page_1.pdf" target="_blank">Tech Drawing</a> | [25 empty] | 39122226 | [13 empty] | <a href="https://www.lutron.com/TechnicalDocumentLibrary/369-119_Wallbox_Warranty.pdf" target="_blank">Warranty Information</a> |  |  |  |  | 0.200 L | [14 empty] | 0 | 0 | 0 | 0 | Lighting Fixtures | 2016-07-15 14:41 | 2024-07-20 11:19 | 0000-00-00 00:00:00 | 2024-07-20 11:19 | 0000-00-00 00:00:00 | [6 empty] | Ivory
1 | Lutron Electronics | CA-1PS-LA | 4460-6405 | 4460 | 6405 | Lutron Electronics | Ecom_CA-1PS-LA_nowallplate.jpeg | 784276016117 | CLARO ACC SINGLE POLE SWITCH 15A LA | Lutron Claro 15 Amp, Single-Pole On/Off Rocker Switch, Light Almond |  | 2.3 | 4.5 |  | Ecom_CA-1PS-LA_nowallplate.jpeg | http://grandbrass.xologic.com/vendors/4460/large/Ecom_CA-1PS-LA_nowallplate.jpeg | [47 empty] | 0 | 0 | 0 | [6 empty] | 0 | 1 | 1 | EA | 1 | Lighting Controls | [7 empty] | White | [16 empty] | Traditional |  |  | Lightswitches | [242 empty] | <a href="https://www.lutron.com/TechnicalDocumentLibrary/0301637.pdf" target="_blank">Installation Instructions</a> | [23 empty] | 20.000 DW |  |  | 2.3000 IN | [89 empty] | 1.000 EA | 1.000 EA | [35 empty] | No | [42 empty] | https://www.lutron.com/TechnicalDocumentLibrary/Maestro.pdf | [7 empty] | Shelf Stock | [13 empty] | <a href="https://www.lutron.com/TechnicalDocumentLibrary/368-4493_Page_1.pdf" target="_blank">Tech Drawing</a> | [25 empty] | 39122226 | [13 empty] | <a href="https://www.lutron.com/TechnicalDocumentLibrary/369-119_Wallbox_Warranty.pdf" target="_blank">Warranty Information</a> |  |  |  |  | 0.200 L | [14 empty] | 0 | 0 | 0 | 0 | Lighting Fixtures | 2016-07-15 14:41 | 2024-07-20 11:19 | 0000-00-00 00:00:00 | 2024-07-20 11:19 | 0000-00-00 00:00:00
1 | Lutron Electronics | CA-1PS-WH | 4460-6406 | 4460 | 6406 | Lutron Electronics | Ecom_CA-1PS-WH_nowallplate.jpeg | 784276016131 | CLARO ACC SINGLE POLE SWITCH 15A WHITE | Lutron Claro 15 Amp, Single-Pole On/Off Rocker Switch, White |  | 2.3 | 4.5 |  | Ecom_CA-1PS-WH_nowallplate.jpeg | http://grandbrass.xologic.com/vendors/4460/large/Ecom_CA-1PS-WH_nowallplate.jpeg | [47 empty] | 0 | 0 | 0 | [6 empty] | 0 | 1 | 1 | EA | 1 | Lighting Controls | [7 empty] | White | [16 empty] | Traditional |  |  | Lightswitches | [242 empty] | <a href="https://www.lutron.com/TechnicalDocumentLibrary/0301637.pdf" target="_blank">Installation Instructions</a> | [23 empty] | 20.000 DW |  |  | 2.3000 IN | [89 empty] | 1.000 EA | 1.000 EA | [35 empty] | No | [42 empty] | https://www.lutron.com/TechnicalDocumentLibrary/Maestro.pdf | [7 empty] | Shelf Stock | [13 empty] | <a href="https://www.lutron.com/TechnicalDocumentLibrary/368-4493_Page_1.pdf" target="_blank">Tech Drawing</a> | [25 empty] | 39122226 | [13 empty] | <a href="https://www.lutron.com/TechnicalDocumentLibrary/369-119_Wallbox_Warranty.pdf" target="_blank">Warranty Information</a> |  |  |  |  | 0.150 L | [14 empty] | 0 | 0 | 0 | 0 | Lighting Fixtures | 2016-07-15 14:41 | 2024-07-20 11:16 | 0000-00-00 00:00:00 | 2024-07-20 11:16 | 0000-00-00 00:00:00 | [6 empty] | White
1 | Lutron Electronics | CA-3PS-AL | 4460-6407 | 4460 | 6407 | Lutron Electronics | Ecom_CA-3PS-AL_nowallplate.jpeg | 784276016155 | CLARO ACC 3-WAY SWITCH 15A ALMOND | Lutron Claro 15 Amp, 3-Way On/Off Rocker Switch, Almond |  | 2.3 | 4.4 |  | Ecom_CA-3PS-AL_nowallplate.jpeg | http://grandbrass.xologic.com/vendors/4460/large/Ecom_CA-3PS-AL_nowallplate.jpeg | [47 empty] | 0 | 0 | 0 | [6 empty] | 0 | 1 | 1 | EA | 1 | Lighting Controls | [7 empty] | White | [16 empty] | Traditional |  |  | Lightswitches | [242 empty] | <a href="https://www.lutron.com/TechnicalDocumentLibrary/0301637.pdf" target="_blank">Installation Instructions</a> | [23 empty] | 20.000 DW |  |  | 2.3000 IN | [89 empty] | 1.000 EA | 1.000 EA | [35 empty] | No | [42 empty] | https://www.lutron.com/TechnicalDocumentLibrary/Maestro.pdf | [7 empty] | Shelf Stock | [13 empty] | <a href="https://www.lutron.com/TechnicalDocumentLibrary/368-4493_Page_7.pdf" target="_blank">Tech Drawing</a> | [25 empty] | 39122226 | [13 empty] | <a href="https://www.lutron.com/TechnicalDocumentLibrary/369-119_Wallbox_Warranty.pdf" target="_blank">Warranty Information</a> |  |  |  |  | 0.200 L | [14 empty] | 0 | 0 | 0 | 0 | Lighting Fixtures | 2016-07-15 14:41 | 2024-07-20 11:19 | 0000-00-00 00:00:00 | 2024-07-20 11:19 | 0000-00-00 00:00:00 | [6 empty] | Almond
1 | Lutron Electronics | CA-3PS-BL | 4460-6408 | 4460 | 6408 | Lutron Electronics | Ecom_CA-3PS-BL_nowallplate.jpeg | 784276016179 | CLARO ACC 3-WAY SWITCH 15A BLACK | Lutron Claro 15 Amp, 3-Way On/Off Rocker Switch, Black |  | 2.3 | 4.4 |  | Ecom_CA-3PS-BL_nowallplate.jpeg | http://grandbrass.xologic.com/vendors/4460/large/Ecom_CA-3PS-BL_nowallplate.jpeg | [47 empty] | 0 | 0 | 0 | [6 empty] | 0 | 1 | 1 | EA | 1 | Lighting Controls | [7 empty] | Black | [16 empty] | Traditional |  |  | Lightswitches | [242 empty] | <a href="https://www.lutron.com/TechnicalDocumentLibrary/0301637.pdf" target="_blank">Installation Instructions</a> | [23 empty] | 20.000 DW |  |  | 2.3000 IN | [89 empty] | 1.000 EA | 1.000 EA | [35 empty] | No | [42 empty] | https://www.lutron.com/TechnicalDocumentLibrary/Maestro.pdf | [7 empty] | Shelf Stock | [13 empty] | <a href="https://www.lutron.com/TechnicalDocumentLibrary/368-4493_Page_7.pdf" target="_blank">Tech Drawing</a> | [25 empty] | 39122226 | [13 empty] | <a href="https://www.lutron.com/TechnicalDocumentLibrary/369-119_Wallbox_Warranty.pdf" target="_blank">Warranty Information</a> |  |  |  |  | 0.200 L | [14 empty] | 0 | 0 | 0 | 0 | Lighting Fixtures | 2016-07-15 14:41 | 2024-07-20 11:16 | 0000-00-00 00:00:00 | 2024-07-20 11:16 | 0000-00-00 00:00:00 | [6 empty] | Black
1 | Lutron Electronics | CA-3PS-BR | 4460-6409 | 4460 | 6409 | Lutron Electronics | Ecom_CA-3PS-BR_nowallplate.jpeg | 784276016193 | CLARO ACC 3-WAY SWITCH 15A BROWN | Lutron Claro 15 Amp, 3-Way On/Off Rocker Switch, Brown |  | 2.3 | 4.4 |  | Ecom_CA-3PS-BR_nowallplate.jpeg | http://grandbrass.xologic.com/vendors/4460/large/Ecom_CA-3PS-BR_nowallplate.jpeg | [47 empty] | 0 | 0 | 0 | [6 empty] | 0 | 1 | 1 | EA | 1 | Lighting Controls | [7 empty] | Brown | [16 empty] | Traditional |  |  | Lightswitches | [242 empty] | <a href="https://www.lutron.com/TechnicalDocumentLibrary/0301637.pdf" target="_blank">Installation Instructions</a> | [23 empty] | 20.000 DW |  |  | 2.3000 IN | [89 empty] | 1.000 EA | 1.000 EA | [35 empty] | No | [42 empty] | https://www.lutron.com/TechnicalDocumentLibrary/Maestro.pdf | [7 empty] | Shelf Stock | [13 empty] | <a href="https://www.lutron.com/TechnicalDocumentLibrary/368-4493_Page_7.pdf" target="_blank">Tech Drawing</a> | [25 empty] | 39122226 | [13 empty] | <a href="https://www.lutron.com/TechnicalDocumentLibrary/369-119_Wallbox_Warranty.pdf" target="_blank">Warranty Information</a> |  |  |  |  | 0.200 L | [14 empty] | 0 | 0 | 0 | 0 | Lighting Fixtures | 2016-07-15 14:41 | 2024-07-20 11:19 | 0000-00-00 00:00:00 | 2024-07-20 11:19 | 0000-00-00 00:00:00 | [6 empty] | Brown
1 | Lutron Electronics | CA-3PS-GR | 4460-6410 | 4460 | 6410 | Lutron Electronics | Ecom_CA-3PS-GR_nowallplate.jpeg | 784276016216 | CLARO ACC 3-WAY SWITCH 15A GRAY | Lutron Claro 15 Amp, 3-Way On/Off Rocker Switch, Gray |  | 2.3 | 4.4 |  | Ecom_CA-3PS-GR_nowallplate.jpeg | http://grandbrass.xologic.com/vendors/4460/large/Ecom_CA-3PS-GR_nowallplate.jpeg | [47 empty] | 0 | 0 | 0 | [6 empty] | 0 | 1 | 1 | EA | 1 | Lighting Controls | [7 empty] | Gray | [16 empty] | Traditional |  |  | Lightswitches | [242 empty] | <a href="https://www.lutron.com/TechnicalDocumentLibrary/0301637.pdf" target="_blank">Installation Instructions</a> | [23 empty] | 2.000 DW |  |  | 2.3000 IN | [89 empty] | 1.000 EA | 1.000 EA | [35 empty] | No | [42 empty] | https://www.lutron.com/TechnicalDocumentLibrary/Maestro.pdf | [7 empty] | Shelf Stock | [13 empty] | <a href="https://www.lutron.com/TechnicalDocumentLibrary/368-4493_Page_7.pdf" target="_blank">Tech Drawing</a> | [25 empty] | 39122226 | [13 empty] | <a href="https://www.lutron.com/TechnicalDocumentLibrary/369-119_Wallbox_Warranty.pdf" target="_blank">Warranty Information</a> |  |  |  |  | 0.200 L | [14 empty] | 0 | 0 | 0 | 0 | Lighting Fixtures | 2016-07-15 14:41 | 2024-07-20 11:17 | 0000-00-00 00:00:00 | 2024-07-20 11:17 | 0000-00-00 00:00:00 | [6 empty] | Gray
1 | Lutron Electronics | CA-3PS-IV | 4460-6411 | 4460 | 6411 | Lutron Electronics | Ecom_CA-3PS-IV_nowallplate.jpeg | 784276016230 | CLARO ACC 3-WAY SWITCH 15A IVORY | Lutron Claro 15 Amp, 3-Way On/Off Rocker Switch, Ivory |  | 2.3 | 4.4 |  | Ecom_CA-3PS-IV_nowallplate.jpeg | http://grandbrass.xologic.com/vendors/4460/large/Ecom_CA-3PS-IV_nowallplate.jpeg | [47 empty] | 0 | 0 | 0 | [6 empty] | 0 | 1 | 1 | EA | 1 | Lighting Controls | [7 empty] | White | [16 empty] | Traditional |  |  | Lightswitches | [242 empty] | <a href="https://www.lutron.com/TechnicalDocumentLibrary/0301637.pdf" target="_blank">Installation Instructions</a> | [23 empty] | 2.000 DW |  |  | 2.3000 IN | [89 empty] | 1.000 EA | 1.000 EA | [35 empty] | No | [42 empty] | https://www.lutron.com/TechnicalDocumentLibrary/Maestro.pdf | [7 empty] | Shelf Stock | [13 empty] | <a href="https://www.lutron.com/TechnicalDocumentLibrary/368-4493_Page_7.pdf" target="_blank">Tech Drawing</a> | [25 empty] | 39122226 | [13 empty] | <a href="https://www.lutron.com/TechnicalDocumentLibrary/369-119_Wallbox_Warranty.pdf" target="_blank">Warranty Information</a> |  |  |  |  | 0.200 L | [14 empty] | 0 | 0 | 0 | 0 | Lighting Fixtures | 2016-07-15 14:41 | 2024-07-20 11:19 | 0000-00-00 00:00:00 | 2024-07-20 11:19 | 0000-00-00 00:00:00 | [6 empty] | Ivory
1 | Lutron Electronics | CA-3PS-LA | 4460-6412 | 4460 | 6412 | Lutron Electronics | Ecom_CA-3PS-LA_nowallplate.jpeg | 784276016254 | CLARO ACC 3-WAY SWITCH 15A LIGHT ALMOND | Lutron Claro 15 Amp, 3-Way On/Off Rocker Switch, Light Almond |  | 2.3 | 4.5 |  | Ecom_CA-3PS-LA_nowallplate.jpeg | http://grandbrass.xologic.com/vendors/4460/large/Ecom_CA-3PS-LA_nowallplate.jpeg | [47 empty] | 0 | 0 | 0 | [6 empty] | 0 | 1 | 1 | EA | 1 | Lighting Controls | [7 empty] | White | [16 empty] | Traditional |  |  | Lightswitches | [242 empty] | <a href="https://www.lutron.com/TechnicalDocumentLibrary/0301637.pdf" target="_blank">Installation Instructions</a> | [23 empty] | 20.000 DW |  |  | 2.3000 IN | [89 empty] | 1.000 EA | 1.000 EA | [35 empty] | No | [42 empty] | https://www.lutron.com/TechnicalDocumentLibrary/Maestro.pdf | [7 empty] | Shelf Stock | [13 empty] | <a href="https://www.lutron.com/TechnicalDocumentLibrary/368-4493_Page_7.pdf" target="_blank">Tech Drawing</a> | [25 empty] | 39122226 | [13 empty] | <a href="https://www.lutron.com/TechnicalDocumentLibrary/369-119_Wallbox_Warranty.pdf" target="_blank">Warranty Information</a> |  |  |  |  | 0.200 L | [14 empty] | 0 | 0 | 0 | 0 | Lighting Fixtures | 2016-07-15 14:41 | 2024-07-20 11:20 | 0000-00-00 00:00:00 | 2024-07-20 11:20 | 0000-00-00 00:00:00
1 | Lutron Electronics | CA-3PS-WH | 4460-6413 | 4460 | 6413 | Lutron Electronics | Ecom_CA-3PS-WH_nowallplate.jpeg | 784276016278 | CLARO ACC 3-WAY SWITCH 15A WHITE | Lutron Claro 15 Amp, 3-Way On/Off Rocker Switch, White |  | 2.3 | 4.5 |  | Ecom_CA-3PS-WH_nowallplate.jpeg | http://grandbrass.xologic.com/vendors/4460/large/Ecom_CA-3PS-WH_nowallplate.jpeg | [47 empty] | 0 | 0 | 0 | [6 empty] | 0 | 1 | 1 | EA | 1 | Lighting Controls | [7 empty] | White | [16 empty] | Traditional |  |  | Lightswitches | [242 empty] | <a href="https://www.lutron.com/TechnicalDocumentLibrary/0301637.pdf" target="_blank">Installation Instructions</a> | [23 empty] | 20.000 DW |  |  | 2.3000 IN | [89 empty] | 1.000 EA | 1.000 EA | [35 empty] | No | [42 empty] | https://www.lutron.com/TechnicalDocumentLibrary/Maestro.pdf | [7 empty] | Shelf Stock | [13 empty] | <a href="https://www.lutron.com/TechnicalDocumentLibrary/368-4493_Page_7.pdf" target="_blank">Tech Drawing</a> | [25 empty] | 39122226 | [13 empty] | <a href="https://www.lutron.com/TechnicalDocumentLibrary/369-119_Wallbox_Warranty.pdf" target="_blank">Warranty Information</a> |  |  |  |  | 0.200 L | [14 empty] | 0 | 0 | 0 | 0 | Lighting Fixtures | 2016-07-15 14:41 | 2024-07-20 11:18 | 0000-00-00 00:00:00 | 2024-07-20 11:18 | 0000-00-00 00:00:00 | [6 empty] | White
1 | Lutron Electronics | CA-4PS-AL | 4460-6414 | 4460 | 6414 | Lutron Electronics | Ecom_CA-4PS-AL_nowallplate.jpeg | 784276016292 | CLARO ACC 4-WAY SWITCH 15A ALMOND | Lutron Claro 15 Amp On/Off, 4-Way On/Off Rocker Switch, Almond |  | 2.3 | 4.5 |  | Ecom_CA-4PS-AL_nowallplate.jpeg | http://grandbrass.xologic.com/vendors/4460/large/Ecom_CA-4PS-AL_nowallplate.jpeg | [47 empty] | 0 | 0 | 0 | [6 empty] | 0 | 1 | 1 | EA | 1 | Lighting Controls | [7 empty] | White | [16 empty] | Traditional |  |  | Lightswitches | [242 empty] | <a href="https://www.lutron.com/TechnicalDocumentLibrary/0301637.pdf" target="_blank">Installation Instructions</a> | [23 empty] | 2.000 DW |  |  | 2.3000 IN | [89 empty] | 1.000 EA | 1.000 EA | [35 empty] | No | [42 empty] | https://www.lutron.com/TechnicalDocumentLibrary/Maestro.pdf | [7 empty] | Shelf Stock | [39 empty] | 39122226 | [13 empty] | <a href="https://www.lutron.com/TechnicalDocumentLibrary/369-119_Wallbox_Warranty.pdf" target="_blank">Warranty Information</a> |  |  |  |  | 0.250 L | [14 empty] | 0 | 0 | 0 | 0 | Lighting Fixtures | 2016-07-15 14:41 | 2024-07-20 11:14 | 0000-00-00 00:00:00 | 2024-07-20 11:14 | 0000-00-00 00:00:00 | [6 empty] | Almond
1 | Lutron Electronics | CA-4PS-BL | 4460-6415 | 4460 | 6415 | Lutron Electronics | Ecom_CA-4PS-BL_nowallplate.jpeg | 784276016315 | CLARO ACC 4-WAY SWITCH 15A BLACK | Lutron Claro 15 Amp On/Off, 4-Way On/Off Rocker Switch, Black |  | 2.3 | 4.5 |  | Ecom_CA-4PS-BL_nowallplate.jpeg | http://grandbrass.xologic.com/vendors/4460/large/Ecom_CA-4PS-BL_nowallplate.jpeg | [47 empty] | 0 | 0 | 0 | [6 empty] | 0 | 1 | 1 | EA | 1 | Lighting Controls | [7 empty] | Black | [16 empty] | Traditional |  |  | Lightswitches | [242 empty] | <a href="https://www.lutron.com/TechnicalDocumentLibrary/0301637.pdf" target="_blank">Installation Instructions</a> | [23 empty] | 2.000 DW |  |  | 2.3000 IN | [89 empty] | 1.000 EA | 1.000 EA | [35 empty] | No | [42 empty] | https://www.lutron.com/TechnicalDocumentLibrary/Maestro.pdf | [7 empty] | Shelf Stock | [39 empty] | 39122226 | [13 empty] | <a href="https://www.lutron.com/TechnicalDocumentLibrary/369-119_Wallbox_Warranty.pdf" target="_blank">Warranty Information</a> |  |  |  |  | 0.250 L | [14 empty] | 0 | 0 | 0 | 0 | Lighting Fixtures | 2016-07-15 14:41 | 2024-07-20 11:25 | 0000-00-00 00:00:00 | 2024-07-20 11:25 | 0000-00-00 00:00:00 | [6 empty] | Black
1 | Lutron Electronics | CA-4PS-BR | 4460-6416 | 4460 | 6416 | Lutron Electronics | Ecom_CA-4PS-BR_nowallplate.jpeg | 784276016339 | CLARO ACC 4-WAY SWITCH 15A BROWN | Lutron Claro 15 Amp On/Off, 4-Way On/Off Rocker Switch, Brown |  | 2.3 | 4.5 |  | Ecom_CA-4PS-BR_nowallplate.jpeg | http://grandbrass.xologic.com/vendors/4460/large/Ecom_CA-4PS-BR_nowallplate.jpeg | [47 empty] | 0 | 0 | 0 | [6 empty] | 0 | 1 | 1 | EA | 1 | Lighting Controls | [7 empty] | Brown | [16 empty] | Traditional |  |  | Lightswitches | [242 empty] | <a href="https://www.lutron.com/TechnicalDocumentLibrary/0301637.pdf" target="_blank">Installation Instructions</a> | [23 empty] | 2.000 DW |  |  | 2.3000 IN | [89 empty] | 1.000 EA | 1.000 EA | [35 empty] | No | [42 empty] | https://www.lutron.com/TechnicalDocumentLibrary/Maestro.pdf | [7 empty] | Shelf Stock | [39 empty] | 39122226 | [13 empty] | <a href="https://www.lutron.com/TechnicalDocumentLibrary/369-119_Wallbox_Warranty.pdf" target="_blank">Warranty Information</a> |  |  |  |  | 0.250 L | [14 empty] | 0 | 0 | 0 | 0 | Lighting Fixtures | 2016-07-15 14:41 | 2024-07-20 11:20 | 0000-00-00 00:00:00 | 2024-07-20 11:20 | 0000-00-00 00:00:00 | [6 empty] | Brown
1 | Lutron Electronics | CA-4PS-GR | 4460-6417 | 4460 | 6417 | Lutron Electronics | Ecom_CA-4PS-GR_nowallplate.jpeg | 784276016353 | CLARO ACC 4-WAY SWITCH 15A GRAY | Lutron Claro 15 Amp On/Off, 4-Way On/Off Rocker Switch, Gray |  | 2.3 | 4.5 |  | Ecom_CA-4PS-GR_nowallplate.jpeg | http://grandbrass.xologic.com/vendors/4460/large/Ecom_CA-4PS-GR_nowallplate.jpeg | [47 empty] | 0 | 0 | 0 | [6 empty] | 0 | 1 | 1 | EA | 1 | Lighting Controls | [7 empty] | Gray | [16 empty] | Traditional |  |  | Lightswitches | [242 empty] | <a href="https://www.lutron.com/TechnicalDocumentLibrary/0301637.pdf" target="_blank">Installation Instructions</a> | [23 empty] | 20.000 DW |  |  | 2.3000 IN | [89 empty] | 1.000 EA | 1.000 EA | [35 empty] | No | [42 empty] | https://www.lutron.com/TechnicalDocumentLibrary/Maestro.pdf | [7 empty] | Shelf Stock | [39 empty] | 39122226 | [13 empty] | <a href="https://www.lutron.com/TechnicalDocumentLibrary/369-119_Wallbox_Warranty.pdf" target="_blank">Warranty Information</a> |  |  |  |  | 0.250 L | [14 empty] | 0 | 0 | 0 | 0 | Lighting Fixtures | 2016-07-15 14:41 | 2024-07-20 11:19 | 0000-00-00 00:00:00 | 2024-07-20 11:19 | 0000-00-00 00:00:00 | [6 empty] | Gray
1 | Lutron Electronics | CA-4PS-IV | 4460-6418 | 4460 | 6418 | Lutron Electronics | Ecom_CA-4PS-IV_nowallplate.jpeg | 784276016377 | CLARO ACC 4-WAY SWITCH 15A IVORY | Lutron Claro 15 Amp On/Off, 4-Way On/Off Rocker Switch, Ivory |  | 2.3 | 4.5 |  | Ecom_CA-4PS-IV_nowallplate.jpeg | http://grandbrass.xologic.com/vendors/4460/large/Ecom_CA-4PS-IV_nowallplate.jpeg | [47 empty] | 0 | 0 | 0 | [6 empty] | 0 | 1 | 1 | EA | 1 | Lighting Controls | [7 empty] | White | [16 empty] | Traditional |  |  | Lightswitches | [242 empty] | <a href="https://www.lutron.com/TechnicalDocumentLibrary/0301637.pdf" target="_blank">Installation Instructions</a> | [23 empty] | 2.000 DW |  |  | 2.3000 IN | [89 empty] | 1.000 EA | 1.000 EA | [35 empty] | No | [42 empty] | https://www.lutron.com/TechnicalDocumentLibrary/Maestro.pdf | [7 empty] | Shelf Stock | [39 empty] | 39122226 | [13 empty] | <a href="https://www.lutron.com/TechnicalDocumentLibrary/369-119_Wallbox_Warranty.pdf" target="_blank">Warranty Information</a> |  |  |  |  | 0.250 L | [14 empty] | 0 | 0 | 0 | 0 | Lighting Fixtures | 2016-07-15 14:41 | 2024-07-20 11:15 | 0000-00-00 00:00:00 | 2024-07-20 11:15 | 0000-00-00 00:00:00 | [6 empty] | Ivory
1 | Lutron Electronics | CA-4PS-LA | 4460-6419 | 4460 | 6419 | Lutron Electronics | Ecom_CA-4PS-LA_nowallplate.jpeg | 784276016391 | CLARO ACC 4-WAY SWITCH 15A LIGHT ALMOND | Lutron Claro 15 Amp On/Off, 4-Way On/Off Rocker Switch, Light Almond |  | 2.3 | 4.5 |  | Ecom_CA-4PS-LA_nowallplate.jpeg | http://grandbrass.xologic.com/vendors/4460/large/Ecom_CA-4PS-LA_nowallplate.jpeg | [47 empty] | 0 | 0 | 0 | [6 empty] | 0 | 1 | 1 | EA | 1 | Lighting Controls | [7 empty] | White | [16 empty] | Traditional |  |  | Lightswitches | [242 empty] | <a href="https://www.lutron.com/TechnicalDocumentLibrary/0301637.pdf" target="_blank">Installation Instructions</a> | [23 empty] | 2.000 DW |  |  | 2.3000 IN | [89 empty] | 1.000 EA | 1.000 EA | [35 empty] | No | [42 empty] | https://www.lutron.com/TechnicalDocumentLibrary/Maestro.pdf | [7 empty] | Shelf Stock | [39 empty] | 39122226 | [13 empty] | <a href="https://www.lutron.com/TechnicalDocumentLibrary/369-119_Wallbox_Warranty.pdf" target="_blank">Warranty Information</a> |  |  |  |  | 0.250 L | [14 empty] | 0 | 0 | 0 | 0 | Lighting Fixtures | 2016-07-15 14:41 | 2024-07-20 11:15 | 0000-00-00 00:00:00 | 2024-07-20 11:15 | 0000-00-00 00:00:00
1 | Lutron Electronics | CA-4PS-WH | 4460-6420 | 4460 | 6420 | Lutron Electronics | Ecom_CA-4PS-WH_nowallplate.jpeg | 784276016414 | CLARO ACC 4-WAY SWITCH 15A WHITE | Lutron Claro 15 Amp On/Off, 4-Way On/Off Rocker Switch, White |  | 2.3 | 4.5 |  | Ecom_CA-4PS-WH_nowallplate.jpeg | http://grandbrass.xologic.com/vendors/4460/large/Ecom_CA-4PS-WH_nowallplate.jpeg | [47 empty] | 0 | 0 | 0 | [6 empty] | 0 | 1 | 1 | EA | 1 | Lighting Controls | [7 empty] | White | [16 empty] | Traditional |  |  | Lightswitches | [242 empty] | <a href="https://www.lutron.com/TechnicalDocumentLibrary/0301637.pdf" target="_blank">Installation Instructions</a> | [23 empty] | 20.000 DW |  |  | 2.3000 IN | [89 empty] | 1.000 EA | 1.000 EA | [35 empty] | No | [42 empty] | https://www.lutron.com/TechnicalDocumentLibrary/Maestro.pdf | [7 empty] | Shelf Stock | [39 empty] | 39122226 | [13 empty] | <a href="https://www.lutron.com/TechnicalDocumentLibrary/369-119_Wallbox_Warranty.pdf" target="_blank">Warranty Information</a> |  |  |  |  | 0.250 L | [14 empty] | 0 | 0 | 0 | 0 | Lighting Fixtures | 2016-07-15 14:41 | 2024-07-20 11:23 | 0000-00-00 00:00:00 | 2024-07-20 11:23 | 0000-00-00 00:00:00 | [6 empty] | White
4 | Lutron Electronics | LR-TEMP-FLSH | 4460-6431 | 4460 | 6431 | Lutron Electronics | LR-TEMP-FLSH.jpg | 784276024617 | TEMPERATURE SENSOR | RadioRA 2 wired flush mount sensor |  | 2.4 | 4.6 |  | LR-TEMP-FLSH.jpg | http://grandbrass.xologic.com/vendors/4460/large/LR-TEMP-FLSH.jpg | [47 empty] | 0 | 0 | 0 | [6 empty] | 0 | 1 | 1 | EA | 1 | Lighting Controls |  |  | Testing And Measuring |  | Temperature Measuring Instruments |  | Temperature Regulators | [20 empty] | Sensors | [242 empty] | <a href="https://www.lutron.com/TechnicalDocumentLibrary/041363.pdf" target="_blank">Installation Instructions</a> | [23 empty] | 10.000 DW |  |  | 2.4000 IN | [89 empty] | 1.000 EA | 1.000 EA | [35 empty] | No | [42 empty] | https://www.lutron.com/TechnicalDocumentLibrary/369272d_French.pdf | [7 empty] | Shelf Stock | [39 empty] | 41112205 | [13 empty] | <a href="https://www.lutron.com/TechnicalDocumentLibrary/043492.pdf" target="_blank">Warranty Information</a> |  |  |  |  | 0.150 L | [14 empty] | 0 | 0 | 0 | 0 | Electrical | 2016-07-15 14:42 | 2024-07-20 11:17 | 0000-00-00 00:00:00 | 2025-11-29 02:00 | 0000-00-00 00:00:00
1 | Lutron Electronics | CFL-BEA-BK | 4460-6478 | 4460 | 6478 | Lutron Electronics | CFL-BEA-BK.jpg | 27557794848 | CFL ENCLOSURE ADAPTER | Ballast adapter plate used when a non-studded B-can is being replaced by a non-studded K-can |  | 3 | 0.1 |  | CFL-BEA-BK.jpg | http://grandbrass.xologic.com/vendors/4460/large/CFL-BEA-BK.jpg | [47 empty] | 0 | 0 | 0 | [6 empty] | 0 | 1 | 1 | EA | 1 | Specialty Items | [7 empty] | White | [19 empty] | Lighting Kits | [49 empty] | <a href="https://www.lutron.com/TechnicalDocumentLibrary/Cross-reference_guide_for_discontinued_ballasts_and_drivers.pdf" target="_blank">Manufacturer Brochure</a> | [216 empty] | 5.000 DW |  |  | 7.0000 IN | [89 empty] | 1.000 EA | 1.000 EA | [35 empty] | No | [42 empty] | https://www.lutron.com/technicaldocumentlibrary/cross-reference_guide_for_discontinued_ballasts_and_drivers.pdf | [7 empty] | Shelf Stock | [13 empty] | <a href="https://www.lutron.com/TechnicalDocumentLibrary/367_2248c_ballast_driver_selection_guide_6_7_12.pdf" target="_blank">Tech Drawing</a> | [25 empty] | 39111821 | [13 empty] | <a href="https://www.lutron.com/TechnicalDocumentLibrary/Ballast%20and%20Driver%20Warranty.pdf" target="_blank">Warranty Information</a> |  |  |  |  | 0.200 L | [14 empty] | 0 | 0 | 0 | 0 | Lighting Fixtures | 2016-07-15 14:43 | 2024-07-20 11:18 | 0000-00-00 00:00:00 | 2024-07-20 11:18 | 0000-00-00 00:00:00
1 | Lutron Electronics | SCL-153PH-WH | 4460-6505 | 4460 | 6505 | Lutron Electronics | Ecom_SCL-153PH-WH_withpackaging.jpeg?w=1500 | 784276008860 | SKYLARK CFL/LED DIMMER WHITE CLAM | Skylark LED+ Dimmer for LED, halogen, and incandescent dimmable bulbs, clamshell packaging in white |  | 4.1 | 6.1 | [50 empty] | 0 | 0 | 0 | [6 empty] | 0 | 1 | 1 | EA | 1 | Lighting Controls | [7 empty] | White | [16 empty] | Traditional |  |  | Dimmers | [242 empty] | <a href="https://www.lutron.com/TechnicalDocumentLibrary/0301882.pdf" target="_blank">Installation Instructions</a> | [23 empty] | 10.000 DW |  |  | 2.8000 IN | [89 empty] | 1.000 EA | 1.000 EA | [35 empty] | No | [42 empty] | https://www.lutron.com/TechnicalDocumentLibrary/369684.pdf | [7 empty] | Shelf Stock | [13 empty] | <a href="https://www.lutron.com/TechnicalDocumentLibrary/368-4493_Page_5.pdf" target="_blank">Tech Drawing</a> | [25 empty] | 39122206 | [6 empty] | <a href="https://lutron.widen.net/content/stbdslloil/MP4/LED+-Dimmer-with-Wire-Leads-Installation_English.MP4?w=2048" target="_blank">Product Video Clip</a> | [6 empty] | <a href="https://www.lutron.com/TechnicalDocumentLibrary/369-119_Wallbox_Warranty.pdf" target="_blank">Warranty Information</a> |  |  |  |  | 0.350 L | [14 empty] | 0 | 0 | 0 | 0 | Lighting Fixtures | 2016-07-15 14:44 | 2024-07-20 11:18 | 0000-00-00 00:00:00 | 2024-07-20 11:18 | 0000-00-00 00:00:00 | [6 empty] | White
1 | Lutron Electronics | SCL-153PH-LA | 4460-6506 | 4460 | 6506 | Lutron Electronics | Ecom_SCL-153P-LA_nowallplate.jpeg?w=1500 | 784276008884 | SKYLARK CFL/LED DIMMER LIGHT ALMOND CLAM | Skylark LED+ Dimmer for LED, halogen, and incandescent dimmable bulbs, clamshell packaging in light almond |  | 4.1 | 6.1 | [50 empty] | 0 | 0 | 0 | [6 empty] | 0 | 1 | 1 | EA | 1 | Lighting Controls | [7 empty] | White | [16 empty] | Traditional |  |  | Dimmers | [242 empty] | <a href="https://www.lutron.com/TechnicalDocumentLibrary/0301882.pdf" target="_blank">Installation Instructions</a> | [23 empty] | 10.000 DW |  |  | 2.8000 IN | [89 empty] | 1.000 EA | 1.000 EA | [35 empty] | No | [42 empty] | https://www.lutron.com/TechnicalDocumentLibrary/369684.pdf | [7 empty] | Shelf Stock | [13 empty] | <a href="https://www.lutron.com/TechnicalDocumentLibrary/368-4493_Page_5.pdf" target="_blank">Tech Drawing</a> | [25 empty] | 39122206 | [6 empty] | <a href="https://lutron.widen.net/content/stbdslloil/MP4/LED+-Dimmer-with-Wire-Leads-Installation_English.MP4?w=2048" target="_blank">Product Video Clip</a> | [6 empty] | <a href="https://www.lutron.com/TechnicalDocumentLibrary/369-119_Wallbox_Warranty.pdf" target="_blank">Warranty Information</a> |  |  |  |  | 0.350 L | [14 empty] | 0 | 0 | 0 | 0 | Lighting Fixtures | 2016-07-15 14:44 | 2024-07-20 11:14 | 0000-00-00 00:00:00 | 2024-07-20 11:14 | 0000-00-00 00:00:00
1 | Lutron Electronics | SCL-153PH-IV | 4460-6507 | 4460 | 6507 | Lutron Electronics | Ecom_SCL-153P-IV_nowallplate.jpeg?w=1500 | 784276008891 | SKYLARK CFL/LED DIMMER IVORY CLAM | Skylark LED+ Dimmer for LED, halogen, and incandescent dimmable bulbs, clamshell packaging in ivory |  | 4.1 | 6.1 | [50 empty] | 0 | 0 | 0 | [6 empty] | 0 | 1 | 1 | EA | 1 | Lighting Controls | [7 empty] | White | [16 empty] | Traditional |  |  | Dimmers | [242 empty] | <a href="https://www.lutron.com/TechnicalDocumentLibrary/0301882.pdf" target="_blank">Installation Instructions</a> | [23 empty] | 10.000 DW |  |  | 2.8000 IN | [89 empty] | 1.000 EA | 1.000 EA | [35 empty] | No | [42 empty] | https://www.lutron.com/TechnicalDocumentLibrary/369684.pdf | [7 empty] | Shelf Stock | [13 empty] | <a href="https://www.lutron.com/TechnicalDocumentLibrary/368-4493_Page_5.pdf" target="_blank">Tech Drawing</a> | [25 empty] | 39122206 | [6 empty] | <a href="https://lutron.widen.net/content/stbdslloil/MP4/LED+-Dimmer-with-Wire-Leads-Installation_English.MP4?w=2048" target="_blank">Product Video Clip</a> | [6 empty] | <a href="https://www.lutron.com/TechnicalDocumentLibrary/369-119_Wallbox_Warranty.pdf" target="_blank">Warranty Information</a> |  |  |  |  | 0.350 L | [14 empty] | 0 | 0 | 0 | 0 | Lighting Fixtures | 2016-07-15 14:44 | 2024-07-20 11:25 | 0000-00-00 00:00:00 | 2024-07-20 11:25 | 0000-00-00 00:00:00 | [6 empty] | Ivory
1 | Lutron Electronics | SCL-153P-WH | 4460-6508 | 4460 | 6508 | Lutron Electronics | Ecom_SCL-153P-WH_withpackaging.jpeg?w=1500 | 784276008938 | SKYLARK CFL/LED DIMMER WHITE BOXED | Skylark LED+ Dimmer for LED, halogen, and incandescent dimmable bulbs in white |  | 2.3 | 4.5 | [50 empty] | 0 | 0 | 0 | [6 empty] | 0 | 1 | 1 | EA | 1 | Lighting Controls | [7 empty] | White | [16 empty] | Traditional |  |  | Dimmers | [242 empty] | <a href="https://www.lutron.com/TechnicalDocumentLibrary/0301882.pdf" target="_blank">Installation Instructions</a> | [23 empty] | 10.000 DW |  |  | 2.3000 IN | [89 empty] | 1.000 EA | 1.000 EA | [35 empty] | No | [42 empty] | https://www.lutron.com/TechnicalDocumentLibrary/369684.pdf | [7 empty] | Shelf Stock | [13 empty] | <a href="https://www.lutron.com/TechnicalDocumentLibrary/368-4493_Page_5.pdf" target="_blank">Tech Drawing</a> | [25 empty] | 39122206 | [6 empty] | <a href="https://lutron.widen.net/content/stbdslloil/MP4/LED+-Dimmer-with-Wire-Leads-Installation_English.MP4?w=2048" target="_blank">Product Video Clip</a> | [6 empty] | <a href="https://www.lutron.com/TechnicalDocumentLibrary/369-119_Wallbox_Warranty.pdf" target="_blank">Warranty Information</a> |  |  |  |  | 0.170 L | [14 empty] | 0 | 0 | 0 | 0 | Lighting Fixtures | 2016-07-15 14:44 | 2024-07-20 11:15 | 0000-00-00 00:00:00 | 2024-07-20 11:15 | 0000-00-00 00:00:00 | [6 empty] | White
1 | Lutron Electronics | SCL-153P-AL | 4460-6509 | 4460 | 6509 | Lutron Electronics | Ecom_SCL-153P-AL_nowallplate.jpeg?w=1500 | 784276008945 | SKYLARK CFL/LED DIMMER ALMOND BOXED | Skylark LED+ Dimmer for LED, halogen, and incandescent dimmable bulbs in almond |  | 2.3 | 4.5 | [50 empty] | 0 | 0 | 0 | [6 empty] | 0 | 1 | 1 | EA | 1 | Lighting Controls | [7 empty] | White | [16 empty] | Traditional |  |  | Dimmers | [242 empty] | <a href="https://www.lutron.com/TechnicalDocumentLibrary/0301882.pdf" target="_blank">Installation Instructions</a> | [23 empty] | 10.000 DW |  |  | 2.3000 IN | [89 empty] | 1.000 EA | 1.000 EA | [35 empty] | No | [42 empty] | https://www.lutron.com/TechnicalDocumentLibrary/369684.pdf | [7 empty] | Shelf Stock | [13 empty] | <a href="https://www.lutron.com/TechnicalDocumentLibrary/368-4493_Page_5.pdf" target="_blank">Tech Drawing</a> | [25 empty] | 39122206 | [6 empty] | <a href="https://lutron.widen.net/content/stbdslloil/MP4/LED+-Dimmer-with-Wire-Leads-Installation_English.MP4?w=2048" target="_blank">Product Video Clip</a> | [6 empty] | <a href="https://www.lutron.com/TechnicalDocumentLibrary/369-119_Wallbox_Warranty.pdf" target="_blank">Warranty Information</a> |  |  |  |  | 0.250 L | [14 empty] | 0 | 0 | 0 | 0 | Lighting Fixtures | 2016-07-15 14:44 | 2024-07-20 11:14 | 0000-00-00 00:00:00 | 2024-07-20 11:14 | 0000-00-00 00:00:00 | [6 empty] | Almond
1 | Lutron Electronics | SCL-153P-LA | 4460-6510 | 4460 | 6510 | Lutron Electronics | Ecom_SCL-153P-LA_nowallplate.jpeg?w=1500 | 784276008952 | SKYLARK CFL/LED DIMMER LIGHT AL BOXED | Skylark LED+ Dimmer for LED, halogen, and incandescent dimmable bulbs in light almond |  | 2.3 | 4.5 | [50 empty] | 0 | 0 | 0 | [6 empty] | 0 | 1 | 1 | EA | 1 | Lighting Controls | [7 empty] | White | [16 empty] | Traditional |  |  | Dimmers | [242 empty] | <a href="https://www.lutron.com/TechnicalDocumentLibrary/0301882.pdf" target="_blank">Installation Instructions</a> | [23 empty] | 10.000 DW |  |  | 2.3000 IN | [89 empty] | 1.000 EA | 1.000 EA | [35 empty] | No | [42 empty] | https://www.lutron.com/TechnicalDocumentLibrary/369684.pdf | [7 empty] | Shelf Stock | [13 empty] | <a href="https://www.lutron.com/TechnicalDocumentLibrary/368-4493_Page_5.pdf" target="_blank">Tech Drawing</a> | [25 empty] | 39122206 | [6 empty] | <a href="https://lutron.widen.net/content/stbdslloil/MP4/LED+-Dimmer-with-Wire-Leads-Installation_English.MP4?w=2048" target="_blank">Product Video Clip</a> | [6 empty] | <a href="https://www.lutron.com/TechnicalDocumentLibrary/369-119_Wallbox_Warranty.pdf" target="_blank">Warranty Information</a> |  |  |  |  | 0.250 L | [14 empty] | 0 | 0 | 0 | 0 | Lighting Fixtures | 2016-07-15 14:44 | 2024-07-20 11:25 | 0000-00-00 00:00:00 | 2024-07-20 11:25 | 0000-00-00 00:00:00
1 | Lutron Electronics | SCL-153P-IV | 4460-6511 | 4460 | 6511 | Lutron Electronics | Ecom_SCL-153PH-IV_nowallplate.jpeg?w=1500 | 784276008969 | SKYLARK CFL/LED DIMMER IVORY BOXED | Skylark LED+ Dimmer for LED, halogen, and incandescent dimmable bulbs in ivory |  | 2.3 | 4.5 | [50 empty] | 0 | 0 | 0 | [6 empty] | 0 | 1 | 1 | EA | 1 | Lighting Controls | [7 empty] | White | [16 empty] | Traditional |  |  | Dimmers | [242 empty] | <a href="https://www.lutron.com/TechnicalDocumentLibrary/0301882.pdf" target="_blank">Installation Instructions</a> | [23 empty] | 10.000 DW |  |  | 2.3000 IN | [89 empty] | 1.000 EA | 1.000 EA | [35 empty] | No | [42 empty] | https://www.lutron.com/TechnicalDocumentLibrary/369684.pdf | [7 empty] | Shelf Stock | [13 empty] | <a href="https://www.lutron.com/TechnicalDocumentLibrary/368-4493_Page_5.pdf" target="_blank">Tech Drawing</a> | [25 empty] | 39122206 | [6 empty] | <a href="https://lutron.widen.net/content/stbdslloil/MP4/LED+-Dimmer-with-Wire-Leads-Installation_English.MP4?w=2048" target="_blank">Product Video Clip</a> | [6 empty] | <a href="https://www.lutron.com/TechnicalDocumentLibrary/369-119_Wallbox_Warranty.pdf" target="_blank">Warranty Information</a> |  |  |  |  | 0.250 L | [14 empty] | 0 | 0 | 0 | 0 | Lighting Fixtures | 2016-07-15 14:44 | 2024-07-20 11:19 | 0000-00-00 00:00:00 | 2024-07-20 11:19 | 0000-00-00 00:00:00 | [6 empty] | Ivory
1 | Lutron Electronics | SCL-153P-BR | 4460-6512 | 4460 | 6512 | Lutron Electronics | Ecom_SCL-153P-BR_nowallplate.jpeg?w=1500 | 784276008976 | SKYLARK CFL/LED DIMMER BROWN BOXED | Skylark LED+ Dimmer for LED, halogen, and incandescent dimmable bulbs in brown |  | 2.3 | 4.5 | [50 empty] | 0 | 0 | 0 | [6 empty] | 0 | 1 | 1 | EA | 1 | Lighting Controls | [7 empty] | Brown | [16 empty] | Traditional |  |  | Dimmers | [242 empty] | <a href="https://www.lutron.com/TechnicalDocumentLibrary/0301882.pdf" target="_blank">Installation Instructions</a> | [23 empty] | 10.000 DW |  |  | 2.3000 IN | [89 empty] | 1.000 EA | 1.000 EA | [35 empty] | No | [42 empty] | https://www.lutron.com/TechnicalDocumentLibrary/369684.pdf | [7 empty] | Shelf Stock | [13 empty] | <a href="https://www.lutron.com/TechnicalDocumentLibrary/368-4493_Page_5.pdf" target="_blank">Tech Drawing</a> | [25 empty] | 39122206 | [6 empty] | <a href="https://lutron.widen.net/content/stbdslloil/MP4/LED+-Dimmer-with-Wire-Leads-Installation_English.MP4?w=2048" target="_blank">Product Video Clip</a> | [6 empty] | <a href="https://www.lutron.com/TechnicalDocumentLibrary/369-119_Wallbox_Warranty.pdf" target="_blank">Warranty Information</a> |  |  |  |  | 0.250 L | [14 empty] | 0 | 0 | 0 | 0 | Lighting Fixtures | 2016-07-15 14:44 | 2024-07-20 11:20 | 0000-00-00 00:00:00 | 2024-07-20 11:20 | 0000-00-00 00:00:00 | [6 empty] | Brown
1 | Lutron Electronics | SCL-153P-BL | 4460-6513 | 4460 | 6513 | Lutron Electronics | Ecom_SCL-153P-BL_nowallplate.jpeg?w=1500 | 784276008983 | SKYLARK CFL/LED DIMMER BLACK BOXED | Skylark LED+ Dimmer for LED, halogen, and incandescent dimmable bulbs in black |  | 2.3 | 4.5 | [50 empty] | 0 | 0 | 0 | [6 empty] | 0 | 1 | 1 | EA | 1 | Lighting Controls | [7 empty] | Black | [16 empty] | Traditional |  |  | Dimmers | [242 empty] | <a href="https://www.lutron.com/TechnicalDocumentLibrary/0301882.pdf" target="_blank">Installation Instructions</a> | [23 empty] | 10.000 DW |  |  | 2.3000 IN | [89 empty] | 1.000 EA | 1.000 EA | [35 empty] | No | [42 empty] | https://www.lutron.com/TechnicalDocumentLibrary/369684.pdf | [7 empty] | Shelf Stock | [13 empty] | <a href="https://www.lutron.com/TechnicalDocumentLibrary/368-4493_Page_5.pdf" target="_blank">Tech Drawing</a> | [25 empty] | 39122206 | [6 empty] | <a href="https://lutron.widen.net/content/stbdslloil/MP4/LED+-Dimmer-with-Wire-Leads-Installation_English.MP4?w=2048" target="_blank">Product Video Clip</a> | [6 empty] | <a href="https://www.lutron.com/TechnicalDocumentLibrary/369-119_Wallbox_Warranty.pdf" target="_blank">Warranty Information</a> |  |  |  |  | 0.250 L | [14 empty] | 0 | 0 | 0 | 0 | Lighting Fixtures | 2016-07-15 14:44 | 2024-07-20 11:15 | 0000-00-00 00:00:00 | 2024-07-20 11:15 | 0000-00-00 00:00:00 | [6 empty] | Black
1 | Lutron Electronics | SCL-153P-GR | 4460-6514 | 4460 | 6514 | Lutron Electronics | Ecom_SCL-153P-GR_nowallplate.jpeg?w=1500 | 784276008990 | SKYLARK CFL/LED DIMMER GRAY BOXED | Skylark LED+ Dimmer for LED, halogen, and incandescent dimmable bulbs in gray |  | 2.3 | 4.5 | [50 empty] | 0 | 0 | 0 | [6 empty] | 0 | 1 | 1 | EA | 1 | Lighting Controls | [7 empty] | Gray | [16 empty] | Traditional |  |  | Dimmers | [242 empty] | <a href="https://www.lutron.com/TechnicalDocumentLibrary/0301882.pdf" target="_blank">Installation Instructions</a> | [23 empty] | 10.000 DW |  |  | 2.3000 IN | [89 empty] | 1.000 EA | 1.000 EA | [35 empty] | No | [42 empty] | https://www.lutron.com/TechnicalDocumentLibrary/369684.pdf | [7 empty] | Shelf Stock | [13 empty] | <a href="https://www.lutron.com/TechnicalDocumentLibrary/368-4493_Page_5.pdf" target="_blank">Tech Drawing</a> | [25 empty] | 39122206 | [6 empty] | <a href="https://lutron.widen.net/content/stbdslloil/MP4/LED+-Dimmer-with-Wire-Leads-Installation_English.MP4?w=2048" target="_blank">Product Video Clip</a> | [6 empty] | <a href="https://www.lutron.com/TechnicalDocumentLibrary/369-119_Wallbox_Warranty.pdf" target="_blank">Warranty Information</a> |  |  |  |  | 0.250 L | [14 empty] | 0 | 0 | 0 | 0 | Lighting Fixtures | 2016-07-15 14:44 | 2024-07-20 11:15 | 0000-00-00 00:00:00 | 2024-07-20 11:15 | 0000-00-00 00:00:00 | [6 empty] | Gray
4 | Lutron Electronics | CA-CJ-AL | 4460-6518 | 4460 | 6518 | Lutron Electronics | CA-CJ-AL.jpg | 784276013574 | CLARO CABLE TV JACK ALMOND | Claro single cable jack, F-style, 75-ohm coaxial cable in almond |  | 2.3 | 4.5 |  | CA-CJ-AL.jpg | http://grandbrass.xologic.com/vendors/4460/large/CA-CJ-AL.jpg | [47 empty] | 0 | 0 | 0 | [6 empty] | 0 | 1 | 1 | EA | 1 | Specialty Items |  |  | Lugs Plugs And Connectors |  | Plugs |  | Jack For Plug | White | [16 empty] | Traditional |  |  | Other Specialty Items | [266 empty] | 2.000 DW |  |  | 2.3000 IN | [89 empty] | 1.000 EA | 1.000 EA | [35 empty] | No | [42 empty] | https://www.lutron.com/TechnicalDocumentLibrary/Catalog_Designer.pdf | [7 empty] | Shelf Stock | [39 empty] | 39121463 | [13 empty] | <a href="https://www.lutron.com/TechnicalDocumentLibrary/369-119_Wallbox_Warranty.pdf" target="_blank">Warranty Information</a> |  |  |  |  | 0.050 L | [14 empty] | 0 | 0 | 0 | 0 | Electrical | 2016-07-15 14:44 | 2024-07-20 11:15 | 0000-00-00 00:00:00 | 2025-11-29 02:00 | 0000-00-00 00:00:00 | [6 empty] | Almond
4 | Lutron Electronics | CA-CJ-BL | 4460-6519 | 4460 | 6519 | Lutron Electronics | CA-CJ-BL.jpg | 784276013598 | CLARO CABLE TV JACK BLACK | Claro single cable jack, F-style, 75-ohm coaxial cable in black |  | 2.3 | 4.5 |  | CA-CJ-BL.jpg | http://grandbrass.xologic.com/vendors/4460/large/CA-CJ-BL.jpg | [47 empty] | 0 | 0 | 0 | [6 empty] | 0 | 1 | 1 | EA | 1 | Specialty Items |  |  | Lugs Plugs And Connectors |  | Plugs |  | Jack For Plug | Black | [16 empty] | Traditional |  |  | Other Specialty Items | [266 empty] | 70.000 DW |  |  | 2.3000 IN | [89 empty] | 1.000 EA | 1.000 EA | [35 empty] | No | [42 empty] | https://www.lutron.com/TechnicalDocumentLibrary/Catalog_Designer.pdf | [7 empty] | Shelf Stock | [39 empty] | 39121463 | [13 empty] | <a href="https://www.lutron.com/TechnicalDocumentLibrary/369-119_Wallbox_Warranty.pdf" target="_blank">Warranty Information</a> |  |  |  |  | 0.050 L | [14 empty] | 0 | 0 | 0 | 0 | Electrical | 2016-07-15 14:44 | 2024-07-20 11:15 | 0000-00-00 00:00:00 | 2025-11-29 02:00 | 0000-00-00 00:00:00 | [6 empty] | Black
4 | Lutron Electronics | CA-CJ-BR | 4460-6520 | 4460 | 6520 | Lutron Electronics | CA-CJ-BR.jpg | 784276013611 | CLARO CABLE TV JACK BROWN | Claro single cable jack, F-style, 75-ohm coaxial cable in brown |  | 2.3 | 4.5 |  | CA-CJ-BR.jpg | http://grandbrass.xologic.com/vendors/4460/large/CA-CJ-BR.jpg | [47 empty] | 0 | 0 | 0 | [6 empty] | 0 | 1 | 1 | EA | 1 | Specialty Items |  |  | Lugs Plugs And Connectors |  | Plugs |  | Jack For Plug | Brown | [16 empty] | Traditional |  |  | Other Specialty Items | [266 empty] | 2.000 DW |  |  | 2.3000 IN | [89 empty] | 1.000 EA | 1.000 EA | [35 empty] | No | [42 empty] | https://www.lutron.com/TechnicalDocumentLibrary/Catalog_Designer.pdf | [7 empty] | Shelf Stock | [39 empty] | 39121463 | [13 empty] | <a href="https://www.lutron.com/TechnicalDocumentLibrary/369-119_Wallbox_Warranty.pdf" target="_blank">Warranty Information</a> |  |  |  |  | 0.050 L | [14 empty] | 0 | 0 | 0 | 0 | Electrical | 2016-07-15 14:44 | 2024-07-20 11:20 | 0000-00-00 00:00:00 | 2025-11-29 02:00 | 0000-00-00 00:00:00 | [6 empty] | Brown
4 | Lutron Electronics | CA-CJ-GR | 4460-6521 | 4460 | 6521 | Lutron Electronics | CA-CJ-GR.jpg | 784276013635 | CLARO CABLE TV JACK GRAY | Claro single cable jack, F-style, 75-ohm coaxial cable in gray |  | 2.3 | 4.5 |  | CA-CJ-GR.jpg | http://grandbrass.xologic.com/vendors/4460/large/CA-CJ-GR.jpg | [47 empty] | 0 | 0 | 0 | [6 empty] | 0 | 1 | 1 | EA | 1 | Specialty Items |  |  | Lugs Plugs And Connectors |  | Plugs |  | Jack For Plug | Gray | [16 empty] | Traditional |  |  | Other Specialty Items | [266 empty] | 2.000 DW |  |  | 2.3000 IN | [89 empty] | 1.000 EA | 1.000 EA | [35 empty] | No | [42 empty] | https://www.lutron.com/TechnicalDocumentLibrary/Catalog_Designer.pdf | [7 empty] | Shelf Stock | [39 empty] | 39121463 | [13 empty] | <a href="https://www.lutron.com/TechnicalDocumentLibrary/369-119_Wallbox_Warranty.pdf" target="_blank">Warranty Information</a> |  |  |  |  | 0.050 L | [14 empty] | 0 | 0 | 0 | 0 | Electrical | 2016-07-15 14:44 | 2024-07-20 11:14 | 0000-00-00 00:00:00 | 2025-11-29 02:00 | 0000-00-00 00:00:00 | [6 empty] | Gray
4 | Lutron Electronics | CA-CJ-IV | 4460-6522 | 4460 | 6522 | Lutron Electronics | CA-CJ-IV.jpg | 784276013659 | CLARO CABLE TV JACK IVORY | Claro single cable jack, F-style, 75-ohm coaxial cable in ivory |  | 2.3 | 4.5 |  | CA-CJ-IV.jpg | http://grandbrass.xologic.com/vendors/4460/large/CA-CJ-IV.jpg | [47 empty] | 0 | 0 | 0 | [6 empty] | 0 | 1 | 1 | EA | 1 | Specialty Items |  |  | Lugs Plugs And Connectors |  | Plugs |  | Jack For Plug | White | [16 empty] | Traditional |  |  | Other Specialty Items | [266 empty] | 2.000 DW |  |  | 2.3000 IN | [89 empty] | 1.000 EA | 1.000 EA | [35 empty] | No | [42 empty] | https://www.lutron.com/TechnicalDocumentLibrary/Catalog_Designer.pdf | [7 empty] | Shelf Stock | [39 empty] | 39121463 | [13 empty] | <a href="https://www.lutron.com/TechnicalDocumentLibrary/369-119_Wallbox_Warranty.pdf" target="_blank">Warranty Information</a> |  |  |  |  | 0.050 L | [14 empty] | 0 | 0 | 0 | 0 | Electrical | 2016-07-15 14:44 | 2024-07-20 11:25 | 0000-00-00 00:00:00 | 2025-11-29 02:00 | 0000-00-00 00:00:00 | [6 empty] | Ivory
4 | Lutron Electronics | CA-CJ-LA | 4460-6523 | 4460 | 6523 | Lutron Electronics | CA-CJ-LA.jpg | 784276013673 | CLARO CABLE TV JACK LIGHT ALMOND | Claro single cable jack, F-style, 75-ohm coaxial cable in light almond |  | 2.3 | 4.5 |  | CA-CJ-LA.jpg | http://grandbrass.xologic.com/vendors/4460/large/CA-CJ-LA.jpg | [47 empty] | 0 | 0 | 0 | [6 empty] | 0 | 1 | 1 | EA | 1 | Specialty Items |  |  | Lugs Plugs And Connectors |  | Plugs |  | Jack For Plug | White | [16 empty] | Traditional |  |  | Other Specialty Items | [266 empty] | 2.000 DW |  |  | 2.3000 IN | [89 empty] | 1.000 EA | 1.000 EA | [35 empty] | No | [42 empty] | https://www.lutron.com/TechnicalDocumentLibrary/Catalog_Designer.pdf | [7 empty] | Shelf Stock | [39 empty] | 39121463 | [13 empty] | <a href="https://www.lutron.com/TechnicalDocumentLibrary/369-119_Wallbox_Warranty.pdf" target="_blank">Warranty Information</a> |  |  |  |  | 0.050 L | [14 empty] | 0 | 0 | 0 | 0 | Electrical | 2016-07-15 14:44 | 2024-07-20 11:14 | 0000-00-00 00:00:00 | 2025-11-29 02:00 | 0000-00-00 00:00:00
4 | Lutron Electronics | CA-CJ-WH | 4460-6524 | 4460 | 6524 | Lutron Electronics | CA-CJ-WH.jpg | 784276013697 | CLARO CABLE TV JACK WHITE | Claro single cable jack, F-style, 75-ohm coaxial cable in white |  | 2.3 | 4.5 |  | CA-CJ-WH.jpg | http://grandbrass.xologic.com/vendors/4460/large/CA-CJ-WH.jpg | [47 empty] | 0 | 0 | 0 | [6 empty] | 0 | 1 | 1 | EA | 1 | Specialty Items |  |  | Lugs Plugs And Connectors |  | Plugs |  | Jack For Plug | White | [16 empty] | Traditional |  |  | Other Specialty Items | [266 empty] | 10.000 DW |  |  | 2.3000 IN | [89 empty] | 1.000 EA | 1.000 EA | [35 empty] | No | [42 empty] | https://www.lutron.com/TechnicalDocumentLibrary/Catalog_Designer.pdf | [7 empty] | Shelf Stock | [39 empty] | 39121463 | [13 empty] | <a href="https://www.lutron.com/TechnicalDocumentLibrary/369-119_Wallbox_Warranty.pdf" target="_blank">Warranty Information</a> |  |  |  |  | 0.050 L | [14 empty] | 0 | 0 | 0 | 0 | Electrical | 2016-07-15 14:44 | 2024-07-20 11:23 | 0000-00-00 00:00:00 | 2025-11-29 02:00 | 0000-00-00 00:00:00 | [6 empty] | White
4 | Lutron Electronics | CA-PJ-AL | 4460-6525 | 4460 | 6525 | Lutron Electronics | CA-PJ-AL.jpg | 784276013710 | CLARO TELEPHONE JACK 6 CONDUCTOR ALMOND | Claro single telephone jack, 6-conductor jack, RJ11 in almond |  | 2.3 | 4.5 |  | CA-PJ-AL.jpg | http://grandbrass.xologic.com/vendors/4460/large/CA-PJ-AL.jpg | [47 empty] | 0 | 0 | 0 | [6 empty] | 0 | 1 | 1 | EA | 1 | Specialty Items |  |  | Lugs Plugs And Connectors |  | Plugs |  | Jack For Plug | White | [16 empty] | Traditional |  |  | Other Specialty Items | [266 empty] | 2.000 DW |  |  | 2.3000 IN | [89 empty] | 1.000 EA | 1.000 EA | [35 empty] | No | [42 empty] | https://www.lutron.com/TechnicalDocumentLibrary/Catalog_Designer.pdf | [7 empty] | Shelf Stock | [39 empty] | 39121463 | [13 empty] | <a href="https://www.lutron.com/TechnicalDocumentLibrary/369-119_Wallbox_Warranty.pdf" target="_blank">Warranty Information</a> |  |  |  |  | 0.050 L | [14 empty] | 0 | 0 | 0 | 0 | Electrical | 2016-07-15 14:44 | 2024-07-20 11:19 | 0000-00-00 00:00:00 | 2025-11-29 02:00 | 0000-00-00 00:00:00 | [6 empty] | Almond
4 | Lutron Electronics | CA-PJ-BL | 4460-6526 | 4460 | 6526 | Lutron Electronics | CA-PJ-BL.jpg | 784276013734 | CLARO TELEPHONE JACK 6 CONDUCTOR BLACK | Claro single telephone jack, 6-conductor jack, RJ11 in black |  | 2.3 | 4.5 |  | CA-PJ-BL.jpg | http://grandbrass.xologic.com/vendors/4460/large/CA-PJ-BL.jpg | [47 empty] | 0 | 0 | 0 | [6 empty] | 0 | 1 | 1 | EA | 1 | Specialty Items |  |  | Lugs Plugs And Connectors |  | Plugs |  | Jack For Plug | Black | [16 empty] | Traditional |  |  | Other Specialty Items | [266 empty] | 10.000 DW |  |  | 2.3000 IN | [89 empty] | 1.000 EA | 1.000 EA | [35 empty] | No | [42 empty] | https://www.lutron.com/TechnicalDocumentLibrary/Catalog_Designer.pdf | [7 empty] | Shelf Stock | [39 empty] | 39121463 | [13 empty] | <a href="https://www.lutron.com/TechnicalDocumentLibrary/369-119_Wallbox_Warranty.pdf" target="_blank">Warranty Information</a> |  |  |  |  | 0.050 L | [14 empty] | 0 | 0 | 0 | 0 | Electrical | 2016-07-15 14:44 | 2024-07-20 11:16 | 0000-00-00 00:00:00 | 2025-11-29 02:00 | 0000-00-00 00:00:00 | [6 empty] | Black
4 | Lutron Electronics | CA-PJ-BR | 4460-6527 | 4460 | 6527 | Lutron Electronics | CA-PJ-BR.jpg | 784276013758 | CLARO TELEPHONE JACK 6 CONDUCTOR BROWN | Claro single telephone jack, 6-conductor jack, RJ11 in brown |  | 2.3 | 4.5 |  | CA-PJ-BR.jpg | http://grandbrass.xologic.com/vendors/4460/large/CA-PJ-BR.jpg | [47 empty] | 0 | 0 | 0 | [6 empty] | 0 | 1 | 1 | EA | 1 | Specialty Items |  |  | Lugs Plugs And Connectors |  | Plugs |  | Jack For Plug | Brown | [16 empty] | Traditional |  |  | Other Specialty Items | [266 empty] | 2.000 DW |  |  | 2.3000 IN | [89 empty] | 1.000 EA | 1.000 EA | [35 empty] | No | [42 empty] | https://www.lutron.com/TechnicalDocumentLibrary/Catalog_Designer.pdf | [7 empty] | Shelf Stock | [39 empty] | 39121463 | [13 empty] | <a href="https://www.lutron.com/TechnicalDocumentLibrary/369-119_Wallbox_Warranty.pdf" target="_blank">Warranty Information</a> |  |  |  |  | 0.050 L | [14 empty] | 0 | 0 | 0 | 0 | Electrical | 2016-07-15 14:44 | 2024-07-20 11:19 | 0000-00-00 00:00:00 | 2025-11-29 02:00 | 0000-00-00 00:00:00 | [6 empty] | Brown
4 | Lutron Electronics | CA-PJ-GR | 4460-6528 | 4460 | 6528 | Lutron Electronics | CA-PJ-GR.jpg | 784276013772 | CLARO TELEPHONE JACK 6 CONDUCTOR GRAY | Claro single telephone jack, 6-conductor jack, RJ11 in gray |  | 2.31 | 4.51 |  | CA-PJ-GR.jpg | http://grandbrass.xologic.com/vendors/4460/large/CA-PJ-GR.jpg | [47 empty] | 0 | 0 | 0 | [6 empty] | 0 | 1 | 1 | EA | 1 | Specialty Items |  |  | Lugs Plugs And Connectors |  | Plugs |  | Jack For Plug | Gray | [16 empty] | Traditional |  |  | Other Specialty Items | [266 empty] | 2.000 DW |  |  | 2.3100 IN | [89 empty] | 1.000 EA | 1.000 EA | [35 empty] | No | [42 empty] | https://www.lutron.com/TechnicalDocumentLibrary/Catalog_Designer.pdf | [7 empty] | Shelf Stock | [39 empty] | 39121463 | [13 empty] | <a href="https://www.lutron.com/TechnicalDocumentLibrary/369-119_Wallbox_Warranty.pdf" target="_blank">Warranty Information</a> |  |  |  |  | 0.050 L | [14 empty] | 0 | 0 | 0 | 0 | Electrical | 2016-07-15 14:45 | 2024-07-20 11:23 | 0000-00-00 00:00:00 | 2025-11-29 02:00 | 0000-00-00 00:00:00 | [6 empty] | Gray
4 | Lutron Electronics | CA-PJ-IV | 4460-6529 | 4460 | 6529 | Lutron Electronics | CA-PJ-IV.jpg | 784276013796 | CLARO TELEPHONE JACK 6 CONDUCTOR IVORY | Claro single telephone jack, 6-conductor jack, RJ11 in ivory |  | 2.3 | 4.5 |  | CA-PJ-IV.jpg | http://grandbrass.xologic.com/vendors/4460/large/CA-PJ-IV.jpg | [47 empty] | 0 | 0 | 0 | [6 empty] | 0 | 1 | 1 | EA | 1 | Specialty Items |  |  | Lugs Plugs And Connectors |  | Plugs |  | Jack For Plug | White | [16 empty] | Traditional |  |  | Other Specialty Items | [266 empty] | 2.000 DW |  |  | 2.3000 IN | [89 empty] | 1.000 EA | 1.000 EA | [35 empty] | No | [42 empty] | https://www.lutron.com/TechnicalDocumentLibrary/Catalog_Designer.pdf | [7 empty] | Shelf Stock | [39 empty] | 39121463 | [13 empty] | <a href="https://www.lutron.com/TechnicalDocumentLibrary/369-119_Wallbox_Warranty.pdf" target="_blank">Warranty Information</a> |  |  |  |  | 0.050 L | [14 empty] | 0 | 0 | 0 | 0 | Electrical | 2016-07-15 14:45 | 2024-07-20 11:25 | 0000-00-00 00:00:00 | 2025-11-29 02:00 | 0000-00-00 00:00:00 | [6 empty] | Ivory
4 | Lutron Electronics | CA-PJ-LA | 4460-6530 | 4460 | 6530 | Lutron Electronics | CA-PJ-LA.jpg | 784276013819 | CLARO TELEPHONE JACK 6 CONDUCTOR LA | Claro single telephone jack, 6-conductor jack, RJ11 in light almond |  | 2.3 | 4.5 |  | CA-PJ-LA.jpg | http://grandbrass.xologic.com/vendors/4460/large/CA-PJ-LA.jpg | [47 empty] | 0 | 0 | 0 | [6 empty] | 0 | 1 | 1 | EA | 1 | Specialty Items |  |  | Lugs Plugs And Connectors |  | Plugs |  | Jack For Plug | White | [16 empty] | Traditional |  |  | Other Specialty Items | [266 empty] | 2.000 DW |  |  | 2.3000 IN | [89 empty] | 1.000 EA | 1.000 EA | [35 empty] | No | [42 empty] | https://www.lutron.com/TechnicalDocumentLibrary/Catalog_Designer.pdf | [7 empty] | Shelf Stock | [39 empty] | 39121463 | [13 empty] | <a href="https://www.lutron.com/TechnicalDocumentLibrary/369-119_Wallbox_Warranty.pdf" target="_blank">Warranty Information</a> |  |  |  |  | 0.050 L | [14 empty] | 0 | 0 | 0 | 0 | Electrical | 2016-07-15 14:45 | 2024-07-20 11:16 | 0000-00-00 00:00:00 | 2025-11-29 02:00 | 0000-00-00 00:00:00
4 | Lutron Electronics | CA-PJ-WH | 4460-6531 | 4460 | 6531 | Lutron Electronics | CA-PJ-WH.jpg | 784276013833 | CLARO TELEPHONE JACK 6 CONDUCTOR WHITE | Claro single telephone jack, 6-conductor jack, RJ11 in white |  | 2.3 | 4.5 |  | CA-PJ-WH.jpg | http://grandbrass.xologic.com/vendors/4460/large/CA-PJ-WH.jpg | [47 empty] | 0 | 0 | 0 | [6 empty] | 0 | 1 | 1 | EA | 1 | Specialty Items |  |  | Lugs Plugs And Connectors |  | Plugs |  | Jack For Plug | White | [16 empty] | Traditional |  |  | Other Specialty Items | [266 empty] | 10.000 DW |  |  | 2.3000 IN | [89 empty] | 1.000 EA | 1.000 EA | [35 empty] | No | [42 empty] | https://www.lutron.com/TechnicalDocumentLibrary/Catalog_Designer.pdf | [7 empty] | Shelf Stock | [39 empty] | 39121463 | [13 empty] | <a href="https://www.lutron.com/TechnicalDocumentLibrary/369-119_Wallbox_Warranty.pdf" target="_blank">Warranty Information</a> |  |  |  |  | 0.050 L | [14 empty] | 0 | 0 | 0 | 0 | Electrical | 2016-07-15 14:45 | 2024-07-20 11:18 | 0000-00-00 00:00:00 | 2025-11-29 02:00 | 0000-00-00 00:00:00 | [6 empty] | White
1 | Lutron Electronics | RR-1ZONE-L-WH | 4460-6533 | 4460 | 6533 | Lutron Electronics | RR-1ZONE-L-WH.jpg | 784276018623 | RA2 1-ZONE LAMP DIMMER | Starter solution package, includes, 1 300 W incandescent/MLV plug-in lamp dimmer, (1) 5-button pico with on/off, preset, and raise/lower, 1 pico wallplate adapter, 1 claro screwless wallplate for pico |  | 6.4 | 9.7 |  | RR-1ZONE-L-WH.jpg | http://grandbrass.xologic.com/vendors/4460/large/RR-1ZONE-L-WH.jpg | [47 empty] | 0 | 0 | 0 | [6 empty] | 0 | 1 | 1 | EA | 1 | Lighting Controls | [7 empty] | White | [19 empty] | Dimmers | [242 empty] | <a href="https://www.lutron.com/TechnicalDocumentLibrary/044266a.pdf" target="_blank">Installation Instructions</a> | [23 empty] | 40.000 DW |  |  | 6.4000 IN | [89 empty] | 1.000 EA | 1.000 EA | [35 empty] | No | [42 empty] | https://www.lutron.com/TechnicalDocumentLibrary/369246_ENG.pdf | [7 empty] | Shelf Stock | [39 empty] | 39122206 | [13 empty] | <a href="https://www.lutron.com/TechnicalDocumentLibrary/043492.pdf" target="_blank">Warranty Information</a> |  |  |  |  | 1.050 L | [14 empty] | 0 | 0 | 0 | 0 | Lighting Fixtures | 2016-07-15 14:45 | 2024-07-20 11:16 | 0000-00-00 00:00:00 | 2024-07-20 11:16 | 0000-00-00 00:00:00 | [6 empty] | White
1 | Lutron Electronics | RR-2ZONE-L-WH | 4460-6534 | 4460 | 6534 | Lutron Electronics | RR-2ZONE-L-WH.jpg | 784276018630 | RA2 2-ZONE LAMP DIMMER | Starter solution package, includes, (2) 300 W incandescent/MLV plug-in lamp dimmers, (1) 5 button pico with on/off, preset, and raise/lower, 1 pico wallplate adapter, 1 claro screwless wallplate for pico |  | 9.5 | 6.4 |  | RR-2ZONE-L-WH.jpg | http://grandbrass.xologic.com/vendors/4460/large/RR-2ZONE-L-WH.jpg | [47 empty] | 0 | 0 | 0 | [6 empty] | 0 | 1 | 1 | EA | 1 | Lighting Controls | [7 empty] | White | [19 empty] | Dimmers | [242 empty] | <a href="https://www.lutron.com/TechnicalDocumentLibrary/044266a.pdf" target="_blank">Installation Instructions</a> | [23 empty] | 40.000 DW |  |  | 6.4000 IN | [89 empty] | 1.000 EA | 1.000 EA | [35 empty] | No | [42 empty] | https://www.lutron.com/TechnicalDocumentLibrary/369246_ENG.pdf | [7 empty] | Shelf Stock | [39 empty] | 39122206 | [13 empty] | <a href="https://www.lutron.com/TechnicalDocumentLibrary/043492.pdf" target="_blank">Warranty Information</a> |  |  |  |  | 1.500 L | [14 empty] | 0 | 0 | 0 | 0 | Lighting Fixtures | 2016-07-15 14:45 | 2024-07-20 11:18 | 0000-00-00 00:00:00 | 2024-07-20 11:18 | 0000-00-00 00:00:00 | [6 empty] | White
1 | Lutron Electronics | MS-PPS6-DDV-WH | 4460-6623 | 4460 | 6623 | Lutron Electronics | MS-PPS6-DDV-WH.jpg | 784276069670 | MAESTRO 2-CIR PIR SNSR ED BX PRTL-ON WH | Maestro dual-circuit occupancy sensing switch combines two switches with an in wall, passive infrared partial-on sensor in white |  | 2.3 | 4.5 |  | MS-PPS6-DDV-WH.jpg | http://grandbrass.xologic.com/vendors/4460/large/MS-PPS6-DDV-WH.jpg | [47 empty] | 0 | 0 | 0 | [6 empty] | 0 | 1 | 1 | EA | 1 | Lighting Controls | [7 empty] | White | [19 empty] | Other Lighting Controls | [242 empty] | <a href="https://www.lutron.com/TechnicalDocumentLibrary/032444.pdf" target="_blank">Installation Instructions</a> | [23 empty] | 15.000 DW |  |  | 2.3000 IN | [89 empty] | 1.000 EA | 1.000 EA | [35 empty] | No | [42 empty] | https://www.lutron.com/TechnicalDocumentLibrary/369758a.pdf | [7 empty] | Shelf Stock | [13 empty] | <a href="https://www.lutron.com/TechnicalDocumentLibrary/368-4493_Page_45.pdf" target="_blank">Tech Drawing</a> | [25 empty] | 39122236 | [13 empty] | <a href="https://www.lutron.com/TechnicalDocumentLibrary/Sensor_Warranty.pdf" target="_blank">Warranty Information</a> |  |  |  |  | 0.260 L | [14 empty] | 0 | 0 | 0 | 0 | Lighting Fixtures | 2016-07-15 14:47 | 2024-07-20 11:16 | 0000-00-00 00:00:00 | 2024-07-20 11:16 | 0000-00-00 00:00:00 | [6 empty] | White
1 | Lutron Electronics | PJ2-2BRL-GWH-S01 | 4460-6643 | 4460 | 6643 | Lutron Electronics | PJ2-2BRL-GWH-S01.jpg | 784276067409 | PICO RF 434 W LED 2BRL WHITE | Lutron 2-Button with Raise/Lower, Pico Smart Remote, with Shade Icons - White |  | 2.5 | 0.4 |  | PJ2-2BRL-GWH-S01.jpg | http://grandbrass.xologic.com/vendors/4460/large/PJ2-2BRL-GWH-S01.jpg | [47 empty] | 0 | 0 | 0 | [6 empty] | 0 | 1 | 1 | EA | 1 | Lighting Controls | [7 empty] | White | [19 empty] | Other Lighting Controls | [242 empty] | <a href="https://assets.lutron.com/a/documents/040429.pdf" target="_blank">Installation Instructions</a> | [23 empty] | 10.000 DW |  |  | 3.8000 IN | [89 empty] | 1.000 EA | 1.000 EA | [35 empty] | No | [42 empty] | https://www.lutron.com/TechnicalDocumentLibrary/369612.pdf | [7 empty] | Shelf Stock | [39 empty] | 52161525 | [6 empty] | <a href="https://lutron.widen.net/content/fomoe9knmc/mp4/Ecom_PicoBenefits_video.mp4" target="_blank">Product Video Clip</a> | [6 empty] | <a href="https://www.lutron.com/TechnicalDocumentLibrary/369-119_Wallbox_Warranty.pdf" target="_blank">Warranty Information</a> |  |  |  |  | 0.150 L | [14 empty] | 0 | 0 | 0 | 0 | Lighting Fixtures | 2016-07-15 14:48 | 2024-07-20 11:40 | 0000-00-00 00:00:00 | 2024-07-20 11:40 | 0000-00-00 00:00:00
4 | Lutron Electronics | RRD-2ANF-LA | 4460-6644 | 4460 | 6644 | Lutron Electronics | RRD-2ANF-LA.jpg | 784276040341 | RADIORA2 RF FAN CONTROL LA | RadioRA 2 fan control, Multi-location/single-pole, 2A, neutral wire required in light almond |  | 2.3 | 4.5 |  | RRD-2ANF-LA.jpg | http://grandbrass.xologic.com/vendors/4460/large/RRD-2ANF-LA.jpg | [47 empty] | 0 | 0 | 0 | [6 empty] | 0 | 1 | 1 | EA | 1 | Fan Accessories |  |  | Control And Automation |  | Switches |  | Speed Switch | [20 empty] | Fan Wall Mount Controls | [242 empty] | <a href="https://www.lutron.com/TechnicalDocumentLibrary/044343.pdf" target="_blank">Installation Instructions</a> | [23 empty] | 30.000 DW |  |  | 2.3000 IN | [89 empty] | 1.000 EA | 1.000 EA | [35 empty] | No | [42 empty] | https://www.lutron.com/TechnicalDocumentLibrary/369225_SPA.pdf | [7 empty] | Shelf Stock | [13 empty] | <a href="https://www.lutron.com/TechnicalDocumentLibrary/368-4493_Page_18.pdf" target="_blank">Tech Drawing</a> | [25 empty] | 39122240 | [13 empty] | <a href="https://www.lutron.com/TechnicalDocumentLibrary/043492.pdf" target="_blank">Warranty Information</a> |  |  |  |  | 0.350 L | [14 empty] | 0 | 0 | 0 | 0 | Electrical | 2016-07-15 14:48 | 2024-07-20 11:19 | 0000-00-00 00:00:00 | 2025-11-29 02:00 | 0000-00-00 00:00:00
4 | Lutron Electronics | RRD-2ANF-BR | 4460-6646 | 4460 | 6646 | Lutron Electronics | RRD-2ANF-BR.jpg | 784276040266 | RADIORA2 RF FAN CONTROL BR | RadioRA 2 fan control, Multi-location/single-pole, 2A, neutral wire required in brown |  | 2.3 | 4.5 |  | RRD-2ANF-BR.jpg | http://grandbrass.xologic.com/vendors/4460/large/RRD-2ANF-BR.jpg | [47 empty] | 0 | 0 | 0 | [6 empty] | 0 | 1 | 1 | EA | 1 | Fan Accessories |  |  | Control And Automation |  | Switches |  | Speed Switch | Brown | [19 empty] | Fan Wall Mount Controls | [242 empty] | <a href="https://www.lutron.com/TechnicalDocumentLibrary/044343.pdf" target="_blank">Installation Instructions</a> | [23 empty] | 25.000 DW |  |  | 2.3000 IN | [89 empty] | 1.000 EA | 1.000 EA | [35 empty] | No | [42 empty] | https://www.lutron.com/TechnicalDocumentLibrary/369225_SPA.pdf | [7 empty] | Shelf Stock | [13 empty] | <a href="https://www.lutron.com/TechnicalDocumentLibrary/368-4493_Page_18.pdf" target="_blank">Tech Drawing</a> | [25 empty] | 39122240 | [13 empty] | <a href="https://www.lutron.com/TechnicalDocumentLibrary/043492.pdf" target="_blank">Warranty Information</a> |  |  |  |  | 0.350 L | [14 empty] | 0 | 0 | 0 | 0 | Electrical | 2016-07-15 14:48 | 2024-07-20 11:20 | 0000-00-00 00:00:00 | 2025-11-29 02:00 | 0000-00-00 00:00:00 | [6 empty] | Brown
4 | Lutron Electronics | LFGR-W3SN-CWH | 4460-6647 | 4460 | 6647 | Lutron Electronics | LFGR-W3SN-CWH.jpg | 784276086981 | FP GLASS 3S OPENING | seeTouch Architectural non-insert style faceplate for 3-scene keypad, with raise/lower in clear glass |  | 9 | 1.25 |  | LFGR-W3SN-CWH.jpg | http://grandbrass.xologic.com/vendors/4460/large/LFGR-W3SN-CWH.jpg | [47 empty] | 0 | 0 | 0 | [6 empty] | 0 | 1 | 1 | EA | 1 | Lighting Controls |  |  | Fittings and Hardware |  | Electrical Hardware And Supplies |  | Wallplates | White | [19 empty] | Switch Plates | [242 empty] | <a href="https://www.lutron.com/TechnicalDocumentLibrary/0301686.pdf" target="_blank">Installation Instructions</a> | [23 empty] | 40.000 DW |  |  | 6.2500 IN | [89 empty] | 1.000 EA | 1.000 EA | [35 empty] | No | [42 empty] | https://www.lutron.com/TechnicalDocumentLibrary/369756_SPA.pdf | [7 empty] | Shelf Stock | [39 empty] | 39121704 | [13 empty] | <a href="https://www.lutron.com/TechnicalDocumentLibrary/369-119_Wallbox_Warranty.pdf" target="_blank">Warranty Information</a> |  |  |  |  | 0.600 L | [14 empty] | 0 | 0 | 0 | 0 | Electrical | 2016-07-15 14:48 | 2024-07-20 11:23 | 0000-00-00 00:00:00 | 2025-11-29 02:00 | 0000-00-00 00:00:00
1 | Lutron Electronics | PD-5S-DV-IV | 4460-6648 | 4460 | 6648 | Lutron Electronics | PD-5S-DV-IV.jpg | 784276072342 | 5A RF SWITCH DUAL VOLT IVORY | Lutron 5 A 2-button RF switch, uses patented Clear Connect RF Technology, provides switching of multiple load types, occupancy/vacancy sensing, and daylight harvesting, in ivory |  | 2.3 | 4.5 |  | PD-5S-DV-IV.jpg | http://grandbrass.xologic.com/vendors/4460/large/PD-5S-DV-IV.jpg | [47 empty] | 0 | 0 | 0 | [6 empty] | 0 | 1 | 1 | EA | 1 | Lighting Controls | [7 empty] | White | [19 empty] | Lightswitches | [242 empty] | <a href="https://www.lutron.com/TechnicalDocumentLibrary/0301644.pdf" target="_blank">Installation Instructions</a> | [23 empty] | 10.000 DW |  |  | 2.3000 IN | [89 empty] | 1.000 EA | 1.000 EA | [35 empty] | No | [42 empty] | https://www.lutron.com/TechnicalDocumentLibrary/369987_FRE.pdf | [7 empty] | Shelf Stock | [13 empty] | <a href="https://www.lutron.com/TechnicalDocumentLibrary/368-4493_Page_13.pdf" target="_blank">Tech Drawing</a> | [25 empty] | 39122216 | [13 empty] | <a href="https://www.lutron.com/TechnicalDocumentLibrary/369-119_Wallbox_Warranty.pdf" target="_blank">Warranty Information</a> |  |  |  |  | 0.400 L | [14 empty] | 0 | 0 | 0 | 0 | Lighting Fixtures | 2016-07-15 14:48 | 2024-07-20 11:20 | 0000-00-00 00:00:00 | 2024-07-20 11:20 | 0000-00-00 00:00:00 | [6 empty] | Ivory
4 | Lutron Electronics | LFGR-W1RLDN-CWH | 4460-6649 | 4460 | 6649 | Lutron Electronics | LFGR-W1RLDN-CWH.jpg | 784276070294 | FP GLASS W1RLDN | seeTouch Architectural non-insert style faceplate for 3-button top group & 2-button bottom Home Systems keypad, with raise/lower in clear glass |  | 9 | 1.25 |  | LFGR-W1RLDN-CWH.jpg | http://grandbrass.xologic.com/vendors/4460/large/LFGR-W1RLDN-CWH.jpg | [47 empty] | 0 | 0 | 0 | [6 empty] | 0 | 1 | 1 | EA | 1 | Lighting Controls |  |  | Fittings and Hardware |  | Electrical Hardware And Supplies |  | Wallplates | White | [19 empty] | Switch Plates | [242 empty] | <a href="https://www.lutron.com/TechnicalDocumentLibrary/0301686.pdf" target="_blank">Installation Instructions</a> | [23 empty] | 40.000 DW |  |  | 6.2500 IN | [89 empty] | 1.000 EA | 1.000 EA | [35 empty] | No | [42 empty] | https://www.lutron.com/TechnicalDocumentLibrary/369756_SPA.pdf | [7 empty] | Shelf Stock | [39 empty] | 39121704 | [13 empty] | <a href="https://www.lutron.com/TechnicalDocumentLibrary/369-119_Wallbox_Warranty.pdf" target="_blank">Warranty Information</a> |  |  |  |  | 0.600 L | [14 empty] | 0 | 0 | 0 | 0 | Electrical | 2016-07-15 14:48 | 2024-07-20 11:25 | 0000-00-00 00:00:00 | 2025-11-29 02:00 | 0000-00-00 00:00:00
1 | Lutron Electronics | MS-B202-BI | 4460-6650 | 4460 | 6650 | Lutron Electronics | Ecom_MS-B202-BI_WithWallPlate.jpeg?w=1500 | 784276086042 | MAESTRO 2-CIR DT OCC SENS IN BISCUIT | Maestro Dual Technology (Dual Tech), partial-on occupancy sensor switch, applies exclusive XCT Technology for minor and fine motion detection. Meets Title 24 requirements for multi-level lighting in biscuit |  | 3.4 | 4.4 | [50 empty] | 0 | 0 | 0 | [6 empty] | 0 | 1 | 1 | EA | 1 | Lighting Controls | [7 empty] | Brown | [19 empty] | Other Lighting Controls | [242 empty] | <a href="https://www.lutron.com/TechnicalDocumentLibrary/032568.pdf" target="_blank">Installation Instructions</a> | [23 empty] | 40.000 DW |  |  | 2.4000 IN | [89 empty] | 1.000 EA | 1.000 EA | [35 empty] | No | [42 empty] | https://www.lutron.com/TechnicalDocumentLibrary/369773_ENG.pdf | [7 empty] | Shelf Stock | [13 empty] | <a href="https://www.lutron.com/TechnicalDocumentLibrary/368-4493_Page_76.pdf" target="_blank">Tech Drawing</a> | [25 empty] | 39122236 | [6 empty] | <a href="https://lutron.widen.net/content/ljl01nfr11/mp4/In-wall-sensors_2021.mp4?w=2048" target="_blank">Product Video Clip</a> | [6 empty] | <a href="https://www.lutron.com/TechnicalDocumentLibrary/Sensor_Warranty.pdf" target="_blank">Warranty Information</a> |  |  |  |  | 0.350 L | [14 empty] | 0 | 0 | 0 | 0 | Lighting Fixtures | 2016-07-15 14:48 | 2024-07-20 11:23 | 0000-00-00 00:00:00 | 2024-07-20 11:23 | 0000-00-00 00:00:00 | [6 empty] | Biscuit
1 | Lutron Electronics | PD-6WCL-BL | 4460-6652 | 4460 | 6652 | Lutron Electronics | Ecom_PD-6WCL-BL_nowallplate.jpeg | 784276071994 | CasÃ©ta Smart Dimmer Switch Black | Lutron Caseta Wireless Smart Lighting Dimmer Switch, 120V, 150 W LED, Black |  | 2.4 | 4.55 |  | Ecom_PD-6WCL-BL_nowallplate.jpeg | http://grandbrass.xologic.com/vendors/4460/large/Ecom_PD-6WCL-BL_nowallplate.jpeg | [47 empty] | 0 | 0 | 0 | [6 empty] | 0 | 1 | 1 | EA | 1 | Lighting Controls | [7 empty] | Black | [19 empty] | Dimmers | [242 empty] | <a href="https://www.lutron.com/TechnicalDocumentLibrary/QuickStartCasetaInWallDimmerENGSPA.pdf" target="_blank">Installation Instructions</a> | [23 empty] | 25.000 DW |  |  | 2.4000 IN | [89 empty] | 1.000 EA | 1.000 EA | [35 empty] | No | [42 empty] | https://www.lutron.com/TechnicalDocumentLibrary/369987_SPA.pdf | [7 empty] | Shelf Stock | [13 empty] | <a href="https://www.lutron.com/TechnicalDocumentLibrary/368-4493_Page_2.pdf" target="_blank">Tech Drawing</a> | [25 empty] | 39122206 | [6 empty] | <a href="https://lutron.widen.net/content/twinpx9ws6/mp4/Caseta-Hub-Story.mp4" target="_blank">Product Video Clip</a> | [6 empty] | <a href="https://www.lutron.com/TechnicalDocumentLibrary/369-119_Wallbox_Warranty.pdf" target="_blank">Warranty Information</a> |  |  |  |  | 0.200 L | [14 empty] | 0 | 0 | 0 | 0 | Lighting Fixtures | 2016-07-15 14:48 | 2024-07-20 11:17 | 0000-00-00 00:00:00 | 2024-07-20 11:17 | 0000-00-00 00:00:00 | [6 empty] | Black
1 | Lutron Electronics | MS-B202-WH | 4460-6658 | 4460 | 6658 | Lutron Electronics | Ecom_MS-B202-WH_noWallplate.jpeg | 784276086288 | MAESTRO 2-CIR DT OCC SENS IN WHITE | Maestro Dual Technology (Dual Tech), partial-on occupancy sensor switch, applies exclusive XCT Technology for minor and fine motion detection. Meets Title 24 requirements for multi-level lighting in white |  | 3.4 | 4.4 |  | Ecom_MS-B202-WH_noWallplate.jpeg | http://grandbrass.xologic.com/vendors/4460/large/Ecom_MS-B202-WH_noWallplate.jpeg | [47 empty] | 0 | 0 | 0 | [6 empty] | 0 | 1 | 1 | EA | 1 | Lighting Controls | [7 empty] | White | [19 empty] | Other Lighting Controls | [242 empty] | <a href="https://www.lutron.com/TechnicalDocumentLibrary/032568.pdf" target="_blank">Installation Instructions</a> | [23 empty] | 20.000 DW |  |  | 2.4000 IN | [89 empty] | 1.000 EA | 1.000 EA | [35 empty] | No | [42 empty] | https://www.lutron.com/TechnicalDocumentLibrary/369773_ENG.pdf | [7 empty] | Shelf Stock | [13 empty] | <a href="https://www.lutron.com/TechnicalDocumentLibrary/368-4493_Page_76.pdf" target="_blank">Tech Drawing</a> | [25 empty] | 39122236 | [6 empty] | <a href="https://lutron.widen.net/content/ljl01nfr11/mp4/In-wall-sensors_2021.mp4?w=2048" target="_blank">Product Video Clip</a> | [6 empty] | <a href="https://www.lutron.com/TechnicalDocumentLibrary/Sensor_Warranty.pdf" target="_blank">Warranty Information</a> |  |  |  |  | 0.350 L | [14 empty] | 0 | 0 | 0 | 0 | Lighting Fixtures | 2016-07-15 14:48 | 2024-07-20 11:17 | 0000-00-00 00:00:00 | 2024-07-20 11:17 | 0000-00-00 00:00:00 | [6 empty] | White
1 | Lutron Electronics | PJ2-2BRL-GLA-L01 | 4460-6660 | 4460 | 6660 | Lutron Electronics | PJ2-2BRL-GLA-L01.jpeg | 784276067355 | PICO RF 434 W LED 2BRL LA LIGHT ICON | Lutron 2-Button with Raise/Lower, Pico Smart Remote, with Light Icons - Light Almond |  | 0.5 | 5.75 |  | PJ2-2BRL-GLA-L01.jpeg | http://grandbrass.xologic.com/vendors/4460/large/PJ2-2BRL-GLA-L01.jpeg | [47 empty] | 0 | 0 | 0 | [6 empty] | 0 | 1 | 1 | EA | 1 | Lighting Controls | [27 empty] | Other Lighting Controls | [242 empty] | <a href="https://www.lutron.com/TechnicalDocumentLibrary/040429.pdf" target="_blank">Installation Instructions</a> | [23 empty] | 10.000 DW |  |  | 3.8800 IN | [89 empty] | 1.000 EA | 1.000 EA | [35 empty] | No | [42 empty] | https://www.lutron.com/TechnicalDocumentLibrary/369612.pdf | [7 empty] | Shelf Stock | [39 empty] | 52161525 | [6 empty] | <a href="https://lutron.widen.net/content/fomoe9knmc/mp4/Ecom_PicoBenefits_video.mp4" target="_blank">Product Video Clip</a> | [6 empty] | <a href="https://www.lutron.com/TechnicalDocumentLibrary/369-119_Wallbox_Warranty.pdf" target="_blank">Warranty Information</a> |  |  |  |  | 0.050 L | [14 empty] | 0 | 0 | 0 | 0 | Lighting Fixtures | 2016-07-15 14:48 | 2024-07-20 11:25 | 0000-00-00 00:00:00 | 2024-07-20 11:25 | 0000-00-00 00:00:00
1 | Lutron Electronics | RKA-WST-F-WH | 4460-6664 | 4460 | 6664 | Lutron Electronics | RKA-WST-F-WH.jpg | 784276040952 | SEE TEMP FAHRENHEIT COLOR CHANGE KIT WH | seeTemp wall display fahrenheit color change kit in white |  | 2.25 | 4.5 |  | RKA-WST-F-WH.jpg | http://grandbrass.xologic.com/vendors/4460/large/RKA-WST-F-WH.jpg | [47 empty] | 0 | 0 | 0 | [6 empty] | 0 | 1 | 1 | EA | 1 | Specialty Items | [7 empty] | White | [19 empty] | Lighting Accessories | [242 empty] | <a href="https://www.lutron.com/TechnicalDocumentLibrary/041396a.pdf" target="_blank">Installation Instructions</a> | [23 empty] | 25.000 DW |  |  | 2.2500 IN | [89 empty] | 1.000 EA | 1.000 EA | [35 empty] | No | [42 empty] | https://www.lutron.com/TechnicalDocumentLibrary/369-552.pdf | [7 empty] | Shelf Stock | [39 empty] | 39122221 | [13 empty] | <a href="https://www.lutron.com/TechnicalDocumentLibrary/043492.pdf" target="_blank">Warranty Information</a> |  |  |  |  | 0.100 L | [14 empty] | 0 | 0 | 0 | 0 | Lighting Fixtures | 2016-07-15 14:49 | 2024-07-20 11:16 | 0000-00-00 00:00:00 | 2024-07-20 11:16 | 0000-00-00 00:00:00 | [6 empty] | White
4 | Lutron Electronics | LFGR-2-CWH | 4460-6666 | 4460 | 6666 | Lutron Electronics | LFGR-2-CWH.jpg | 784276085793 | FP GLASS 2R OPENING | seeTouch Architectural Style, Designer glass wallplate 2-gang in clear glass |  | 9 | 1.25 |  | LFGR-2-CWH.jpg | http://grandbrass.xologic.com/vendors/4460/large/LFGR-2-CWH.jpg | [47 empty] | 0 | 0 | 0 | [6 empty] | 0 | 1 | 1 | EA | 1 | Lighting Controls |  |  | Fittings and Hardware |  | Electrical Hardware And Supplies |  | Wallplates | White | [19 empty] | Switch Plates | [242 empty] | <a href="https://www.lutron.com/TechnicalDocumentLibrary/0301693.pdf" target="_blank">Installation Instructions</a> | [23 empty] | 10.000 DW |  |  | 6.2500 IN | [89 empty] | 1.000 EA | 1.000 EA | [35 empty] | No | [42 empty] | https://www.lutron.com/TechnicalDocumentLibrary/369756_SPA.pdf | [7 empty] | Shelf Stock | [39 empty] | 39121704 | [13 empty] | <a href="https://www.lutron.com/TechnicalDocumentLibrary/369-119_Wallbox_Warranty.pdf" target="_blank">Warranty Information</a> |  |  |  |  | 0.600 L | [14 empty] | 0 | 0 | 0 | 0 | Electrical | 2016-07-15 14:49 | 2024-07-20 11:15 | 0000-00-00 00:00:00 | 2025-11-29 02:00 | 0000-00-00 00:00:00
1 | Lutron Electronics | PJ2-3BRL-GWG-S05 | 4460-6668 | 4460 | 6668 | Lutron Electronics | PJ2-3BRL-GWG-S05.jpg | 784276067751 | PICO RF 434 W LED FOR BLINDS 3BRL W/G | Lutron 3-Button with Raise/Lower and Preset, Pico Smart Remote, with Shade Icons and Text ("Blind") - White/Gray |  | 2.5 | 0.4 |  | PJ2-3BRL-GWG-S05.jpg | http://grandbrass.xologic.com/vendors/4460/large/PJ2-3BRL-GWG-S05.jpg | [47 empty] | 0 | 0 | 0 | [6 empty] | 0 | 1 | 1 | EA | 1 | Lighting Controls | [7 empty] | White | [19 empty] | Other Lighting Controls | [242 empty] | <a href="https://assets.lutron.com/a/documents/040429.pdf" target="_blank">Installation Instructions</a> | [23 empty] | 10.000 DW |  |  | 3.8000 IN | [89 empty] | 1.000 EA | 1.000 EA | [35 empty] | No | [42 empty] | https://www.lutron.com/TechnicalDocumentLibrary/369612.pdf | [7 empty] | Shelf Stock | [39 empty] | 52161525 | [6 empty] | <a href="https://lutron.widen.net/content/fomoe9knmc/mp4/Ecom_PicoBenefits_video.mp4" target="_blank">Product Video Clip</a> | [6 empty] | <a href="https://www.lutron.com/TechnicalDocumentLibrary/369-119_Wallbox_Warranty.pdf" target="_blank">Warranty Information</a> |  |  |  |  | 0.150 L | [14 empty] | 0 | 0 | 0 | 0 | Lighting Fixtures | 2016-07-15 14:49 | 2024-07-20 11:33 | 0000-00-00 00:00:00 | 2024-07-20 11:33 | 0000-00-00 00:00:00
1 | Lutron Electronics | PJ2-3B-GWG-L01 | 4460-6671 | 4460 | 6671 | Lutron Electronics | PJ2-3B-GWG-L01.jpg | 784276067447 | PICO RF 434 W LED 3B GLOSS WG LIGHT ICON | Lutron 3-Button Pico Smart Remote, with Light Icons - White/Gray |  | 2.5 | 0.4 |  | PJ2-3B-GWG-L01.jpg | http://grandbrass.xologic.com/vendors/4460/large/PJ2-3B-GWG-L01.jpg | [47 empty] | 0 | 0 | 0 | [6 empty] | 0 | 1 | 1 | EA | 1 | Lighting Controls | [7 empty] | White | [19 empty] | Other Lighting Controls | [242 empty] | <a href="https://www.lutron.com/TechnicalDocumentLibrary/040429.pdf" target="_blank">Installation Instructions</a> | [23 empty] | 10.000 DW |  |  | 3.8000 IN | [89 empty] | 1.000 EA | 1.000 EA | [35 empty] | No | [42 empty] | https://www.lutron.com/TechnicalDocumentLibrary/369612.pdf | [7 empty] | Shelf Stock | [39 empty] | 52161525 | [6 empty] | <a href="https://lutron.widen.net/content/fomoe9knmc/mp4/Ecom_PicoBenefits_video.mp4" target="_blank">Product Video Clip</a> | [6 empty] | <a href="https://www.lutron.com/TechnicalDocumentLibrary/369-119_Wallbox_Warranty.pdf" target="_blank">Warranty Information</a> |  |  |  |  | 0.150 L | [14 empty] | 0 | 0 | 0 | 0 | Lighting Fixtures | 2016-07-15 14:49 | 2024-07-20 11:15 | 0000-00-00 00:00:00 | 2024-07-20 11:15 | 0000-00-00 00:00:00
1 | Lutron Electronics | PJ2-3BRL-GLA-S01 | 4460-6672 | 4460 | 6672 | Lutron Electronics | PJ2-3BRL-GLA-S01.jpg | 784276067638 | PICO RF 434 W LED LA | Lutron 3-Button with Raise/Lower and Preset, Pico Smart Remote, with Shade Icons - Light Almond |  | 0.5 | 5.75 |  | PJ2-3BRL-GLA-S01.jpg | http://grandbrass.xologic.com/vendors/4460/large/PJ2-3BRL-GLA-S01.jpg | [47 empty] | 0 | 0 | 0 | [6 empty] | 0 | 1 | 1 | EA | 1 | Lighting Controls | [27 empty] | Other Lighting Controls | [242 empty] | <a href="https://assets.lutron.com/a/documents/040429.pdf" target="_blank">Installation Instructions</a> | [23 empty] | 10.000 DW |  |  | 3.8800 IN | [89 empty] | 1.000 EA | 1.000 EA | [35 empty] | No | [42 empty] | https://www.lutron.com/TechnicalDocumentLibrary/369612.pdf | [7 empty] | Shelf Stock | [39 empty] | 52161525 | [6 empty] | <a href="https://lutron.widen.net/content/fomoe9knmc/mp4/Ecom_PicoBenefits_video.mp4" target="_blank">Product Video Clip</a> | [6 empty] | <a href="https://www.lutron.com/TechnicalDocumentLibrary/369-119_Wallbox_Warranty.pdf" target="_blank">Warranty Information</a> |  |  |  |  | 0.050 L | [14 empty] | 0 | 0 | 0 | 0 | Lighting Fixtures | 2016-07-15 14:49 | 2024-07-20 11:35 | 0000-00-00 00:00:00 | 2024-07-20 11:35 | 0000-00-00 00:00:00
1 | Lutron Electronics | PJ2-3BRL-GBL-S05 | 4460-6674 | 4460 | 6674 | Lutron Electronics | PJ2-3BRL-GBL-S05.jpg | 784276067515 | PICO RF 434 W LED FOR BLINDS 3BRL BLACK | Lutron 3-Button with Raise/Lower and Preset, Pico Smart Remote, with Shade Icons and Text ("Blind") - Black |  | 2.5 | 0.4 |  | PJ2-3BRL-GBL-S05.jpg | http://grandbrass.xologic.com/vendors/4460/large/PJ2-3BRL-GBL-S05.jpg | [47 empty] | 0 | 0 | 0 | [6 empty] | 0 | 1 | 1 | EA | 1 | Lighting Controls | [7 empty] | Black | [19 empty] | Other Lighting Controls | [242 empty] | <a href="https://assets.lutron.com/a/documents/040429.pdf" target="_blank">Installation Instructions</a> | [23 empty] | 10.000 DW |  |  | 3.8000 IN | [89 empty] | 1.000 EA | 1.000 EA | [35 empty] | No | [42 empty] | https://www.lutron.com/TechnicalDocumentLibrary/369612.pdf | [7 empty] | Shelf Stock | [39 empty] | 52161525 | [6 empty] | <a href="https://lutron.widen.net/content/fomoe9knmc/mp4/Ecom_PicoBenefits_video.mp4" target="_blank">Product Video Clip</a> | [6 empty] | <a href="https://www.lutron.com/TechnicalDocumentLibrary/369-119_Wallbox_Warranty.pdf" target="_blank">Warranty Information</a> |  |  |  |  | 0.150 L | [14 empty] | 0 | 0 | 0 | 0 | Lighting Fixtures | 2016-07-15 14:49 | 2024-07-20 11:44 | 0000-00-00 00:00:00 | 2024-07-20 11:44 | 0000-00-00 00:00:00
4 | Lutron Electronics | LFGR-W2RLDN-CWH | 4460-6675 | 4460 | 6675 | Lutron Electronics | LFGR-W2RLDN-CWH.jpg | 784276070379 | FP GLASS W2RLDN | seeTouch Architectural non-insert style faceplate for two 2-button groups keypad, each with raise/lower in clear glass |  | 6.1 | 1.4 |  | LFGR-W2RLDN-CWH.jpg | http://grandbrass.xologic.com/vendors/4460/large/LFGR-W2RLDN-CWH.jpg | [47 empty] | 0 | 0 | 0 | [6 empty] | 0 | 1 | 1 | EA | 1 | Lighting Controls |  |  | Fittings and Hardware |  | Electrical Hardware And Supplies |  | Wallplates | White | [19 empty] | Switch Plates | [242 empty] | <a href="https://www.lutron.com/TechnicalDocumentLibrary/0301686.pdf" target="_blank">Installation Instructions</a> | [23 empty] | 40.000 DW |  |  | 8.7000 IN | [89 empty] | 1.000 EA | 1.000 EA | [35 empty] | No | [42 empty] | https://www.lutron.com/TechnicalDocumentLibrary/369756_SPA.pdf | [7 empty] | Shelf Stock | [39 empty] | 39121704 | [13 empty] | <a href="https://www.lutron.com/TechnicalDocumentLibrary/369-119_Wallbox_Warranty.pdf" target="_blank">Warranty Information</a> |  |  |  |  | 0.350 L | [14 empty] | 0 | 0 | 0 | 0 | Electrical | 2016-07-15 14:49 | 2024-07-20 11:18 | 0000-00-00 00:00:00 | 2025-11-29 02:00 | 0000-00-00 00:00:00
1 | Lutron Electronics | PD-5S-DV-WH | 4460-6676 | 4460 | 6676 | Lutron Electronics | PD-5S-DV-WH.jpg | 784276072311 | 5A RF SWITCH DUAL VOLT WHITE | Lutron 5 A 2-button RF switch, uses patented Clear Connect RF Technology, provides switching of multiple load types, occupancy/vacancy sensing, and daylight harvesting in white |  | 2.3 | 4.5 |  | PD-5S-DV-WH.jpg | http://grandbrass.xologic.com/vendors/4460/large/PD-5S-DV-WH.jpg | [47 empty] | 0 | 0 | 0 | [6 empty] | 0 | 1 | 1 | EA | 1 | Lighting Controls | [7 empty] | White | [19 empty] | Lightswitches | [242 empty] | <a href="https://www.lutron.com/TechnicalDocumentLibrary/0301644.pdf" target="_blank">Installation Instructions</a> | [23 empty] | 10.000 DW |  |  | 2.3000 IN | [89 empty] | 1.000 EA | 1.000 EA | [35 empty] | No | [42 empty] | https://www.lutron.com/TechnicalDocumentLibrary/369987_FRE.pdf | [7 empty] | Shelf Stock | [13 empty] | <a href="https://www.lutron.com/TechnicalDocumentLibrary/368-4493_Page_13.pdf" target="_blank">Tech Drawing</a> | [25 empty] | 39122216 | [13 empty] | <a href="https://www.lutron.com/TechnicalDocumentLibrary/369-119_Wallbox_Warranty.pdf" target="_blank">Warranty Information</a> |  |  |  |  | 0.400 L | [14 empty] | 0 | 0 | 0 | 0 | Lighting Fixtures | 2016-07-15 14:49 | 2024-07-20 11:42 | 0000-00-00 00:00:00 | 2024-07-20 11:42 | 0000-00-00 00:00:00 | [6 empty] | White
1 | Lutron Electronics | PJ2-2BRL-GWG-L01 | 4460-6678 | 4460 | 6678 | Lutron Electronics | PJ2-2BRL-GWG-L01.jpg | 784276067379 | PICO RF 434 W LED 2BRL WG LIGHT ICON | Lutron 2-Button with Raise/Lower, Pico Smart Remote, with Light Icons - White/Gray |  | 2.5 | 0.4 |  | PJ2-2BRL-GWG-L01.jpg | http://grandbrass.xologic.com/vendors/4460/large/PJ2-2BRL-GWG-L01.jpg | [47 empty] | 0 | 0 | 0 | [6 empty] | 0 | 1 | 1 | EA | 1 | Lighting Controls | [7 empty] | White | [19 empty] | Other Lighting Controls | [242 empty] | <a href="https://www.lutron.com/TechnicalDocumentLibrary/040429.pdf" target="_blank">Installation Instructions</a> | [23 empty] | 10.000 DW |  |  | 3.8000 IN | [89 empty] | 1.000 EA | 1.000 EA | [35 empty] | No | [42 empty] | https://www.lutron.com/TechnicalDocumentLibrary/369612.pdf | [7 empty] | Shelf Stock | [39 empty] | 52161525 | [6 empty] | <a href="https://lutron.widen.net/content/fomoe9knmc/mp4/Ecom_PicoBenefits_video.mp4" target="_blank">Product Video Clip</a> | [6 empty] | <a href="https://www.lutron.com/TechnicalDocumentLibrary/369-119_Wallbox_Warranty.pdf" target="_blank">Warranty Information</a> |  |  |  |  | 0.150 L | [14 empty] | 0 | 0 | 0 | 0 | Lighting Fixtures | 2016-07-15 14:49 | 2024-07-20 11:15 | 0000-00-00 00:00:00 | 2024-07-20 11:15 | 0000-00-00 00:00:00
1 | Lutron Electronics | MS-B102-V-IV | 4460-6679 | 4460 | 6679 | Lutron Electronics | Ecom_MS-B102-IV_NoWallPlate.jpeg?w=1500 | 784276079594 | MAESTRO 1-CIR DT VAC SENS IN IVORY | Maestro Dual Technology (Dual Tech) vacancy sensor switch, neutral connection required applies exclusive XCT Technology for minor and fine motion detection in ivory |  | 2.3 | 4.5 | [50 empty] | 0 | 0 | 0 | [6 empty] | 0 | 1 | 1 | EA | 1 | Lighting Controls | [7 empty] | White | [19 empty] | Other Lighting Controls | [242 empty] | <a href="https://www.lutron.com/TechnicalDocumentLibrary/032566.pdf" target="_blank">Installation Instructions</a> | [23 empty] | 40.000 DW |  |  | 2.3000 IN | [89 empty] | 1.000 EA | 1.000 EA | [35 empty] | No | [42 empty] | https://www.lutron.com/TechnicalDocumentLibrary/369773_ENG.pdf | [7 empty] | Shelf Stock | [13 empty] | <a href="https://www.lutron.com/TechnicalDocumentLibrary/368-4493_Page_53.pdf" target="_blank">Tech Drawing</a> | [25 empty] | 39122236 | [6 empty] | <a href="https://lutron.widen.net/content/ljl01nfr11/mp4/In-wall-sensors_2021.mp4?w=2048" target="_blank">Product Video Clip</a> | [6 empty] | <a href="https://www.lutron.com/TechnicalDocumentLibrary/Sensor_Warranty.pdf" target="_blank">Warranty Information</a> |  |  |  |  | 0.260 L | [14 empty] | 0 | 0 | 0 | 0 | Lighting Fixtures | 2016-07-15 14:49 | 2024-07-20 11:42 | 0000-00-00 00:00:00 | 2024-07-20 11:42 | 0000-00-00 00:00:00 | [6 empty] | Ivory
1 | Lutron Electronics | MS-B202-HT | 4460-6680 | 4460 | 6680 | Lutron Electronics | Ecom_MS-B202-HT_WithWallPlate.jpeg?w=1500 | 784276086127 | MAESTRO 2-CIR DT OCC SENS IN HOT | Maestro Dual Technology (Dual Tech), partial-on occupancy sensor switch, applies exclusive XCT Technology for minor and fine motion detection. Meets Title 24 requirements for multi-level lighting in hot |  | 3.4 | 4.4 | [50 empty] | 0 | 0 | 0 | [6 empty] | 0 | 1 | 1 | EA | 1 | Lighting Controls | [27 empty] | Other Lighting Controls | [242 empty] | <a href="https://www.lutron.com/TechnicalDocumentLibrary/032568.pdf" target="_blank">Installation Instructions</a> | [23 empty] | 40.000 DW |  |  | 2.4000 IN | [89 empty] | 1.000 EA | 1.000 EA | [35 empty] | No | [42 empty] | https://www.lutron.com/TechnicalDocumentLibrary/369773_ENG.pdf | [7 empty] | Shelf Stock | [13 empty] | <a href="https://www.lutron.com/TechnicalDocumentLibrary/368-4493_Page_76.pdf" target="_blank">Tech Drawing</a> | [25 empty] | 39122236 | [6 empty] | <a href="https://lutron.widen.net/content/ljl01nfr11/mp4/In-wall-sensors_2021.mp4?w=2048" target="_blank">Product Video Clip</a> | [6 empty] | <a href="https://www.lutron.com/TechnicalDocumentLibrary/Sensor_Warranty.pdf" target="_blank">Warranty Information</a> |  |  |  |  | 0.350 L | [14 empty] | 0 | 0 | 0 | 0 | Lighting Fixtures | 2016-07-15 14:49 | 2024-07-20 11:42 | 0000-00-00 00:00:00 | 2024-07-20 11:42 | 0000-00-00 00:00:00
1 | Lutron Electronics | PJ2-3B-GLA-L01 | 4460-6681 | 4460 | 6681 | Lutron Electronics | PJ2-3B-GLA-L01.jpeg | 784276067430 | PICO RF 434 W LED 3B GLOSS LA LIGHT ICON | Lutron 3-Button Pico Smart Remote, with Light Icons - Light Almond |  | 2.5 | 0.4 |  | PJ2-3B-GLA-L01.jpeg | http://grandbrass.xologic.com/vendors/4460/large/PJ2-3B-GLA-L01.jpeg | [47 empty] | 0 | 0 | 0 | [6 empty] | 0 | 1 | 1 | EA | 1 | Lighting Controls | [27 empty] | Other Lighting Controls | [242 empty] | <a href="https://www.lutron.com/TechnicalDocumentLibrary/040429.pdf" target="_blank">Installation Instructions</a> | [23 empty] | 10.000 DW |  |  | 3.8000 IN | [89 empty] | 1.000 EA | 1.000 EA | [35 empty] | No | [42 empty] | https://www.lutron.com/TechnicalDocumentLibrary/369612.pdf | [7 empty] | Shelf Stock | [39 empty] | 52161525 | [6 empty] | <a href="https://lutron.widen.net/content/fomoe9knmc/mp4/Ecom_PicoBenefits_video.mp4" target="_blank">Product Video Clip</a> | [6 empty] | <a href="https://www.lutron.com/TechnicalDocumentLibrary/369-119_Wallbox_Warranty.pdf" target="_blank">Warranty Information</a> |  |  |  |  | 0.150 L | [14 empty] | 0 | 0 | 0 | 0 | Lighting Fixtures | 2016-07-15 14:49 | 2024-07-20 11:14 | 0000-00-00 00:00:00 | 2024-07-20 11:14 | 0000-00-00 00:00:00
1 | Lutron Electronics | PJ2-3BRL-GWG-S03 | 4460-6682 | 4460 | 6682 | Lutron Electronics | PJ2-3BRL-GWG-S03.jpg | 784276067737 | PICO RF 434 W LED FOR BLACKOUTS 3BRL W/G | Lutron 3-Button with Raise/Lower and Preset, Pico Smart Remote, with Shade Icons and Text ("Blackout") - White/Gray |  | 0.5 | 5.75 |  | PJ2-3BRL-GWG-S03.jpg | http://grandbrass.xologic.com/vendors/4460/large/PJ2-3BRL-GWG-S03.jpg | [47 empty] | 0 | 0 | 0 | [6 empty] | 0 | 1 | 1 | EA | 1 | Lighting Controls | [7 empty] | White | [19 empty] | Other Lighting Controls | [242 empty] | <a href="https://assets.lutron.com/a/documents/040429.pdf" target="_blank">Installation Instructions</a> | [23 empty] | 10.000 DW |  |  | 3.8800 IN | [89 empty] | 1.000 EA | 1.000 EA | [35 empty] | No | [42 empty] | https://www.lutron.com/TechnicalDocumentLibrary/369612.pdf | [7 empty] | Shelf Stock | [39 empty] | 52161525 | [6 empty] | <a href="https://lutron.widen.net/content/fomoe9knmc/mp4/Ecom_PicoBenefits_video.mp4" target="_blank">Product Video Clip</a> | [6 empty] | <a href="https://www.lutron.com/TechnicalDocumentLibrary/369-119_Wallbox_Warranty.pdf" target="_blank">Warranty Information</a> |  |  |  |  | 0.050 L | [14 empty] | 0 | 0 | 0 | 0 | Lighting Fixtures | 2016-07-15 14:49 | 2024-07-20 11:33 | 0000-00-00 00:00:00 | 2024-07-20 11:33 | 0000-00-00 00:00:00
4 | Lutron Electronics | LFGI-8BRL-F-CWH | 4460-6683 | 4460 | 6683 | Lutron Electronics | LFGI-8BRL-F-CWH.jpg | 784276070799 | FP GLASS 8BRL | seeTouch Architectural International frameless style faceplate for 8-button keypad, with raise/lower in clear glass |  | 9 | 1.25 |  | LFGI-8BRL-F-CWH.jpg | http://grandbrass.xologic.com/vendors/4460/large/LFGI-8BRL-F-CWH.jpg | [47 empty] | 0 | 0 | 0 | [6 empty] | 0 | 1 | 1 | EA | 1 | Lighting Controls |  |  | Fittings and Hardware |  | Electrical Hardware And Supplies |  | Wallplates | White | [19 empty] | Switch Plates | [242 empty] | <a href="https://www.lutron.com/TechnicalDocumentLibrary/0301685.pdf" target="_blank">Installation Instructions</a> | [23 empty] | 10.000 DW |  |  | 6.2500 IN | [89 empty] | 1.000 EA | 1.000 EA | [35 empty] | No | [42 empty] | https://www.lutron.com/TechnicalDocumentLibrary/369756_SPA.pdf | [7 empty] | Shelf Stock | [39 empty] | 39121704 | [13 empty] | <a href="https://www.lutron.com/TechnicalDocumentLibrary/369-119_Wallbox_Warranty.pdf" target="_blank">Warranty Information</a> |  |  |  |  | 0.600 L | [14 empty] | 0 | 0 | 0 | 0 | Electrical | 2016-07-15 14:49 | 2024-07-20 11:42 | 0000-00-00 00:00:00 | 2025-11-29 02:00 | 0000-00-00 00:00:00
4 | Lutron Electronics | RRD-2ANF-HT | 4460-6684 | 4460 | 6684 | Lutron Electronics | RRD-2ANF-HT.jpg | 784276040327 | RADIORA2 RF FAN CONTROL HT | RadioRA 2 fan control, Multi-location/single-pole, 2A, neutral wire required in hot |  | 2.3 | 4.5 |  | RRD-2ANF-HT.jpg | http://grandbrass.xologic.com/vendors/4460/large/RRD-2ANF-HT.jpg | [47 empty] | 0 | 0 | 0 | [6 empty] | 0 | 1 | 1 | EA | 1 | Fan Accessories |  |  | Control And Automation |  | Switches |  | Speed Switch | [20 empty] | Fan Wall Mount Controls | [242 empty] | <a href="https://www.lutron.com/TechnicalDocumentLibrary/044343.pdf" target="_blank">Installation Instructions</a> | [23 empty] | 30.000 DW |  |  | 2.3000 IN | [89 empty] | 1.000 EA | 1.000 EA | [35 empty] | No | [42 empty] | https://www.lutron.com/TechnicalDocumentLibrary/369225_SPA.pdf | [7 empty] | Shelf Stock | [13 empty] | <a href="https://www.lutron.com/TechnicalDocumentLibrary/368-4493_Page_18.pdf" target="_blank">Tech Drawing</a> | [25 empty] | 39122240 | [13 empty] | <a href="https://www.lutron.com/TechnicalDocumentLibrary/043492.pdf" target="_blank">Warranty Information</a> |  |  |  |  | 0.350 L | [14 empty] | 0 | 0 | 0 | 0 | Electrical | 2016-07-15 14:49 | 2024-07-20 11:19 | 0000-00-00 00:00:00 | 2025-11-29 02:00 | 0000-00-00 00:00:00
1 | Lutron Electronics | PJ2-2B-GLA-L01 | 4460-6687 | 4460 | 6687 | Lutron Electronics | Ecom_PJ2-2B-GLA-L01.jpeg | 784276067225 | 2-Button Pico Smart Remote Light Almond | Lutron 2-Button Pico Smart Remote, with Light Icons - Light Almond |  | 0.5 | 5.75 |  | Ecom_PJ2-2B-GLA-L01.jpeg | http://grandbrass.xologic.com/vendors/4460/large/Ecom_PJ2-2B-GLA-L01.jpeg | [47 empty] | 0 | 0 | 0 | [6 empty] | 0 | 1 | 1 | EA | 1 | Lighting Controls | [27 empty] | Other Lighting Controls | [242 empty] | <a href="https://www.lutron.com/TechnicalDocumentLibrary/040429.pdf" target="_blank">Installation Instructions</a> | [23 empty] | 10.000 DW |  |  | 3.8800 IN | [89 empty] | 1.000 EA | 1.000 EA | [35 empty] | No | [42 empty] | https://www.lutron.com/TechnicalDocumentLibrary/369612.pdf | [7 empty] | Shelf Stock | [39 empty] | 52161525 | [6 empty] | <a href="https://lutron.widen.net/content/fomoe9knmc/mp4/Ecom_PicoBenefits_video.mp4" target="_blank">Product Video Clip</a> | [6 empty] | <a href="https://www.lutron.com/TechnicalDocumentLibrary/369-119_Wallbox_Warranty.pdf" target="_blank">Warranty Information</a> |  |  |  |  | 0.050 L | [14 empty] | 0 | 0 | 0 | 0 | Lighting Fixtures | 2016-07-15 14:49 | 2024-07-20 11:16 | 0000-00-00 00:00:00 | 2024-07-20 11:16 | 0000-00-00 00:00:00
4 | Lutron Electronics | LFGR-W6BRLN-CWH | 4460-6691 | 4460 | 6691 | Lutron Electronics | LFGR-W6BRLN-CWH.jpg | 784276070614 | FP GLASS W6BRLN | seeTouch Architectural non-insert style faceplate for 6-button keypad, with raise/lower in clear glass |  | 9 | 1.25 |  | LFGR-W6BRLN-CWH.jpg | http://grandbrass.xologic.com/vendors/4460/large/LFGR-W6BRLN-CWH.jpg | [47 empty] | 0 | 0 | 0 | [6 empty] | 0 | 1 | 1 | EA | 1 | Lighting Controls |  |  | Fittings and Hardware |  | Electrical Hardware And Supplies |  | Wallplates | White | [19 empty] | Switch Plates | [242 empty] | <a href="https://www.lutron.com/TechnicalDocumentLibrary/0301686.pdf" target="_blank">Installation Instructions</a> | [23 empty] | 40.000 DW |  |  | 5.2500 IN | [89 empty] | 1.000 EA | 1.000 EA | [35 empty] | No | [42 empty] | https://www.lutron.com/TechnicalDocumentLibrary/369756_SPA.pdf | [7 empty] | Shelf Stock | [39 empty] | 39121704 | [13 empty] | <a href="https://www.lutron.com/TechnicalDocumentLibrary/369-119_Wallbox_Warranty.pdf" target="_blank">Warranty Information</a> |  |  |  |  | 0.600 L | [14 empty] | 0 | 0 | 0 | 0 | Electrical | 2016-07-15 14:49 | 2024-07-20 11:15 | 0000-00-00 00:00:00 | 2025-11-29 02:00 | 0000-00-00 00:00:00
1 | Lutron Electronics | MS-B102-MN | 4460-6692 | 4460 | 6692 | Lutron Electronics | Ecom_MS-B102-MN_WithWallPlate.jpeg?w=1500 | 784276079365 | MAESTRO 1-CIR DT OCC SENS IN MIDNIGHT | Maestro Dual Technology (Dual Tech) occupancy sensor switch, neutral connection required applies exclusive XCT Technology for minor and fine motion detection in midnight |  | 2.3 | 4.5 | [50 empty] | 0 | 0 | 0 | [6 empty] | 0 | 1 | 1 | EA | 1 | Lighting Controls | [27 empty] | Other Lighting Controls | [242 empty] | <a href="https://www.lutron.com/TechnicalDocumentLibrary/032566.pdf" target="_blank">Installation Instructions</a> | [23 empty] | 40.000 DW |  |  | 2.3000 IN | [89 empty] | 1.000 EA | 1.000 EA | [35 empty] | No | [42 empty] | https://www.lutron.com/TechnicalDocumentLibrary/369773_ENG.pdf | [7 empty] | Shelf Stock | [13 empty] | <a href="https://www.lutron.com/TechnicalDocumentLibrary/368-4493_Page_53.pdf" target="_blank">Tech Drawing</a> | [25 empty] | 39122236 | [6 empty] | <a href="https://lutron.widen.net/content/ljl01nfr11/mp4/In-wall-sensors_2021.mp4?w=2048" target="_blank">Product Video Clip</a> | [6 empty] | <a href="https://www.lutron.com/TechnicalDocumentLibrary/Sensor_Warranty.pdf" target="_blank">Warranty Information</a> |  |  |  |  | 0.280 L | [14 empty] | 0 | 0 | 0 | 0 | Lighting Fixtures | 2016-07-15 14:49 | 2024-07-20 11:16 | 0000-00-00 00:00:00 | 2024-07-20 11:16 | 0000-00-00 00:00:00 | [6 empty] | Midnight
4 | Lutron Electronics | LFGP-S2-CWH | 4460-6694 | 4460 | 6694 | Lutron Electronics | LFGP-S2-CWH.jpg | 784276085854 | FP GLASS 2 PICO | Pico Architectural International Frameless Style Glass wallplate, 2-gang in clear glass |  | 9 | 1.25 |  | LFGP-S2-CWH.jpg | http://grandbrass.xologic.com/vendors/4460/large/LFGP-S2-CWH.jpg | [47 empty] | 0 | 0 | 0 | [6 empty] | 0 | 1 | 1 | EA | 1 | Lighting Controls |  |  | Fittings and Hardware |  | Electrical Hardware And Supplies |  | Wallplates | White | [19 empty] | Switch Plates | [242 empty] | <a href="https://www.lutron.com/TechnicalDocumentLibrary/0301702.pdf" target="_blank">Installation Instructions</a> | [23 empty] | 80.000 DW |  |  | 6.2500 IN | [89 empty] | 1.000 EA | 1.000 EA | [35 empty] | No | [42 empty] | https://www.lutron.com/TechnicalDocumentLibrary/369756_SPA.pdf | [7 empty] | Shelf Stock | [39 empty] | 39121704 | [13 empty] | <a href="https://www.lutron.com/TechnicalDocumentLibrary/369-119_Wallbox_Warranty.pdf" target="_blank">Warranty Information</a> |  |  |  |  | 0.600 L | [14 empty] | 0 | 0 | 0 | 0 | Electrical | 2016-07-15 14:50 | 2024-07-20 11:19 | 0000-00-00 00:00:00 | 2025-11-29 02:00 | 0000-00-00 00:00:00
1 | Lutron Electronics | PJ2-3BRL-GWH-S09 | 4460-6697 | 4460 | 6697 | Lutron Electronics | PJ2-3BRL-GWH-S09.jpeg | 784276075053 | PICO RF 434 W/LED 3BRL FOR HSB 3BRL WH | Lutron 3-Button with Raise/Lower and Preset, Pico Smart Remote, with Shade Icons and Text ("Blind") for Horizontal Sheer Blinds - White |  | 0.5 | 5.75 |  | PJ2-3BRL-GWH-S09.jpeg | http://grandbrass.xologic.com/vendors/4460/large/PJ2-3BRL-GWH-S09.jpeg | [47 empty] | 0 | 0 | 0 | [6 empty] | 0 | 1 | 1 | EA | 1 | Lighting Controls | [7 empty] | White | [19 empty] | Other Lighting Controls | [242 empty] | <a href="https://assets.lutron.com/a/documents/040429.pdf" target="_blank">Installation Instructions</a> | [23 empty] | 10.000 DW |  |  | 3.8800 IN | [89 empty] | 1.000 EA | 1.000 EA | [35 empty] | No | [42 empty] | https://www.lutron.com/TechnicalDocumentLibrary/369612.pdf | [7 empty] | Shelf Stock | [39 empty] | 52161525 | [13 empty] | <a href="https://www.lutron.com/TechnicalDocumentLibrary/369-119_Wallbox_Warranty.pdf" target="_blank">Warranty Information</a> |  |  |  |  | 0.050 L | [14 empty] | 0 | 0 | 0 | 0 | Lighting Fixtures | 2016-07-15 14:50 | 2024-07-20 11:40 | 0000-00-00 00:00:00 | 2024-07-20 11:40 | 0000-00-00 00:00:00
1 | Lutron Electronics | MS-B202-AL | 4460-6699 | 4460 | 6699 | Lutron Electronics | Ecom_MS-B202-AL_WithWallPlate.jpeg?w=1500 | 784276086028 | MAESTRO 2-CIR DT OCC SENS IN ALMOND | Maestro Dual Technology (Dual Tech), partial-on occupancy sensor switch, applies exclusive XCT Technology for minor and fine motion detection. Meets Title 24 requirements for multi-level lighting in almond |  | 3.4 | 4.4 | [50 empty] | 0 | 0 | 0 | [6 empty] | 0 | 1 | 1 | EA | 1 | Lighting Controls | [27 empty] | Other Lighting Controls | [242 empty] | <a href="https://www.lutron.com/TechnicalDocumentLibrary/032568.pdf" target="_blank">Installation Instructions</a> | [23 empty] | 40.000 DW |  |  | 2.4000 IN | [89 empty] | 1.000 EA | 1.000 EA | [35 empty] | No | [42 empty] | https://www.lutron.com/TechnicalDocumentLibrary/369773_ENG.pdf | [7 empty] | Shelf Stock | [13 empty] | <a href="https://www.lutron.com/TechnicalDocumentLibrary/368-4493_Page_76.pdf" target="_blank">Tech Drawing</a> | [25 empty] | 39122236 | [6 empty] | <a href="https://lutron.widen.net/content/ljl01nfr11/mp4/In-wall-sensors_2021.mp4?w=2048" target="_blank">Product Video Clip</a> | [6 empty] | <a href="https://www.lutron.com/TechnicalDocumentLibrary/Sensor_Warranty.pdf" target="_blank">Warranty Information</a> |  |  |  |  | 0.350 L | [14 empty] | 0 | 0 | 0 | 0 | Lighting Fixtures | 2016-07-15 14:50 | 2024-07-20 11:23 | 0000-00-00 00:00:00 | 2024-07-20 11:23 | 0000-00-00 00:00:00 | [6 empty] | Almond
4 | Lutron Electronics | LFGP-S1-CWH | 4460-6700 | 4460 | 6700 | Lutron Electronics | LFGP-S1-CWH.jpg | 784276085830 | FP GLASS 1 PICO | Pico Architectural International Frameless Style Glass wallplate, 1-gang in clear glass |  | 9 | 1.25 |  | LFGP-S1-CWH.jpg | http://grandbrass.xologic.com/vendors/4460/large/LFGP-S1-CWH.jpg | [47 empty] | 0 | 0 | 0 | [6 empty] | 0 | 1 | 1 | EA | 1 | Lighting Controls |  |  | Fittings and Hardware |  | Electrical Hardware And Supplies |  | Wallplates | White | [19 empty] | Switch Plates | [242 empty] | <a href="https://www.lutron.com/TechnicalDocumentLibrary/0301702.pdf" target="_blank">Installation Instructions</a> | [23 empty] | 40.000 DW |  |  | 6.2500 IN | [89 empty] | 1.000 EA | 1.000 EA | [35 empty] | No | [42 empty] | https://www.lutron.com/TechnicalDocumentLibrary/369756_SPA.pdf | [7 empty] | Shelf Stock | [39 empty] | 39121704 | [13 empty] | <a href="https://www.lutron.com/TechnicalDocumentLibrary/369-119_Wallbox_Warranty.pdf" target="_blank">Warranty Information</a> |  |  |  |  | 0.600 L | [14 empty] | 0 | 0 | 0 | 0 | Electrical | 2016-07-15 14:50 | 2024-07-20 11:19 | 0000-00-00 00:00:00 | 2025-11-29 02:00 | 0000-00-00 00:00:00
1 | Lutron Electronics | PJ2-3BRL-GLA-S02 | 4460-6702 | 4460 | 6702 | Lutron Electronics | PJ2-3BRL-GLA-S02.jpeg | 784276067645 | PICO RF 434 W LED FOR SHADES 3BRL LT ALD | Lutron 3-Button with Raise/Lower and Preset, Pico Smart Remote, with Shade Icons and Text ("Shade") - Light Almond |  | 0.5 | 5.75 |  | PJ2-3BRL-GLA-S02.jpeg | http://grandbrass.xologic.com/vendors/4460/large/PJ2-3BRL-GLA-S02.jpeg | [47 empty] | 0 | 0 | 0 | [6 empty] | 0 | 1 | 1 | EA | 1 | Lighting Controls | [27 empty] | Other Lighting Controls | [242 empty] | <a href="https://assets.lutron.com/a/documents/040429.pdf" target="_blank">Installation Instructions</a> | [23 empty] | 10.000 DW |  |  | 3.8800 IN | [89 empty] | 1.000 EA | 1.000 EA | [35 empty] | No | [42 empty] | https://www.lutron.com/TechnicalDocumentLibrary/369612.pdf | [7 empty] | Shelf Stock | [39 empty] | 52161525 | [6 empty] | <a href="https://lutron.widen.net/content/fomoe9knmc/mp4/Ecom_PicoBenefits_video.mp4" target="_blank">Product Video Clip</a> | [6 empty] | <a href="https://www.lutron.com/TechnicalDocumentLibrary/369-119_Wallbox_Warranty.pdf" target="_blank">Warranty Information</a> |  |  |  |  | 0.050 L | [14 empty] | 0 | 0 | 0 | 0 | Lighting Fixtures | 2016-07-15 14:50 | 2024-07-20 11:32 | 0000-00-00 00:00:00 | 2024-07-20 11:32 | 0000-00-00 00:00:00
1 | Lutron Electronics | PJ2-3B-GBL-L01 | 4460-6704 | 4460 | 6704 | Lutron Electronics | PJ2-3B-GBL-L01.jpeg | 784276067416 | PICO RF 434 W LED 3B GLOSS BL LIGHT ICON | Lutron 3-Button Pico Smart Remote, with Light Icons - Black |  | 0.5 | 5.75 |  | PJ2-3B-GBL-L01.jpeg | http://grandbrass.xologic.com/vendors/4460/large/PJ2-3B-GBL-L01.jpeg | [47 empty] | 0 | 0 | 0 | [6 empty] | 0 | 1 | 1 | EA | 1 | Lighting Controls | [7 empty] | Black | [19 empty] | Other Lighting Controls | [242 empty] | <a href="https://www.lutron.com/TechnicalDocumentLibrary/040429.pdf" target="_blank">Installation Instructions</a> | [23 empty] | 10.000 DW |  |  | 3.8800 IN | [89 empty] | 1.000 EA | 1.000 EA | [35 empty] | No | [42 empty] | https://www.lutron.com/TechnicalDocumentLibrary/369612.pdf | [7 empty] | Shelf Stock | [39 empty] | 52161525 | [6 empty] | <a href="https://lutron.widen.net/content/fomoe9knmc/mp4/Ecom_PicoBenefits_video.mp4" target="_blank">Product Video Clip</a> | [6 empty] | <a href="https://www.lutron.com/TechnicalDocumentLibrary/369-119_Wallbox_Warranty.pdf" target="_blank">Warranty Information</a> |  |  |  |  | 0.050 L | [14 empty] | 0 | 0 | 0 | 0 | Lighting Fixtures | 2016-07-15 14:50 | 2024-07-20 11:16 | 0000-00-00 00:00:00 | 2024-07-20 11:16 | 0000-00-00 00:00:00
1 | Lutron Electronics | PJ2-3BRL-GIV-S01 | 4460-6705 | 4460 | 6705 | Lutron Electronics | PJ2-3BRL-GIV-S01.jpg | 784276067553 | PICO RF 434 W LED IVORY | Lutron 3-Button with Raise/Lower and Preset, Pico Smart Remote, with Shade Icons - Ivory |  | 0.5 | 5.75 |  | PJ2-3BRL-GIV-S01.jpg | http://grandbrass.xologic.com/vendors/4460/large/PJ2-3BRL-GIV-S01.jpg | [47 empty] | 0 | 0 | 0 | [6 empty] | 0 | 1 | 1 | EA | 1 | Lighting Controls | [7 empty] | White | [19 empty] | Other Lighting Controls | [242 empty] | <a href="https://assets.lutron.com/a/documents/040429.pdf" target="_blank">Installation Instructions</a> | [23 empty] | 10.000 DW |  |  | 3.8800 IN | [89 empty] | 1.000 EA | 1.000 EA | [35 empty] | No | [42 empty] | https://www.lutron.com/TechnicalDocumentLibrary/369612.pdf | [7 empty] | Shelf Stock | [39 empty] | 52161525 | [6 empty] | <a href="https://lutron.widen.net/content/fomoe9knmc/mp4/Ecom_PicoBenefits_video.mp4" target="_blank">Product Video Clip</a> | [6 empty] | <a href="https://www.lutron.com/TechnicalDocumentLibrary/369-119_Wallbox_Warranty.pdf" target="_blank">Warranty Information</a> |  |  |  |  | 0.050 L | [14 empty] | 0 | 0 | 0 | 0 | Lighting Fixtures | 2016-07-15 14:50 | 2024-07-20 11:30 | 0000-00-00 00:00:00 | 2024-07-20 11:30 | 0000-00-00 00:00:00
1 | Lutron Electronics | PJ2-3BRL-GLA-S06 | 4460-6706 | 4460 | 6706 | Lutron Electronics | PJ2-3BRL-GLA-S06.jpeg | 784276067683 | PICO RF 434 W LED FOR SKYLIGHTS 3BRL LA | Lutron 3-Button with Raise/Lower and Preset, Pico Smart Remote, with Shade Icons and Text ("Skylight") - Light Almond |  | 0.5 | 5.75 |  | PJ2-3BRL-GLA-S06.jpeg | http://grandbrass.xologic.com/vendors/4460/large/PJ2-3BRL-GLA-S06.jpeg | [47 empty] | 0 | 0 | 0 | [6 empty] | 0 | 1 | 1 | EA | 1 | Lighting Controls | [27 empty] | Other Lighting Controls | [242 empty] | <a href="https://assets.lutron.com/a/documents/040429.pdf" target="_blank">Installation Instructions</a> | [23 empty] | 10.000 DW |  |  | 3.8800 IN | [89 empty] | 1.000 EA | 1.000 EA | [35 empty] | No | [42 empty] | https://www.lutron.com/TechnicalDocumentLibrary/369612.pdf | [7 empty] | Shelf Stock | [39 empty] | 52161525 | [6 empty] | <a href="https://lutron.widen.net/content/fomoe9knmc/mp4/Ecom_PicoBenefits_video.mp4" target="_blank">Product Video Clip</a> | [6 empty] | <a href="https://www.lutron.com/TechnicalDocumentLibrary/369-119_Wallbox_Warranty.pdf" target="_blank">Warranty Information</a> |  |  |  |  | 0.050 L | [14 empty] | 0 | 0 | 0 | 0 | Lighting Fixtures | 2016-07-15 14:50 | 2024-07-20 11:37 | 0000-00-00 00:00:00 | 2024-07-20 11:37 | 0000-00-00 00:00:00
4 | Lutron Electronics | LFGI-3B-F-CWH | 4460-6707 | 4460 | 6707 | Lutron Electronics | LFGI-3B-F-CWH.jpg | 784276070690 | FP GLASS 3B | seeTouch Architectural International frameless style faceplate for 3-button keypad in clear glass |  | 8.5 | 11 |  | LFGI-3B-F-CWH.jpg | http://grandbrass.xologic.com/vendors/4460/large/LFGI-3B-F-CWH.jpg | [47 empty] | 0 | 0 | 0 | [6 empty] | 0 | 1 | 1 | EA | 1 | Lighting Controls |  |  | Fittings and Hardware |  | Electrical Hardware And Supplies |  | Wallplates | White | [19 empty] | Switch Plates | [242 empty] | <a href="https://www.lutron.com/TechnicalDocumentLibrary/0301685.pdf" target="_blank">Installation Instructions</a> | [23 empty] | 50.000 DW |  |  | 0.1300 IN | [89 empty] | 1.000 EA | 1.000 EA | [35 empty] | No | [42 empty] | https://www.lutron.com/TechnicalDocumentLibrary/369756_SPA.pdf | [7 empty] | Shelf Stock | [39 empty] | 39121704 | [13 empty] | <a href="https://www.lutron.com/TechnicalDocumentLibrary/369-119_Wallbox_Warranty.pdf" target="_blank">Warranty Information</a> |  |  |  |  | 0.100 L | [14 empty] | 0 | 0 | 0 | 0 | Electrical | 2016-07-15 14:50 | 2024-07-20 11:25 | 0000-00-00 00:00:00 | 2025-11-29 02:00 | 0000-00-00 00:00:00
1 | Lutron Electronics | MS-B202-BL | 4460-6711 | 4460 | 6711 | Lutron Electronics | Ecom_MS-B202-BL_NoWallPlate.jpeg?w=1500 | 784276086059 | MAESTRO 2-CIR DT OCC SENS IN BLACK | Maestro Dual Technology (Dual Tech), partial-on occupancy sensor switch, applies exclusive XCT Technology for minor and fine motion detection. Meets Title 24 requirements for multi-level lighting in black |  | 3.4 | 4.4 | [50 empty] | 0 | 0 | 0 | [6 empty] | 0 | 1 | 1 | EA | 1 | Lighting Controls | [7 empty] | Black | [19 empty] | Other Lighting Controls | [242 empty] | <a href="https://www.lutron.com/TechnicalDocumentLibrary/032568.pdf" target="_blank">Installation Instructions</a> | [23 empty] | 40.000 DW |  |  | 2.4000 IN | [89 empty] | 1.000 EA | 1.000 EA | [35 empty] | No | [42 empty] | https://www.lutron.com/TechnicalDocumentLibrary/369773_ENG.pdf | [7 empty] | Shelf Stock | [13 empty] | <a href="https://www.lutron.com/TechnicalDocumentLibrary/368-4493_Page_76.pdf" target="_blank">Tech Drawing</a> | [25 empty] | 39122236 | [6 empty] | <a href="https://lutron.widen.net/content/ljl01nfr11/mp4/In-wall-sensors_2021.mp4?w=2048" target="_blank">Product Video Clip</a> | [6 empty] | <a href="https://www.lutron.com/TechnicalDocumentLibrary/Sensor_Warranty.pdf" target="_blank">Warranty Information</a> |  |  |  |  | 0.350 L | [14 empty] | 0 | 0 | 0 | 0 | Lighting Fixtures | 2016-07-15 14:50 | 2024-07-20 11:16 | 0000-00-00 00:00:00 | 2024-07-20 11:16 | 0000-00-00 00:00:00 | [6 empty] | Black
1 | Lutron Electronics | PJ2-2BRL-GIV-S01 | 4460-6712 | 4460 | 6712 | Lutron Electronics | PJ2-2BRL-GIV-S01.jpg | 784276067348 | PICO RF 434 W LED 2BRL IVORY | Lutron 2-Button with Raise/Lower, Pico Smart Remote, with Shade Icons - Ivory |  | 0.5 | 5.75 |  | PJ2-2BRL-GIV-S01.jpg | http://grandbrass.xologic.com/vendors/4460/large/PJ2-2BRL-GIV-S01.jpg | [47 empty] | 0 | 0 | 0 | [6 empty] | 0 | 1 | 1 | EA | 1 | Lighting Controls | [7 empty] | White | [19 empty] | Other Lighting Controls | [242 empty] | <a href="https://assets.lutron.com/a/documents/040429.pdf" target="_blank">Installation Instructions</a> | [23 empty] | 10.000 DW |  |  | 3.8800 IN | [89 empty] | 1.000 EA | 1.000 EA | [35 empty] | No | [42 empty] | https://www.lutron.com/TechnicalDocumentLibrary/369612.pdf | [7 empty] | Shelf Stock | [39 empty] | 52161525 | [6 empty] | <a href="https://lutron.widen.net/content/fomoe9knmc/mp4/Ecom_PicoBenefits_video.mp4" target="_blank">Product Video Clip</a> | [6 empty] | <a href="https://www.lutron.com/TechnicalDocumentLibrary/369-119_Wallbox_Warranty.pdf" target="_blank">Warranty Information</a> |  |  |  |  | 0.050 L | [14 empty] | 0 | 0 | 0 | 0 | Lighting Fixtures | 2016-07-15 14:50 | 2024-07-20 11:31 | 0000-00-00 00:00:00 | 2024-07-20 11:31 | 0000-00-00 00:00:00
1 | Lutron Electronics | MS-B102-WH | 4460-6713 | 4460 | 6713 | Lutron Electronics | Ecom_MS-B102-WH_noWallplate.jpeg | 784276086011 | MAESTRO 1-CIR DT OCC SENS IN WHITE | Maestro Dual Technology (Dual Tech) occupancy sensor switch, neutral connection required applies exclusive XCT Technology for minor and fine motion detection in white |  | 2.25 | 4.5 |  | Ecom_MS-B102-WH_noWallplate.jpeg | http://grandbrass.xologic.com/vendors/4460/large/Ecom_MS-B102-WH_noWallplate.jpeg | [47 empty] | 0 | 0 | 0 | [6 empty] | 0 | 1 | 1 | EA | 1 | Lighting Controls | [7 empty] | White | [19 empty] | Other Lighting Controls | [242 empty] | <a href="https://www.lutron.com/TechnicalDocumentLibrary/032566.pdf" target="_blank">Installation Instructions</a> | [23 empty] | 20.000 DW |  |  | 2.2500 IN | [89 empty] | 1.000 EA | 1.000 EA | [35 empty] | No | [42 empty] | https://www.lutron.com/TechnicalDocumentLibrary/369773_ENG.pdf | [7 empty] | Shelf Stock | [13 empty] | <a href="https://www.lutron.com/TechnicalDocumentLibrary/368-4493_Page_53.pdf" target="_blank">Tech Drawing</a> | [25 empty] | 39122236 | [6 empty] | <a href="https://lutron.widen.net/content/ljl01nfr11/mp4/In-wall-sensors_2021.mp4?w=2048" target="_blank">Product Video Clip</a> | [6 empty] | <a href="https://www.lutron.com/TechnicalDocumentLibrary/Sensor_Warranty.pdf" target="_blank">Warranty Information</a> |  |  |  |  | 0.550 L | [14 empty] | 0 | 0 | 0 | 0 | Lighting Fixtures | 2016-07-15 14:50 | 2024-07-20 11:20 | 0000-00-00 00:00:00 | 2024-07-20 11:20 | 0000-00-00 00:00:00 | [6 empty] | White
4 | Lutron Electronics | LFGR-W3BRLN-CWH | 4460-6715 | 4460 | 6715 | Lutron Electronics | LFGR-W3BRLN-CWH.jpg | 784276070430 | FP GLASS W3BRLN | seeTouch Architectural non-insert style faceplate for 3-button keypad, with raise/lower in clear glass |  | 6.1 | 1.3 |  | LFGR-W3BRLN-CWH.jpg | http://grandbrass.xologic.com/vendors/4460/large/LFGR-W3BRLN-CWH.jpg | [47 empty] | 0 | 0 | 0 | [6 empty] | 0 | 1 | 1 | EA | 1 | Lighting Controls |  |  | Fittings and Hardware |  | Electrical Hardware And Supplies |  | Wallplates | White | [19 empty] | Switch Plates | [242 empty] | <a href="https://www.lutron.com/TechnicalDocumentLibrary/0301686.pdf" target="_blank">Installation Instructions</a> | [23 empty] | 40.000 DW |  |  | 8.6000 IN | [89 empty] | 1.000 EA | 1.000 EA | [35 empty] | No | [42 empty] | https://www.lutron.com/TechnicalDocumentLibrary/369756_SPA.pdf | [7 empty] | Shelf Stock | [39 empty] | 39121704 | [13 empty] | <a href="https://www.lutron.com/TechnicalDocumentLibrary/369-119_Wallbox_Warranty.pdf" target="_blank">Warranty Information</a> |  |  |  |  | 0.350 L | [14 empty] | 0 | 0 | 0 | 0 | Electrical | 2016-07-15 14:50 | 2024-07-20 11:14 | 0000-00-00 00:00:00 | 2025-11-29 02:00 | 0000-00-00 00:00:00
1 | Lutron Electronics | MS-B102-V-PD | 4460-6718 | 4460 | 6718 | Lutron Electronics | Ecom_MS-B102-PD_WithWallPlate.jpeg?w=1500 | 784276085915 | MAESTRO 1-CIR DT VAC SENS IN PALLADIUM | Maestro Dual Technology (Dual Tech) vacancy sensor switch, neutral connection required applies exclusive XCT Technology for minor and fine motion detection in palladium |  | 2.3 | 4.5 | [50 empty] | 0 | 0 | 0 | [6 empty] | 0 | 1 | 1 | EA | 1 | Lighting Controls | [27 empty] | Other Lighting Controls | [242 empty] | <a href="https://www.lutron.com/TechnicalDocumentLibrary/032566.pdf" target="_blank">Installation Instructions</a> | [23 empty] | 40.000 DW |  |  | 2.3000 IN | [89 empty] | 1.000 EA | 1.000 EA | [35 empty] | No | [42 empty] | https://www.lutron.com/TechnicalDocumentLibrary/369773_ENG.pdf | [7 empty] | Shelf Stock | [13 empty] | <a href="https://www.lutron.com/TechnicalDocumentLibrary/368-4493_Page_53.pdf" target="_blank">Tech Drawing</a> | [25 empty] | 39122236 | [6 empty] | <a href="https://lutron.widen.net/content/ljl01nfr11/mp4/In-wall-sensors_2021.mp4?w=2048" target="_blank">Product Video Clip</a> | [6 empty] | <a href="https://www.lutron.com/TechnicalDocumentLibrary/Sensor_Warranty.pdf" target="_blank">Warranty Information</a> |  |  |  |  | 0.300 L | [14 empty] | 0 | 0 | 0 | 0 | Lighting Fixtures | 2016-07-15 14:50 | 2024-07-20 11:15 | 0000-00-00 00:00:00 | 2024-07-20 11:15 | 0000-00-00 00:00:00 | [6 empty] | Palladium
1 | Lutron Electronics | PJ2-3BRL-GBL-S04 | 4460-6723 | 4460 | 6723 | Lutron Electronics | PJ2-3BRL-GBL-S04.jpg | 784276067508 | PICO RF 434 W LED FOR SHEERS 3BRL BLACK | Lutron 3-Button with Raise/Lower and Preset, Pico Smart Remote, with Shade Icons and Text ("Sheer") - Black |  | 0.5 | 5.75 |  | PJ2-3BRL-GBL-S04.jpg | http://grandbrass.xologic.com/vendors/4460/large/PJ2-3BRL-GBL-S04.jpg | [47 empty] | 0 | 0 | 0 | [6 empty] | 0 | 1 | 1 | EA | 1 | Lighting Controls | [7 empty] | Black | [19 empty] | Other Lighting Controls | [242 empty] | <a href="https://assets.lutron.com/a/documents/040429.pdf" target="_blank">Installation Instructions</a> | [23 empty] | 10.000 DW |  |  | 3.8800 IN | [89 empty] | 1.000 EA | 1.000 EA | [35 empty] | No | [42 empty] | https://www.lutron.com/TechnicalDocumentLibrary/369612.pdf | [7 empty] | Shelf Stock | [39 empty] | 52161525 | [6 empty] | <a href="https://lutron.widen.net/content/fomoe9knmc/mp4/Ecom_PicoBenefits_video.mp4" target="_blank">Product Video Clip</a> | [6 empty] | <a href="https://www.lutron.com/TechnicalDocumentLibrary/369-119_Wallbox_Warranty.pdf" target="_blank">Warranty Information</a> |  |  |  |  | 0.050 L | [14 empty] | 0 | 0 | 0 | 0 | Lighting Fixtures | 2016-07-15 14:50 | 2024-07-20 11:42 | 0000-00-00 00:00:00 | 2024-07-20 11:42 | 0000-00-00 00:00:00
1 | Lutron Electronics | MS-B102-PD | 4460-6727 | 4460 | 6727 | Lutron Electronics | Ecom_MS-B102-PD_WithWallPlate.jpeg?w=1500 | 784276079396 | MAESTRO 1-CIR DT OCC SENS IN PALLADIUM | Maestro Dual Technology (Dual Tech) occupancy sensor switch, neutral connection required applies exclusive XCT Technology for minor and fine motion detection in palladium |  | 2.3 | 4.5 | [50 empty] | 0 | 0 | 0 | [6 empty] | 0 | 1 | 1 | EA | 1 | Lighting Controls | [27 empty] | Other Lighting Controls | [242 empty] | <a href="https://www.lutron.com/TechnicalDocumentLibrary/032566.pdf" target="_blank">Installation Instructions</a> | [23 empty] | 40.000 DW |  |  | 2.3000 IN | [89 empty] | 1.000 EA | 1.000 EA | [35 empty] | No | [42 empty] | https://www.lutron.com/TechnicalDocumentLibrary/369773_ENG.pdf | [7 empty] | Shelf Stock | [13 empty] | <a href="https://www.lutron.com/TechnicalDocumentLibrary/368-4493_Page_53.pdf" target="_blank">Tech Drawing</a> | [25 empty] | 39122236 | [6 empty] | <a href="https://lutron.widen.net/content/ljl01nfr11/mp4/In-wall-sensors_2021.mp4?w=2048" target="_blank">Product Video Clip</a> | [6 empty] | <a href="https://www.lutron.com/TechnicalDocumentLibrary/Sensor_Warranty.pdf" target="_blank">Warranty Information</a> |  |  |  |  | 0.280 L | [14 empty] | 0 | 0 | 0 | 0 | Lighting Fixtures | 2016-07-15 14:51 | 2024-07-20 11:15 | 0000-00-00 00:00:00 | 2024-07-20 11:15 | 0000-00-00 00:00:00 | [6 empty] | Palladium
1 | Lutron Electronics | PJ2-2B-GIV-S08 | 4460-6730 | 4460 | 6730 | Lutron Electronics | PJ2-2B-GIV-S08.jpeg | 784276067218 | PICO RF 434 W LED 2B GLOSS IVORY | Lutron 2-Button Pico Smart Remote, with Screen Icons and Text ("Screen") - Ivory |  | 3.7 | 0.4 |  | PJ2-2B-GIV-S08.jpeg | http://grandbrass.xologic.com/vendors/4460/large/PJ2-2B-GIV-S08.jpeg | [47 empty] | 0 | 0 | 0 | [6 empty] | 0 | 1 | 1 | EA | 1 | Lighting Controls | [7 empty] | White | [19 empty] | Other Lighting Controls | [242 empty] | <a href="https://assets.lutron.com/a/documents/040429.pdf" target="_blank">Installation Instructions</a> | [23 empty] | 10.000 DW |  |  | 2.5000 IN | [89 empty] | 1.000 EA | 1.000 EA | [35 empty] | No | [42 empty] | https://www.lutron.com/TechnicalDocumentLibrary/369612.pdf | [7 empty] | Shelf Stock | [39 empty] | 52161525 | [6 empty] | <a href="https://lutron.widen.net/content/fomoe9knmc/mp4/Ecom_PicoBenefits_video.mp4" target="_blank">Product Video Clip</a> | [6 empty] | <a href="https://www.lutron.com/TechnicalDocumentLibrary/369-119_Wallbox_Warranty.pdf" target="_blank">Warranty Information</a> |  |  |  |  | 0.010 L | [14 empty] | 0 | 0 | 0 | 0 | Lighting Fixtures | 2016-07-15 14:51 | 2024-07-20 11:39 | 0000-00-00 00:00:00 | 2024-07-20 11:39 | 0000-00-00 00:00:00
4 | Lutron Electronics | RRD-2ANF-BI | 4460-6733 | 4460 | 6733 | Lutron Electronics | RRD-2ANF-BI.jpg | 784276040242 | RADIORA2 RF FAN CONTROL BI | RadioRA 2 fan control, Multi-location/single-pole, 2A, neutral wire required in biscuit |  | 2.3 | 4.5 |  | RRD-2ANF-BI.jpg | http://grandbrass.xologic.com/vendors/4460/large/RRD-2ANF-BI.jpg | [47 empty] | 0 | 0 | 0 | [6 empty] | 0 | 1 | 1 | EA | 1 | Fan Accessories |  |  | Control And Automation |  | Switches |  | Speed Switch | Brown | [19 empty] | Fan Wall Mount Controls | [242 empty] | <a href="https://www.lutron.com/TechnicalDocumentLibrary/044343.pdf" target="_blank">Installation Instructions</a> | [23 empty] | 25.000 DW |  |  | 2.3000 IN | [89 empty] | 1.000 EA | 1.000 EA | [35 empty] | No | [42 empty] | https://www.lutron.com/TechnicalDocumentLibrary/369225_SPA.pdf | [7 empty] | Shelf Stock | [13 empty] | <a href="https://www.lutron.com/TechnicalDocumentLibrary/368-4493_Page_18.pdf" target="_blank">Tech Drawing</a> | [25 empty] | 39122240 | [13 empty] | <a href="https://www.lutron.com/TechnicalDocumentLibrary/043492.pdf" target="_blank">Warranty Information</a> |  |  |  |  | 0.350 L | [14 empty] | 0 | 0 | 0 | 0 | Electrical | 2016-07-15 14:51 | 2024-07-20 11:19 | 0000-00-00 00:00:00 | 2025-11-29 02:00 | 0000-00-00 00:00:00 | [6 empty] | Biscuit
1 | Lutron Electronics | RKA-WST-F-BL | 4460-6735 | 4460 | 6735 | Lutron Electronics | RKA-WST-F-BL.jpg | 784276041041 | SEE TEMP FAHRENHEIT COLOR CHANGE KIT BL | seeTemp wall display fahrenheit color change kit in black |  | 2.25 | 4.5 |  | RKA-WST-F-BL.jpg | http://grandbrass.xologic.com/vendors/4460/large/RKA-WST-F-BL.jpg | [47 empty] | 0 | 0 | 0 | [6 empty] | 0 | 1 | 1 | EA | 1 | Specialty Items | [7 empty] | Black | [19 empty] | Lighting Accessories | [242 empty] | <a href="https://www.lutron.com/TechnicalDocumentLibrary/041396a.pdf" target="_blank">Installation Instructions</a> | [23 empty] | 25.000 DW |  |  | 2.2500 IN | [89 empty] | 1.000 EA | 1.000 EA | [35 empty] | No | [42 empty] | https://www.lutron.com/TechnicalDocumentLibrary/369-552.pdf | [7 empty] | Shelf Stock | [39 empty] | 39122221 | [13 empty] | <a href="https://www.lutron.com/TechnicalDocumentLibrary/043492.pdf" target="_blank">Warranty Information</a> |  |  |  |  | 0.100 L | [14 empty] | 0 | 0 | 0 | 0 | Lighting Fixtures | 2016-07-15 14:51 | 2024-07-20 11:16 | 0000-00-00 00:00:00 | 2024-07-20 11:16 | 0000-00-00 00:00:00 | [6 empty] | Black
1 | Lutron Electronics | PJ2-3BRL-GWH-S04 | 4460-6736 | 4460 | 6736 | Lutron Electronics | PJ2-3BRL-GWH-S04.jpg | 784276067829 | PICO RF 434 W LED FOR SHEERS 3BRL WHITE | Lutron 3-Button with Raise/Lower and Preset, Pico Smart Remote, with Shade Icons and Text ("Sheer") - White |  | 0.5 | 5.75 |  | PJ2-3BRL-GWH-S04.jpg | http://grandbrass.xologic.com/vendors/4460/large/PJ2-3BRL-GWH-S04.jpg | [47 empty] | 0 | 0 | 0 | [6 empty] | 0 | 1 | 1 | EA | 1 | Lighting Controls | [7 empty] | White | [19 empty] | Other Lighting Controls | [242 empty] | <a href="https://assets.lutron.com/a/documents/040429.pdf" target="_blank">Installation Instructions</a> | [23 empty] | 10.000 DW |  |  | 3.8800 IN | [89 empty] | 1.000 EA | 1.000 EA | [35 empty] | No | [42 empty] | https://www.lutron.com/TechnicalDocumentLibrary/369612.pdf | [7 empty] | Shelf Stock | [39 empty] | 52161525 | [6 empty] | <a href="https://lutron.widen.net/content/fomoe9knmc/mp4/Ecom_PicoBenefits_video.mp4" target="_blank">Product Video Clip</a> | [6 empty] | <a href="https://www.lutron.com/TechnicalDocumentLibrary/369-119_Wallbox_Warranty.pdf" target="_blank">Warranty Information</a> |  |  |  |  | 0.050 L | [14 empty] | 0 | 0 | 0 | 0 | Lighting Fixtures | 2016-07-15 14:51 | 2024-07-20 11:41 | 0000-00-00 00:00:00 | 2024-07-20 11:41 | 0000-00-00 00:00:00
4 | Lutron Electronics | RRD-2ANF-GR | 4460-6740 | 4460 | 6740 | Lutron Electronics | RRD-2ANF-GR.jpg | 784276040303 | RADIORA2 RF FAN CONTROL GR | RadioRA 2 fan control, Multi-location/single-pole, 2A, neutral wire required in gray |  | 2.3 | 4.5 |  | RRD-2ANF-GR.jpg | http://grandbrass.xologic.com/vendors/4460/large/RRD-2ANF-GR.jpg | [47 empty] | 0 | 0 | 0 | [6 empty] | 0 | 1 | 1 | EA | 1 | Fan Accessories |  |  | Control And Automation |  | Switches |  | Speed Switch | Gray | [19 empty] | Fan Wall Mount Controls | [242 empty] | <a href="https://www.lutron.com/TechnicalDocumentLibrary/044343.pdf" target="_blank">Installation Instructions</a> | [23 empty] | 30.000 DW |  |  | 2.3000 IN | [89 empty] | 1.000 EA | 1.000 EA | [35 empty] | No | [42 empty] | https://www.lutron.com/TechnicalDocumentLibrary/369225_SPA.pdf | [7 empty] | Shelf Stock | [13 empty] | <a href="https://www.lutron.com/TechnicalDocumentLibrary/368-4493_Page_18.pdf" target="_blank">Tech Drawing</a> | [25 empty] | 39122240 | [13 empty] | <a href="https://www.lutron.com/TechnicalDocumentLibrary/043492.pdf" target="_blank">Warranty Information</a> |  |  |  |  | 0.350 L | [14 empty] | 0 | 0 | 0 | 0 | Electrical | 2016-07-15 14:51 | 2024-07-20 11:16 | 0000-00-00 00:00:00 | 2025-11-29 02:00 | 0000-00-00 00:00:00 | [6 empty] | Gray
4 | Lutron Electronics | RRD-2ANF-TP | 4460-6741 | 4460 | 6741 | Lutron Electronics | RRD-2ANF-TP.jpg | 784276040457 | RADIORA2 RF FAN CONTROL TP | RadioRA 2 fan control, Multi-location/single-pole, 2A, neutral wire required in taupe |  | 2.3 | 4.5 |  | RRD-2ANF-TP.jpg | http://grandbrass.xologic.com/vendors/4460/large/RRD-2ANF-TP.jpg | [47 empty] | 0 | 0 | 0 | [6 empty] | 0 | 1 | 1 | EA | 1 | Fan Accessories |  |  | Control And Automation |  | Switches |  | Speed Switch | [20 empty] | Fan Wall Mount Controls | [242 empty] | <a href="https://www.lutron.com/TechnicalDocumentLibrary/044343.pdf" target="_blank">Installation Instructions</a> | [23 empty] | 25.000 DW |  |  | 2.3000 IN | [89 empty] | 1.000 EA | 1.000 EA | [35 empty] | No | [42 empty] | https://www.lutron.com/TechnicalDocumentLibrary/369225_SPA.pdf | [7 empty] | Shelf Stock | [13 empty] | <a href="https://www.lutron.com/TechnicalDocumentLibrary/368-4493_Page_18.pdf" target="_blank">Tech Drawing</a> | [25 empty] | 39122240 | [13 empty] | <a href="https://www.lutron.com/TechnicalDocumentLibrary/043492.pdf" target="_blank">Warranty Information</a> |  |  |  |  | 0.350 L | [14 empty] | 0 | 0 | 0 | 0 | Electrical | 2016-07-15 14:51 | 2024-07-20 11:15 | 0000-00-00 00:00:00 | 2025-11-29 02:00 | 0000-00-00 00:00:00 | [6 empty] | Taupe
1 | Lutron Electronics | MS-B102-V-HT | 4460-6742 | 4460 | 6742 | Lutron Electronics | Ecom_MS-B102-HT_WithWallPlate.jpeg?w=1500 | 784276079587 | MAESTRO 1-CIR DT VAC SENS IN HOT | Maestro Dual Technology (Dual Tech) vacancy sensor switch, neutral connection required applies exclusive XCT Technology for minor and fine motion detection in hot |  | 2.3 | 4.5 | [50 empty] | 0 | 0 | 0 | [6 empty] | 0 | 1 | 1 | EA | 1 | Lighting Controls | [27 empty] | Other Lighting Controls | [242 empty] | <a href="https://www.lutron.com/TechnicalDocumentLibrary/032566.pdf" target="_blank">Installation Instructions</a> | [23 empty] | 20.000 DW |  |  | 2.3000 IN | [89 empty] | 1.000 EA | 1.000 EA | [35 empty] | No | [42 empty] | https://www.lutron.com/TechnicalDocumentLibrary/369773_ENG.pdf | [7 empty] | Shelf Stock | [13 empty] | <a href="https://www.lutron.com/TechnicalDocumentLibrary/368-4493_Page_53.pdf" target="_blank">Tech Drawing</a> | [25 empty] | 39122236 | [6 empty] | <a href="https://lutron.widen.net/content/ljl01nfr11/mp4/In-wall-sensors_2021.mp4?w=2048" target="_blank">Product Video Clip</a> | [6 empty] | <a href="https://www.lutron.com/TechnicalDocumentLibrary/Sensor_Warranty.pdf" target="_blank">Warranty Information</a> |  |  |  |  | 0.300 L | [14 empty] | 0 | 0 | 0 | 0 | Lighting Fixtures | 2016-07-15 14:51 | 2024-07-20 11:20 | 0000-00-00 00:00:00 | 2024-07-20 11:20 | 0000-00-00 00:00:00
1 | Lutron Electronics | MS-B202-GR | 4460-6743 | 4460 | 6743 | Lutron Electronics | Ecom_MS-B202-GR_NoWallPlate.jpeg?w=1500 | 784276086103 | MAESTRO 2-CIR DT OCC SENS IN GRAY | Maestro Dual Technology (Dual Tech), partial-on occupancy sensor switch, applies exclusive XCT Technology for minor and fine motion detection. Meets Title 24 requirements for multi-level lighting in gray |  | 3.4 | 4.4 | [50 empty] | 0 | 0 | 0 | [6 empty] | 0 | 1 | 1 | EA | 1 | Lighting Controls | [7 empty] | Gray | [19 empty] | Other Lighting Controls | [242 empty] | <a href="https://www.lutron.com/TechnicalDocumentLibrary/032568.pdf" target="_blank">Installation Instructions</a> | [23 empty] | 40.000 DW |  |  | 2.4000 IN | [89 empty] | 1.000 EA | 1.000 EA | [35 empty] | No | [42 empty] | https://www.lutron.com/TechnicalDocumentLibrary/369773_ENG.pdf | [7 empty] | Shelf Stock | [13 empty] | <a href="https://www.lutron.com/TechnicalDocumentLibrary/368-4493_Page_76.pdf" target="_blank">Tech Drawing</a> | [25 empty] | 39122236 | [6 empty] | <a href="https://lutron.widen.net/content/ljl01nfr11/mp4/In-wall-sensors_2021.mp4?w=2048" target="_blank">Product Video Clip</a> | [6 empty] | <a href="https://www.lutron.com/TechnicalDocumentLibrary/Sensor_Warranty.pdf" target="_blank">Warranty Information</a> |  |  |  |  | 0.350 L | [14 empty] | 0 | 0 | 0 | 0 | Lighting Fixtures | 2016-07-15 14:51 | 2024-07-20 11:14 | 0000-00-00 00:00:00 | 2024-07-20 11:14 | 0000-00-00 00:00:00 | [6 empty] | Gray
1 | Lutron Electronics | PJ2-3BRL-GWH-L01 | 4460-6744 | 4460 | 6744 | Lutron Electronics | Ecom_PJ2-3BRL-GWH-L01_nowallplate.jpeg | 784276067782 | PICO RF 434 W LED 3BRL WH LIGHT ICON | Lutron 3-Button with Raise/Lower and Preset, Pico Smart Remote, with Light Icons - White |  | 3.8 | 0.4 |  | Ecom_PJ2-3BRL-GWH-L01_nowallplate.jpeg | http://grandbrass.xologic.com/vendors/4460/large/Ecom_PJ2-3BRL-GWH-L01_nowallplate.jpeg | [47 empty] | 0 | 0 | 0 | [6 empty] | 0 | 1 | 1 | EA | 1 | Lighting Controls | [7 empty] | White | [19 empty] | Other Lighting Controls | [242 empty] | <a href="https://www.lutron.com/TechnicalDocumentLibrary/040429.pdf" target="_blank">Installation Instructions</a> | [23 empty] | 10.000 DW |  |  | 6.0000 IN | [89 empty] | 1.000 EA | 1.000 EA | [35 empty] | No | [42 empty] | https://www.lutron.com/TechnicalDocumentLibrary/369612.pdf | [7 empty] | Shelf Stock | [39 empty] | 52161525 | [6 empty] | <a href="https://lutron.widen.net/content/fomoe9knmc/mp4/Ecom_PicoBenefits_video.mp4" target="_blank">Product Video Clip</a> | [6 empty] | <a href="https://www.lutron.com/TechnicalDocumentLibrary/369-119_Wallbox_Warranty.pdf" target="_blank">Warranty Information</a> |  |  |  |  | 0.050 L | [14 empty] | 0 | 0 | 0 | 0 | Lighting Fixtures | 2016-07-15 14:51 | 2024-07-20 11:42 | 0000-00-00 00:00:00 | 2024-07-20 11:42 | 0000-00-00 00:00:00
1 | Lutron Electronics | MS-B102-BI | 4460-6745 | 4460 | 6745 | Lutron Electronics | Ecom_MS-B102-BI_WithWallPlate.jpeg?w=1500 | 784276079242 | MAESTRO 1-CIR DT OCC SENS IN BISCUIT | Maestro Dual Technology (Dual Tech) occupancy sensor switch, neutral connection required applies exclusive XCT Technology for minor and fine motion detection in biscuit |  | 2.3 | 4.5 | [50 empty] | 0 | 0 | 0 | [6 empty] | 0 | 1 | 1 | EA | 1 | Lighting Controls | [7 empty] | Brown | [19 empty] | Other Lighting Controls | [242 empty] | <a href="https://www.lutron.com/TechnicalDocumentLibrary/032566.pdf" target="_blank">Installation Instructions</a> | [23 empty] | 20.000 DW |  |  | 2.3000 IN | [89 empty] | 1.000 EA | 1.000 EA | [35 empty] | No | [42 empty] | https://www.lutron.com/TechnicalDocumentLibrary/369773_ENG.pdf | [7 empty] | Shelf Stock | [13 empty] | <a href="https://www.lutron.com/TechnicalDocumentLibrary/368-4493_Page_53.pdf" target="_blank">Tech Drawing</a> | [25 empty] | 39122236 | [6 empty] | <a href="https://lutron.widen.net/content/ljl01nfr11/mp4/In-wall-sensors_2021.mp4?w=2048" target="_blank">Product Video Clip</a> | [6 empty] | <a href="https://www.lutron.com/TechnicalDocumentLibrary/Sensor_Warranty.pdf" target="_blank">Warranty Information</a> |  |  |  |  | 0.280 L | [14 empty] | 0 | 0 | 0 | 0 | Lighting Fixtures | 2016-07-15 14:51 | 2024-07-20 11:42 | 0000-00-00 00:00:00 | 2024-07-20 11:42 | 0000-00-00 00:00:00 | [6 empty] | Biscuit
1 | Lutron Electronics | PJ2-3BRL-GLA-S07 | 4460-6746 | 4460 | 6746 | Lutron Electronics | PJ2-3BRL-GLA-S07.jpeg | 784276067690 | PICO RF 434 W LED FOR DRAPERIES 3BRL LA | Lutron 3-Button with Raise/Lower and Preset, Pico Smart Remote, with Shade Icons and Text ("Drapery") - Light Almond |  | 0.5 | 5.75 |  | PJ2-3BRL-GLA-S07.jpeg | http://grandbrass.xologic.com/vendors/4460/large/PJ2-3BRL-GLA-S07.jpeg | [47 empty] | 0 | 0 | 0 | [6 empty] | 0 | 1 | 1 | EA | 1 | Lighting Controls | [27 empty] | Other Lighting Controls | [242 empty] | <a href="https://assets.lutron.com/a/documents/040429.pdf" target="_blank">Installation Instructions</a> | [23 empty] | 10.000 DW |  |  | 3.8800 IN | [89 empty] | 1.000 EA | 1.000 EA | [35 empty] | No | [42 empty] | https://www.lutron.com/TechnicalDocumentLibrary/369612.pdf | [7 empty] | Shelf Stock | [39 empty] | 52161525 | [6 empty] | <a href="https://lutron.widen.net/content/fomoe9knmc/mp4/Ecom_PicoBenefits_video.mp4" target="_blank">Product Video Clip</a> | [6 empty] | <a href="https://www.lutron.com/TechnicalDocumentLibrary/369-119_Wallbox_Warranty.pdf" target="_blank">Warranty Information</a> |  |  |  |  | 0.050 L | [14 empty] | 0 | 0 | 0 | 0 | Lighting Fixtures | 2016-07-15 14:51 | 2024-07-20 11:41 | 0000-00-00 00:00:00 | 2024-07-20 11:41 | 0000-00-00 00:00:00
1 | Lutron Electronics | MS-B102-IV | 4460-6749 | 4460 | 6749 | Lutron Electronics | Ecom_MS-B102-IV_NoWallPlate.jpeg?w=1500 | 784276079334 | MAESTRO 1-CIR DT OCC SENS IN IVORY | Maestro Dual Technology (Dual Tech) occupancy sensor switch, neutral connection required applies exclusive XCT Technology for minor and fine motion detection in ivory |  | 2.3 | 4.5 | [50 empty] | 0 | 0 | 0 | [6 empty] | 0 | 1 | 1 | EA | 1 | Lighting Controls | [7 empty] | White | [19 empty] | Other Lighting Controls | [242 empty] | <a href="https://www.lutron.com/TechnicalDocumentLibrary/032566.pdf" target="_blank">Installation Instructions</a> | [23 empty] | 20.000 DW |  |  | 2.3000 IN | [89 empty] | 1.000 EA | 1.000 EA | [35 empty] | No | [42 empty] | https://www.lutron.com/TechnicalDocumentLibrary/369773_ENG.pdf | [7 empty] | Shelf Stock | [13 empty] | <a href="https://www.lutron.com/TechnicalDocumentLibrary/368-4493_Page_53.pdf" target="_blank">Tech Drawing</a> | [25 empty] | 39122236 | [6 empty] | <a href="https://lutron.widen.net/content/ljl01nfr11/mp4/In-wall-sensors_2021.mp4?w=2048" target="_blank">Product Video Clip</a> | [6 empty] | <a href="https://www.lutron.com/TechnicalDocumentLibrary/Sensor_Warranty.pdf" target="_blank">Warranty Information</a> |  |  |  |  | 0.280 L | [14 empty] | 0 | 0 | 0 | 0 | Lighting Fixtures | 2016-07-15 14:51 | 2024-07-20 11:18 | 0000-00-00 00:00:00 | 2024-07-20 11:18 | 0000-00-00 00:00:00 | [6 empty] | Ivory
4 | Lutron Electronics | RRD-2ANF-MN | 4460-6750 | 4460 | 6750 | Lutron Electronics | RRD-2ANF-MN.jpg | 784276040365 | RADIORA2 RF FAN CONTROL MN | RadioRA 2 fan control, Multi-location/single-pole, 2A, neutral wire required in midnight |  | 2.3 | 4.5 |  | RRD-2ANF-MN.jpg | http://grandbrass.xologic.com/vendors/4460/large/RRD-2ANF-MN.jpg | [47 empty] | 0 | 0 | 0 | [6 empty] | 0 | 1 | 1 | EA | 1 | Fan Accessories |  |  | Control And Automation |  | Switches |  | Speed Switch | [20 empty] | Fan Wall Mount Controls | [242 empty] | <a href="https://www.lutron.com/TechnicalDocumentLibrary/044343.pdf" target="_blank">Installation Instructions</a> | [23 empty] | 25.000 DW |  |  | 2.3000 IN | [89 empty] | 1.000 EA | 1.000 EA | [35 empty] | No | [42 empty] | https://www.lutron.com/TechnicalDocumentLibrary/369225_SPA.pdf | [7 empty] | Shelf Stock | [13 empty] | <a href="https://www.lutron.com/TechnicalDocumentLibrary/368-4493_Page_18.pdf" target="_blank">Tech Drawing</a> | [25 empty] | 39122240 | [13 empty] | <a href="https://www.lutron.com/TechnicalDocumentLibrary/043492.pdf" target="_blank">Warranty Information</a> |  |  |  |  | 0.350 L | [14 empty] | 0 | 0 | 0 | 0 | Electrical | 2016-07-15 14:51 | 2024-07-20 11:17 | 0000-00-00 00:00:00 | 2025-11-29 02:00 | 0000-00-00 00:00:00 | [6 empty] | Midnight
1 | Lutron Electronics | MS-B102-TP | 4460-6751 | 4460 | 6751 | Lutron Electronics | Ecom_MS-B102-TP_WithWallPlate.jpeg?w=1500 | 784276079464 | MAESTRO 1-CIR DT OCC SENS IN TAUPE | Maestro Dual Technology (Dual Tech) occupancy sensor switch, neutral connection required applies exclusive XCT Technology for minor and fine motion detection in taupe |  | 2.3 | 4.5 | [50 empty] | 0 | 0 | 0 | [6 empty] | 0 | 1 | 1 | EA | 1 | Lighting Controls | [27 empty] | Other Lighting Controls | [242 empty] | <a href="https://www.lutron.com/TechnicalDocumentLibrary/032566.pdf" target="_blank">Installation Instructions</a> | [23 empty] | 40.000 DW |  |  | 2.3000 IN | [89 empty] | 1.000 EA | 1.000 EA | [35 empty] | No | [42 empty] | https://www.lutron.com/TechnicalDocumentLibrary/369773_ENG.pdf | [7 empty] | Shelf Stock | [13 empty] | <a href="https://www.lutron.com/TechnicalDocumentLibrary/368-4493_Page_53.pdf" target="_blank">Tech Drawing</a> | [25 empty] | 39122236 | [6 empty] | <a href="https://lutron.widen.net/content/ljl01nfr11/mp4/In-wall-sensors_2021.mp4?w=2048" target="_blank">Product Video Clip</a> | [6 empty] | <a href="https://www.lutron.com/TechnicalDocumentLibrary/Sensor_Warranty.pdf" target="_blank">Warranty Information</a> |  |  |  |  | 0.280 L | [14 empty] | 0 | 0 | 0 | 0 | Lighting Fixtures | 2016-07-15 14:51 | 2024-07-20 11:25 | 0000-00-00 00:00:00 | 2024-07-20 11:25 | 0000-00-00 00:00:00 | [6 empty] | Taupe
1 | Lutron Electronics | PJ2-3BRL-GBL-S07 | 4460-6752 | 4460 | 6752 | Lutron Electronics | PJ2-3BRL-GBL-S07.jpg | 784276067539 | PICO RF 434 W LED FOR DRAPERIES 3BRL BLK | Lutron 3-Button with Raise/Lower and Preset, Pico Smart Remote, with Shade Icons and Text ("Drapery") - Black |  | 2.5 | 0.4 |  | PJ2-3BRL-GBL-S07.jpg | http://grandbrass.xologic.com/vendors/4460/large/PJ2-3BRL-GBL-S07.jpg | [47 empty] | 0 | 0 | 0 | [6 empty] | 0 | 1 | 1 | EA | 1 | Lighting Controls | [7 empty] | Black | [19 empty] | Other Lighting Controls | [242 empty] | <a href="https://assets.lutron.com/a/documents/040429.pdf" target="_blank">Installation Instructions</a> | [23 empty] | 10.000 DW |  |  | 3.8000 IN | [89 empty] | 1.000 EA | 1.000 EA | [35 empty] | No | [42 empty] | https://www.lutron.com/TechnicalDocumentLibrary/369612.pdf | [7 empty] | Shelf Stock | [39 empty] | 52161525 | [6 empty] | <a href="https://lutron.widen.net/content/fomoe9knmc/mp4/Ecom_PicoBenefits_video.mp4" target="_blank">Product Video Clip</a> | [6 empty] | <a href="https://www.lutron.com/TechnicalDocumentLibrary/369-119_Wallbox_Warranty.pdf" target="_blank">Warranty Information</a> |  |  |  |  | 0.150 L | [14 empty] | 0 | 0 | 0 | 0 | Lighting Fixtures | 2016-07-15 14:51 | 2024-07-20 11:32 | 0000-00-00 00:00:00 | 2024-07-20 11:32 | 0000-00-00 00:00:00
4 | Lutron Electronics | LFGR-W3BN-CWH | 4460-6753 | 4460 | 6753 | Lutron Electronics | LFGR-W3BN-CWH.jpg | 784276070416 | FP GLASS W3BN | seeTouch Architectural non-insert style faceplate for 3-button keypad in clear glass |  | 8.5 | 11 |  | LFGR-W3BN-CWH.jpg | http://grandbrass.xologic.com/vendors/4460/large/LFGR-W3BN-CWH.jpg | [47 empty] | 0 | 0 | 0 | [6 empty] | 0 | 1 | 1 | EA | 1 | Lighting Controls |  |  | Fittings and Hardware |  | Electrical Hardware And Supplies |  | Wallplates | White | [19 empty] | Switch Plates | [242 empty] | <a href="https://www.lutron.com/TechnicalDocumentLibrary/0301686.pdf" target="_blank">Installation Instructions</a> | [23 empty] | 40.000 DW |  |  | 0.1300 IN | [89 empty] | 1.000 EA | 1.000 EA | [35 empty] | No | [42 empty] | https://www.lutron.com/TechnicalDocumentLibrary/369756_SPA.pdf | [7 empty] | Shelf Stock | [39 empty] | 39121704 | [13 empty] | <a href="https://www.lutron.com/TechnicalDocumentLibrary/369-119_Wallbox_Warranty.pdf" target="_blank">Warranty Information</a> |  |  |  |  | 0.100 L | [14 empty] | 0 | 0 | 0 | 0 | Electrical | 2016-07-15 14:51 | 2024-07-20 11:17 | 0000-00-00 00:00:00 | 2025-11-29 02:00 | 0000-00-00 00:00:00
1 | Lutron Electronics | PJ2-3BRL-GWH-S06 | 4460-6754 | 4460 | 6754 | Lutron Electronics | PJ2-3BRL-GWH-S06.jpg | 784276067843 | PICO RF 434 W LED FOR SKYLIGHTS 3BRL WHT | Lutron 3-Button with Raise/Lower and Preset, Pico Smart Remote, with Shade Icons and Text ("Skylight") - White |  | 0.5 | 5.75 |  | PJ2-3BRL-GWH-S06.jpg | http://grandbrass.xologic.com/vendors/4460/large/PJ2-3BRL-GWH-S06.jpg | [47 empty] | 0 | 0 | 0 | [6 empty] | 0 | 1 | 1 | EA | 1 | Lighting Controls | [7 empty] | White | [19 empty] | Other Lighting Controls | [242 empty] | <a href="https://assets.lutron.com/a/documents/040429.pdf" target="_blank">Installation Instructions</a> | [23 empty] | 10.000 DW |  |  | 3.8800 IN | [89 empty] | 1.000 EA | 1.000 EA | [35 empty] | No | [42 empty] | https://www.lutron.com/TechnicalDocumentLibrary/369612.pdf | [7 empty] | Shelf Stock | [39 empty] | 52161525 | [6 empty] | <a href="https://lutron.widen.net/content/fomoe9knmc/mp4/Ecom_PicoBenefits_video.mp4" target="_blank">Product Video Clip</a> | [6 empty] | <a href="https://www.lutron.com/TechnicalDocumentLibrary/369-119_Wallbox_Warranty.pdf" target="_blank">Warranty Information</a> |  |  |  |  | 0.050 L | [14 empty] | 0 | 0 | 0 | 0 | Lighting Fixtures | 2016-07-15 14:51 | 2024-07-20 11:33 | 0000-00-00 00:00:00 | 2024-07-20 11:33 | 0000-00-00 00:00:00
1 | Lutron Electronics | MS-B102-V-BI | 4460-6755 | 4460 | 6755 | Lutron Electronics | Ecom_MS-B102-BI_WithWallPlate.jpeg?w=1500 | 784276079501 | MAESTRO 1-CIR DT VAC SENS IN BISCUIT | Maestro Dual Technology (Dual Tech) vacancy sensor switch, neutral connection required applies exclusive XCT Technology for minor and fine motion detection in biscuit |  | 2.3 | 4.5 | [50 empty] | 0 | 0 | 0 | [6 empty] | 0 | 1 | 1 | EA | 1 | Lighting Controls | [7 empty] | Brown | [19 empty] | Other Lighting Controls | [242 empty] | <a href="https://www.lutron.com/TechnicalDocumentLibrary/032566.pdf" target="_blank">Installation Instructions</a> | [23 empty] | 40.000 DW |  |  | 2.3000 IN | [89 empty] | 1.000 EA | 1.000 EA | [35 empty] | No | [42 empty] | https://www.lutron.com/TechnicalDocumentLibrary/369773_ENG.pdf | [7 empty] | Shelf Stock | [13 empty] | <a href="https://www.lutron.com/TechnicalDocumentLibrary/368-4493_Page_53.pdf" target="_blank">Tech Drawing</a> | [25 empty] | 39122236 | [6 empty] | <a href="https://lutron.widen.net/content/ljl01nfr11/mp4/In-wall-sensors_2021.mp4?w=2048" target="_blank">Product Video Clip</a> | [6 empty] | <a href="https://www.lutron.com/TechnicalDocumentLibrary/Sensor_Warranty.pdf" target="_blank">Warranty Information</a> |  |  |  |  | 0.300 L | [14 empty] | 0 | 0 | 0 | 0 | Lighting Fixtures | 2016-07-15 14:51 | 2024-07-20 11:19 | 0000-00-00 00:00:00 | 2024-07-20 11:19 | 0000-00-00 00:00:00 | [6 empty] | Biscuit
1 | Lutron Electronics | PJ2-2BRL-GBL-S01 | 4460-6758 | 4460 | 6758 | Lutron Electronics | PJ2-2BRL-GBL-S01.jpg | 784276067324 | PICO RF 434 W LED 2BRL BLACK | Lutron 2-Button with Raise/Lower, Pico Smart Remote, with Shade Icons - Black |  | 0.5 | 5.75 |  | PJ2-2BRL-GBL-S01.jpg | http://grandbrass.xologic.com/vendors/4460/large/PJ2-2BRL-GBL-S01.jpg | [47 empty] | 0 | 0 | 0 | [6 empty] | 0 | 1 | 1 | EA | 1 | Lighting Controls | [7 empty] | Black | [19 empty] | Other Lighting Controls | [242 empty] | <a href="https://assets.lutron.com/a/documents/040429.pdf" target="_blank">Installation Instructions</a> | [23 empty] | 10.000 DW |  |  | 3.8800 IN | [89 empty] | 1.000 EA | 1.000 EA | [35 empty] | No | [42 empty] | https://www.lutron.com/TechnicalDocumentLibrary/369612.pdf | [7 empty] | Shelf Stock | [39 empty] | 52161525 | [6 empty] | <a href="https://lutron.widen.net/content/fomoe9knmc/mp4/Ecom_PicoBenefits_video.mp4" target="_blank">Product Video Clip</a> | [6 empty] | <a href="https://www.lutron.com/TechnicalDocumentLibrary/369-119_Wallbox_Warranty.pdf" target="_blank">Warranty Information</a> |  |  |  |  | 0.050 L | [14 empty] | 0 | 0 | 0 | 0 | Lighting Fixtures | 2016-07-15 14:51 | 2024-07-20 11:42 | 0000-00-00 00:00:00 | 2024-07-20 11:42 | 0000-00-00 00:00:00
1 | Lutron Electronics | PJN-2B-GBL-L01 | 4460-6759 | 4460 | 6759 | Lutron Electronics | PJN-2B-GBL-L01.jpg | 784276068062 | PICO RF 434 W NGHTLGHT 2B BL LIGHT ICON | Pico Wireless Control with nightlight, 2-button in black |  | 2.3 | 4.5 |  | PJN-2B-GBL-L01.jpg | http://grandbrass.xologic.com/vendors/4460/large/PJN-2B-GBL-L01.jpg | [47 empty] | 0 | 0 | 0 | [6 empty] | 0 | 1 | 1 | EA | 1 | Lighting Controls | [7 empty] | Black | [19 empty] | Other Lighting Controls | [242 empty] | <a href="https://www.lutron.com/TechnicalDocumentLibrary/040399.pdf" target="_blank">Installation Instructions</a> | [23 empty] | 2.000 DW |  |  | 2.3000 IN | [89 empty] | 1.000 EA | 1.000 EA | [35 empty] | No | [42 empty] | https://www.lutron.com/TechnicalDocumentLibrary/369760a_ENG.pdf | [7 empty] | Shelf Stock | [39 empty] | 52161525 | [13 empty] | <a href="https://www.lutron.com/TechnicalDocumentLibrary/369-119_Wallbox_Warranty.pdf" target="_blank">Warranty Information</a> |  |  |  |  | 0.100 L | [14 empty] | 0 | 0 | 0 | 0 | Lighting Fixtures | 2016-07-15 14:52 | 2024-07-20 11:18 | 0000-00-00 00:00:00 | 2024-07-20 11:18 | 0000-00-00 00:00:00
1 | Lutron Electronics | PJ2-2B-GLA-S08 | 4460-6760 | 4460 | 6760 | Lutron Electronics | PJ2-2B-GLA-S08.jpeg | 784276067249 | PICO RF 434 W LED 2B GLOSS LIGHT ALMOND | Lutron 2-Button Pico Smart Remote, with Screen Icons and Text ("Screen") - Light Almond |  | 0.5 | 5.75 |  | PJ2-2B-GLA-S08.jpeg | http://grandbrass.xologic.com/vendors/4460/large/PJ2-2B-GLA-S08.jpeg | [47 empty] | 0 | 0 | 0 | [6 empty] | 0 | 1 | 1 | EA | 1 | Lighting Controls | [27 empty] | Other Lighting Controls | [242 empty] | <a href="https://assets.lutron.com/a/documents/040429.pdf" target="_blank">Installation Instructions</a> | [23 empty] | 10.000 DW |  |  | 3.8800 IN | [89 empty] | 1.000 EA | 1.000 EA | [35 empty] | No | [42 empty] | https://www.lutron.com/TechnicalDocumentLibrary/369612.pdf | [7 empty] | Shelf Stock | [39 empty] | 52161525 | [6 empty] | <a href="https://lutron.widen.net/content/fomoe9knmc/mp4/Ecom_PicoBenefits_video.mp4" target="_blank">Product Video Clip</a> | [6 empty] | <a href="https://www.lutron.com/TechnicalDocumentLibrary/369-119_Wallbox_Warranty.pdf" target="_blank">Warranty Information</a> |  |  |  |  | 0.050 L | [14 empty] | 0 | 0 | 0 | 0 | Lighting Fixtures | 2016-07-15 14:52 | 2024-07-20 11:41 | 0000-00-00 00:00:00 | 2024-07-20 11:41 | 0000-00-00 00:00:00
1 | Lutron Electronics | MS-B102-V-SW | 4460-6764 | 4460 | 6764 | Lutron Electronics | Ecom_MS-B102-SW_WithWallPlate.jpeg?w=1500 | 784276085960 | MAESTRO 1-CIR DT VAC SENS IN SNOW | Maestro Dual Technology (Dual Tech) vacancy sensor switch, neutral connection required applies exclusive XCT Technology for minor and fine motion detection in snow |  | 2.3 | 4.5 | [50 empty] | 0 | 0 | 0 | [6 empty] | 0 | 1 | 1 | EA | 1 | Lighting Controls | [27 empty] | Other Lighting Controls | [242 empty] | <a href="https://www.lutron.com/TechnicalDocumentLibrary/032566.pdf" target="_blank">Installation Instructions</a> | [23 empty] | 20.000 DW |  |  | 2.3000 IN | [89 empty] | 1.000 EA | 1.000 EA | [35 empty] | No | [42 empty] | https://www.lutron.com/TechnicalDocumentLibrary/369773_ENG.pdf | [7 empty] | Shelf Stock | [13 empty] | <a href="https://www.lutron.com/TechnicalDocumentLibrary/368-4493_Page_53.pdf" target="_blank">Tech Drawing</a> | [25 empty] | 39122236 | [6 empty] | <a href="https://lutron.widen.net/content/ljl01nfr11/mp4/In-wall-sensors_2021.mp4?w=2048" target="_blank">Product Video Clip</a> | [6 empty] | <a href="https://www.lutron.com/TechnicalDocumentLibrary/Sensor_Warranty.pdf" target="_blank">Warranty Information</a> |  |  |  |  | 0.300 L | [14 empty] | 0 | 0 | 0 | 0 | Lighting Fixtures | 2016-07-15 14:52 | 2024-07-20 11:15 | 0000-00-00 00:00:00 | 2024-07-20 11:15 | 0000-00-00 00:00:00 | [6 empty] | Snow
1 | Lutron Electronics | MS-B102-V-GR | 4460-6768 | 4460 | 6768 | Lutron Electronics | Ecom_MS-B102-GR_NoWallPlate.jpeg?w=1500 | 784276079563 | MAESTRO 1-CIR DT VAC SENS IN GRAY | Maestro Dual Technology (Dual Tech) vacancy sensor switch, neutral connection required applies exclusive XCT Technology for minor and fine motion detection in gray |  | 2.3 | 4.5 | [50 empty] | 0 | 0 | 0 | [6 empty] | 0 | 1 | 1 | EA | 1 | Lighting Controls | [7 empty] | Gray | [19 empty] | Other Lighting Controls | [242 empty] | <a href="https://www.lutron.com/TechnicalDocumentLibrary/032566.pdf" target="_blank">Installation Instructions</a> | [23 empty] | 40.000 DW |  |  | 2.3000 IN | [89 empty] | 1.000 EA | 1.000 EA | [35 empty] | No | [42 empty] | https://www.lutron.com/TechnicalDocumentLibrary/369773_ENG.pdf | [7 empty] | Shelf Stock | [13 empty] | <a href="https://www.lutron.com/TechnicalDocumentLibrary/368-4493_Page_53.pdf" target="_blank">Tech Drawing</a> | [25 empty] | 39122236 | [6 empty] | <a href="https://lutron.widen.net/content/ljl01nfr11/mp4/In-wall-sensors_2021.mp4?w=2048" target="_blank">Product Video Clip</a> | [6 empty] | <a href="https://www.lutron.com/TechnicalDocumentLibrary/Sensor_Warranty.pdf" target="_blank">Warranty Information</a> |  |  |  |  | 0.300 L | [14 empty] | 0 | 0 | 0 | 0 | Lighting Fixtures | 2016-07-15 14:52 | 2024-07-20 11:42 | 0000-00-00 00:00:00 | 2024-07-20 11:42 | 0000-00-00 00:00:00 | [6 empty] | Gray
4 | Lutron Electronics | LFGR-3-CWH | 4460-6769 | 4460 | 6769 | Lutron Electronics | LFGR-3-CWH.jpg | 784276085816 | FP GLASS 3R OPENING | see Touch Architectural Style, Designer glass wallplate 3-gang in clear glass |  | 9 | 1.25 |  | LFGR-3-CWH.jpg | http://grandbrass.xologic.com/vendors/4460/large/LFGR-3-CWH.jpg | [47 empty] | 0 | 0 | 0 | [6 empty] | 0 | 1 | 1 | EA | 1 | Lighting Controls |  |  | Fittings and Hardware |  | Electrical Hardware And Supplies |  | Wallplates | White | [19 empty] | Switch Plates | [242 empty] | <a href="https://www.lutron.com/TechnicalDocumentLibrary/0301693.pdf" target="_blank">Installation Instructions</a> | [23 empty] | 25.000 DW |  |  | 6.2500 IN | [89 empty] | 1.000 EA | 1.000 EA | [35 empty] | No | [42 empty] | https://www.lutron.com/TechnicalDocumentLibrary/369756_SPA.pdf | [7 empty] | Shelf Stock | [39 empty] | 39121704 | [13 empty] | <a href="https://www.lutron.com/TechnicalDocumentLibrary/369-119_Wallbox_Warranty.pdf" target="_blank">Warranty Information</a> |  |  |  |  | 0.600 L | [14 empty] | 0 | 0 | 0 | 0 | Electrical | 2016-07-15 14:52 | 2024-07-20 11:16 | 0000-00-00 00:00:00 | 2025-11-29 02:00 | 0000-00-00 00:00:00
1 | Lutron Electronics | PJ2-2B-GIV-L01 | 4460-6770 | 4460 | 6770 | Lutron Electronics | Ecom_PJ2-2B-GIV-L01.jpeg | 784276067195 | 2-Button Pico Smart Remote Ivory | Lutron 2-Button Pico Smart Remote, with Light Icons - Ivory |  | 0.5 | 5.75 |  | Ecom_PJ2-2B-GIV-L01.jpeg | http://grandbrass.xologic.com/vendors/4460/large/Ecom_PJ2-2B-GIV-L01.jpeg | [47 empty] | 0 | 0 | 0 | [6 empty] | 0 | 1 | 1 | EA | 1 | Lighting Controls | [7 empty] | White | [19 empty] | Other Lighting Controls | [242 empty] | <a href="https://www.lutron.com/TechnicalDocumentLibrary/040429.pdf" target="_blank">Installation Instructions</a> | [23 empty] | 10.000 DW |  |  | 3.8800 IN | [89 empty] | 1.000 EA | 1.000 EA | [35 empty] | No | [42 empty] | https://www.lutron.com/TechnicalDocumentLibrary/369612.pdf | [7 empty] | Shelf Stock | [39 empty] | 52161525 | [6 empty] | <a href="https://lutron.widen.net/content/fomoe9knmc/mp4/Ecom_PicoBenefits_video.mp4" target="_blank">Product Video Clip</a> | [6 empty] | <a href="https://www.lutron.com/TechnicalDocumentLibrary/369-119_Wallbox_Warranty.pdf" target="_blank">Warranty Information</a> |  |  |  |  | 0.050 L | [14 empty] | 0 | 0 | 0 | 0 | Lighting Fixtures | 2016-07-15 14:52 | 2024-07-20 11:15 | 0000-00-00 00:00:00 | 2024-07-20 11:15 | 0000-00-00 00:00:00
1 | Lutron Electronics | PJ2-3BRL-GBL-L01 | 4460-6773 | 4460 | 6773 | Lutron Electronics | Ecom_PJ2-3BRL-GBL-L01.jpeg | 784276067461 | PICO RF 434 W LED 3BRL BL LIGHT ICON | Lutron 3-Button with Raise/Lower and Preset, Pico Smart Remote, with Light Icons - Black |  | 0.5 | 5.8 |  | Ecom_PJ2-3BRL-GBL-L01.jpeg | http://grandbrass.xologic.com/vendors/4460/large/Ecom_PJ2-3BRL-GBL-L01.jpeg | [47 empty] | 0 | 0 | 0 | [6 empty] | 0 | 1 | 1 | EA | 1 | Lighting Controls | [7 empty] | Black | [19 empty] | Other Lighting Controls | [242 empty] | <a href="https://www.lutron.com/TechnicalDocumentLibrary/040429.pdf" target="_blank">Installation Instructions</a> | [23 empty] | 10.000 DW |  |  | 3.8800 IN | [89 empty] | 1.000 EA | 1.000 EA | [35 empty] | No | [42 empty] | https://www.lutron.com/TechnicalDocumentLibrary/369612.pdf | [7 empty] | Shelf Stock | [39 empty] | 52161525 | [6 empty] | <a href="https://lutron.widen.net/content/fomoe9knmc/mp4/Ecom_PicoBenefits_video.mp4" target="_blank">Product Video Clip</a> | [6 empty] | <a href="https://www.lutron.com/TechnicalDocumentLibrary/369-119_Wallbox_Warranty.pdf" target="_blank">Warranty Information</a> |  |  |  |  | 0.050 L | [14 empty] | 0 | 0 | 0 | 0 | Lighting Fixtures | 2016-07-15 14:52 | 2024-07-20 11:16 | 0000-00-00 00:00:00 | 2024-07-20 11:16 | 0000-00-00 00:00:00
1 | Lutron Electronics | PJ2-3BRL-GWH-S05 | 4460-6774 | 4460 | 6774 | Lutron Electronics | PJ2-3BRL-GWH-S05.jpg | 784276067836 | PICO RF 434 W LED FOR BLINDS 3BRL WHITE | Lutron 3-Button with Raise/Lower and Preset, Pico Smart Remote, with Shade Icons and Text ("Blind") - White |  | 0.5 | 5.75 |  | PJ2-3BRL-GWH-S05.jpg | http://grandbrass.xologic.com/vendors/4460/large/PJ2-3BRL-GWH-S05.jpg | [47 empty] | 0 | 0 | 0 | [6 empty] | 0 | 1 | 1 | EA | 1 | Lighting Controls | [7 empty] | White | [19 empty] | Other Lighting Controls | [242 empty] | <a href="https://assets.lutron.com/a/documents/040429.pdf" target="_blank">Installation Instructions</a> | [23 empty] | 10.000 DW |  |  | 3.8800 IN | [89 empty] | 1.000 EA | 1.000 EA | [35 empty] | No | [42 empty] | https://www.lutron.com/TechnicalDocumentLibrary/369612.pdf | [7 empty] | Shelf Stock | [39 empty] | 52161525 | [6 empty] | <a href="https://lutron.widen.net/content/fomoe9knmc/mp4/Ecom_PicoBenefits_video.mp4" target="_blank">Product Video Clip</a> | [6 empty] | <a href="https://www.lutron.com/TechnicalDocumentLibrary/369-119_Wallbox_Warranty.pdf" target="_blank">Warranty Information</a> |  |  |  |  | 0.050 L | [14 empty] | 0 | 0 | 0 | 0 | Lighting Fixtures | 2016-07-15 14:52 | 2024-07-20 11:40 | 0000-00-00 00:00:00 | 2024-07-20 11:40 | 0000-00-00 00:00:00
4 | Lutron Electronics | RRD-2ANF-BL | 4460-6780 | 4460 | 6780 | Lutron Electronics | RRD-2ANF-BL.jpg | 784276040259 | RADIORA2 RF FAN CONTROL BL | RadioRA 2 fan control, Multi-location/single-pole, 2A, neutral wire required in black |  | 2.3 | 4.5 |  | RRD-2ANF-BL.jpg | http://grandbrass.xologic.com/vendors/4460/large/RRD-2ANF-BL.jpg | [47 empty] | 0 | 0 | 0 | [6 empty] | 0 | 1 | 1 | EA | 1 | Fan Accessories |  |  | Control And Automation |  | Switches |  | Speed Switch | Black | [19 empty] | Fan Wall Mount Controls | [242 empty] | <a href="https://www.lutron.com/TechnicalDocumentLibrary/044343.pdf" target="_blank">Installation Instructions</a> | [23 empty] | 25.000 DW |  |  | 2.3000 IN | [89 empty] | 1.000 EA | 1.000 EA | [35 empty] | No | [42 empty] | https://www.lutron.com/TechnicalDocumentLibrary/369225_SPA.pdf | [7 empty] | Shelf Stock | [13 empty] | <a href="https://www.lutron.com/TechnicalDocumentLibrary/368-4493_Page_18.pdf" target="_blank">Tech Drawing</a> | [25 empty] | 39122240 | [13 empty] | <a href="https://www.lutron.com/TechnicalDocumentLibrary/043492.pdf" target="_blank">Warranty Information</a> |  |  |  |  | 0.350 L | [14 empty] | 0 | 0 | 0 | 0 | Electrical | 2016-07-15 14:52 | 2024-07-20 11:16 | 0000-00-00 00:00:00 | 2025-11-29 02:00 | 0000-00-00 00:00:00 | [6 empty] | Black
1 | Lutron Electronics | PJ2-3BRL-GWG-S04 | 4460-6782 | 4460 | 6782 | Lutron Electronics | PJ2-3BRL-GWG-S04.jpg | 784276067744 | PICO RF 434 W LED FOR SHEERS 3BRL W/G | Lutron 3-Button with Raise/Lower and Preset, Pico Smart Remote, with Shade Icons and Text ("Sheer") - White/Gray |  | 0.5 | 5.75 |  | PJ2-3BRL-GWG-S04.jpg | http://grandbrass.xologic.com/vendors/4460/large/PJ2-3BRL-GWG-S04.jpg | [47 empty] | 0 | 0 | 0 | [6 empty] | 0 | 1 | 1 | EA | 1 | Lighting Controls | [7 empty] | White | [19 empty] | Other Lighting Controls | [242 empty] | <a href="https://assets.lutron.com/a/documents/040429.pdf" target="_blank">Installation Instructions</a> | [23 empty] | 10.000 DW |  |  | 3.8800 IN | [89 empty] | 1.000 EA | 1.000 EA | [35 empty] | No | [42 empty] | https://www.lutron.com/TechnicalDocumentLibrary/369612.pdf | [7 empty] | Shelf Stock | [39 empty] | 52161525 | [6 empty] | <a href="https://lutron.widen.net/content/fomoe9knmc/mp4/Ecom_PicoBenefits_video.mp4" target="_blank">Product Video Clip</a> | [6 empty] | <a href="https://www.lutron.com/TechnicalDocumentLibrary/369-119_Wallbox_Warranty.pdf" target="_blank">Warranty Information</a> |  |  |  |  | 0.050 L | [14 empty] | 0 | 0 | 0 | 0 | Lighting Fixtures | 2016-07-15 14:53 | 2024-07-20 11:40 | 0000-00-00 00:00:00 | 2024-07-20 11:40 | 0000-00-00 00:00:00
1 | Lutron Electronics | MS-B102-V-MN | 4460-6784 | 4460 | 6784 | Lutron Electronics | Ecom_MS-B102-MN_WithWallPlate.jpeg?w=1500 | 784276079624 | MAESTRO 1-CIR DT VAC SENS IN MIDNIGHT | Maestro Dual Technology (Dual Tech) vacancy sensor switch, neutral connection required applies exclusive XCT Technology for minor and fine motion detection in midnight |  | 2.3 | 4.5 | [50 empty] | 0 | 0 | 0 | [6 empty] | 0 | 1 | 1 | EA | 1 | Lighting Controls | [27 empty] | Other Lighting Controls | [242 empty] | <a href="https://www.lutron.com/TechnicalDocumentLibrary/032566.pdf" target="_blank">Installation Instructions</a> | [23 empty] | 40.000 DW |  |  | 2.3000 IN | [89 empty] | 1.000 EA | 1.000 EA | [35 empty] | No | [42 empty] | https://www.lutron.com/TechnicalDocumentLibrary/369773_ENG.pdf | [7 empty] | Shelf Stock | [13 empty] | <a href="https://www.lutron.com/TechnicalDocumentLibrary/368-4493_Page_53.pdf" target="_blank">Tech Drawing</a> | [25 empty] | 39122236 | [6 empty] | <a href="https://lutron.widen.net/content/ljl01nfr11/mp4/In-wall-sensors_2021.mp4?w=2048" target="_blank">Product Video Clip</a> | [6 empty] | <a href="https://www.lutron.com/TechnicalDocumentLibrary/Sensor_Warranty.pdf" target="_blank">Warranty Information</a> |  |  |  |  | 0.300 L | [14 empty] | 0 | 0 | 0 | 0 | Lighting Fixtures | 2016-07-15 14:53 | 2024-07-20 11:14 | 0000-00-00 00:00:00 | 2024-07-20 11:14 | 0000-00-00 00:00:00 | [6 empty] | Midnight
4 | Lutron Electronics | LFGI-2B-F-CWH | 4460-6787 | 4460 | 6787 | Lutron Electronics | LFGI-2B-F-CWH.jpg | 784276070676 | FP GLASS 2B | seeTouch Architectural International frameless style faceplate for 2-button keypad in clear glass |  | 9 | 1.25 |  | LFGI-2B-F-CWH.jpg | http://grandbrass.xologic.com/vendors/4460/large/LFGI-2B-F-CWH.jpg | [47 empty] | 0 | 0 | 0 | [6 empty] | 0 | 1 | 1 | EA | 1 | Lighting Controls |  |  | Fittings and Hardware |  | Electrical Hardware And Supplies |  | Wallplates | White | [19 empty] | Switch Plates | [242 empty] | <a href="https://www.lutron.com/TechnicalDocumentLibrary/0301685.pdf" target="_blank">Installation Instructions</a> | [23 empty] | 40.000 DW |  |  | 6.2500 IN | [89 empty] | 1.000 EA | 1.000 EA | [35 empty] | No | [42 empty] | https://www.lutron.com/TechnicalDocumentLibrary/369756_SPA.pdf | [7 empty] | Shelf Stock | [39 empty] | 39121704 | [13 empty] | <a href="https://www.lutron.com/TechnicalDocumentLibrary/369-119_Wallbox_Warranty.pdf" target="_blank">Warranty Information</a> |  |  |  |  | 0.600 L | [14 empty] | 0 | 0 | 0 | 0 | Electrical | 2016-07-15 14:53 | 2024-07-20 11:14 | 0000-00-00 00:00:00 | 2025-11-29 02:00 | 0000-00-00 00:00:00
4 | Lutron Electronics | LFGR-1-CWH | 4460-6789 | 4460 | 6789 | Lutron Electronics | LFGR-1-CWH.jpg | 784276085779 | FP GLASS 1R OPENING | seeTouch Architectural Style, Designer glass wallplate 1-gang in clear glass |  | 9 | 1.25 |  | LFGR-1-CWH.jpg | http://grandbrass.xologic.com/vendors/4460/large/LFGR-1-CWH.jpg | [47 empty] | 0 | 0 | 0 | [6 empty] | 0 | 1 | 1 | EA | 1 | Lighting Controls |  |  | Fittings and Hardware |  | Electrical Hardware And Supplies |  | Wallplates | White | [19 empty] | Switch Plates | [242 empty] | <a href="https://www.lutron.com/TechnicalDocumentLibrary/0301693.pdf" target="_blank">Installation Instructions</a> | [23 empty] | 10.000 DW |  |  | 6.2500 IN | [89 empty] | 1.000 EA | 1.000 EA | [35 empty] | No | [42 empty] | https://www.lutron.com/TechnicalDocumentLibrary/369756_SPA.pdf | [7 empty] | Shelf Stock | [39 empty] | 39121704 | [13 empty] | <a href="https://www.lutron.com/TechnicalDocumentLibrary/369-119_Wallbox_Warranty.pdf" target="_blank">Warranty Information</a> |  |  |  |  | 0.400 L | [14 empty] | 0 | 0 | 0 | 0 | Electrical | 2016-07-15 14:53 | 2024-07-20 11:15 | 0000-00-00 00:00:00 | 2025-11-29 02:00 | 0000-00-00 00:00:00
1 | Lutron Electronics | MS-B202-LA | 4460-6790 | 4460 | 6790 | Lutron Electronics | Ecom_MS-B202-LA_NoWallPlate.jpeg?w=1500 | 784276086141 | MAESTRO 2-CIR DT OCC SENS IN LA | Maestro Dual Technology (Dual Tech), partial-on occupancy sensor switch, applies exclusive XCT Technology for minor and fine motion detection. Meets Title 24 requirements for multi-level lighting in light almond |  | 3.4 | 4.4 | [50 empty] | 0 | 0 | 0 | [6 empty] | 0 | 1 | 1 | EA | 1 | Lighting Controls | [27 empty] | Other Lighting Controls | [242 empty] | <a href="https://www.lutron.com/TechnicalDocumentLibrary/032568.pdf" target="_blank">Installation Instructions</a> | [23 empty] | 40.000 DW |  |  | 2.4000 IN | [89 empty] | 1.000 EA | 1.000 EA | [35 empty] | No | [42 empty] | https://www.lutron.com/TechnicalDocumentLibrary/369773_ENG.pdf | [7 empty] | Shelf Stock | [13 empty] | <a href="https://www.lutron.com/TechnicalDocumentLibrary/368-4493_Page_76.pdf" target="_blank">Tech Drawing</a> | [25 empty] | 39122236 | [6 empty] | <a href="https://lutron.widen.net/content/ljl01nfr11/mp4/In-wall-sensors_2021.mp4?w=2048" target="_blank">Product Video Clip</a> | [6 empty] | <a href="https://www.lutron.com/TechnicalDocumentLibrary/Sensor_Warranty.pdf" target="_blank">Warranty Information</a> |  |  |  |  | 0.350 L | [14 empty] | 0 | 0 | 0 | 0 | Lighting Fixtures | 2016-07-15 14:53 | 2024-07-20 11:20 | 0000-00-00 00:00:00 | 2024-07-20 11:20 | 0000-00-00 00:00:00
1 | Lutron Electronics | PJ2-3BRL-GIV-S04 | 4460-6793 | 4460 | 6793 | Lutron Electronics | PJ2-3BRL-GIV-S04.jpeg | 784276067584 | PICO RF 434 W LED FOR SHEERS 3BRL IVORY | Lutron 3-Button with Raise/Lower and Preset, Pico Smart Remote, with Shade Icons and Text ("Sheer") - Ivory |  | 2.5 | 0.4 |  | PJ2-3BRL-GIV-S04.jpeg | http://grandbrass.xologic.com/vendors/4460/large/PJ2-3BRL-GIV-S04.jpeg | [47 empty] | 0 | 0 | 0 | [6 empty] | 0 | 1 | 1 | EA | 1 | Lighting Controls | [7 empty] | White | [19 empty] | Other Lighting Controls | [242 empty] | <a href="https://assets.lutron.com/a/documents/040429.pdf" target="_blank">Installation Instructions</a> | [23 empty] | 10.000 DW |  |  | 3.8000 IN | [89 empty] | 1.000 EA | 1.000 EA | [35 empty] | No | [42 empty] | https://www.lutron.com/TechnicalDocumentLibrary/369612.pdf | [7 empty] | Shelf Stock | [39 empty] | 52161525 | [6 empty] | <a href="https://lutron.widen.net/content/fomoe9knmc/mp4/Ecom_PicoBenefits_video.mp4" target="_blank">Product Video Clip</a> | [6 empty] | <a href="https://www.lutron.com/TechnicalDocumentLibrary/369-119_Wallbox_Warranty.pdf" target="_blank">Warranty Information</a> |  |  |  |  | 0.150 L | [14 empty] | 0 | 0 | 0 | 0 | Lighting Fixtures | 2016-07-15 14:53 | 2024-07-20 11:39 | 0000-00-00 00:00:00 | 2024-07-20 11:39 | 0000-00-00 00:00:00
4 | Lutron Electronics | LFGR-W3BDN-CWH | 4460-6794 | 4460 | 6794 | Lutron Electronics | LFGR-W3BDN-CWH.jpg | 784276070393 | FP GLASS W3BDN | seeTouch Architectural non-insert style faceplate for two 3-button groups keypad in clear glass |  | 5.9 | 8.6 |  | LFGR-W3BDN-CWH.jpg | http://grandbrass.xologic.com/vendors/4460/large/LFGR-W3BDN-CWH.jpg | [47 empty] | 0 | 0 | 0 | [6 empty] | 0 | 1 | 1 | EA | 1 | Lighting Controls |  |  | Fittings and Hardware |  | Electrical Hardware And Supplies |  | Wallplates | White | [19 empty] | Switch Plates | [242 empty] | <a href="https://www.lutron.com/TechnicalDocumentLibrary/0301686.pdf" target="_blank">Installation Instructions</a> | [23 empty] | 40.000 DW |  |  | 1.4000 IN | [89 empty] | 1.000 EA | 1.000 EA | [35 empty] | No | [42 empty] | https://www.lutron.com/TechnicalDocumentLibrary/369756_SPA.pdf | [7 empty] | Shelf Stock | [39 empty] | 39121704 | [13 empty] | <a href="https://www.lutron.com/TechnicalDocumentLibrary/369-119_Wallbox_Warranty.pdf" target="_blank">Warranty Information</a> |  |  |  |  | 0.300 L | [14 empty] | 0 | 0 | 0 | 0 | Electrical | 2016-07-15 14:53 | 2024-07-20 11:20 | 0000-00-00 00:00:00 | 2025-11-29 02:00 | 0000-00-00 00:00:00
1 | Lutron Electronics | PJN-2B-GLA-L01 | 4460-6795 | 4460 | 6795 | Lutron Electronics | PJN-2B-GLA-L01.jpg | 784276068086 | PICO RF 434 W NGHTLGHT 2B LA LIGHT ICON | Pico Wireless Control with nightlight, 2-button in light almond |  | 2.3 | 4.5 |  | PJN-2B-GLA-L01.jpg | http://grandbrass.xologic.com/vendors/4460/large/PJN-2B-GLA-L01.jpg | [47 empty] | 0 | 0 | 0 | [6 empty] | 0 | 1 | 1 | EA | 1 | Lighting Controls | [27 empty] | Other Lighting Controls | [242 empty] | <a href="https://www.lutron.com/TechnicalDocumentLibrary/040399.pdf" target="_blank">Installation Instructions</a> | [23 empty] | 2.000 DW |  |  | 2.3000 IN | [89 empty] | 1.000 EA | 1.000 EA | [35 empty] | No | [42 empty] | https://www.lutron.com/TechnicalDocumentLibrary/369760a_ENG.pdf | [7 empty] | Shelf Stock | [39 empty] | 52161525 | [13 empty] | <a href="https://www.lutron.com/TechnicalDocumentLibrary/369-119_Wallbox_Warranty.pdf" target="_blank">Warranty Information</a> |  |  |  |  | 0.100 L | [14 empty] | 0 | 0 | 0 | 0 | Lighting Fixtures | 2016-07-15 14:53 | 2024-07-20 11:42 | 0000-00-00 00:00:00 | 2024-07-20 11:42 | 0000-00-00 00:00:00
4 | Lutron Electronics | RRD-2ANF-IV | 4460-6799 | 4460 | 6799 | Lutron Electronics | RRD-2ANF-IV.jpg | 784276040334 | RADIORA2 RF FAN CONTROL IV | RadioRA 2 fan control, Multi-location/single-pole, 2A, neutral wire required in ivory |  | 2.3 | 4.5 |  | RRD-2ANF-IV.jpg | http://grandbrass.xologic.com/vendors/4460/large/RRD-2ANF-IV.jpg | [47 empty] | 0 | 0 | 0 | [6 empty] | 0 | 1 | 1 | EA | 1 | Fan Accessories |  |  | Control And Automation |  | Switches |  | Speed Switch | White | [19 empty] | Fan Wall Mount Controls | [242 empty] | <a href="https://www.lutron.com/TechnicalDocumentLibrary/044343.pdf" target="_blank">Installation Instructions</a> | [23 empty] | 25.000 DW |  |  | 2.3000 IN | [89 empty] | 1.000 EA | 1.000 EA | [35 empty] | No | [42 empty] | https://www.lutron.com/TechnicalDocumentLibrary/369225_SPA.pdf | [7 empty] | Shelf Stock | [13 empty] | <a href="https://www.lutron.com/TechnicalDocumentLibrary/368-4493_Page_18.pdf" target="_blank">Tech Drawing</a> | [25 empty] | 39122240 | [13 empty] | <a href="https://www.lutron.com/TechnicalDocumentLibrary/043492.pdf" target="_blank">Warranty Information</a> |  |  |  |  | 0.350 L | [14 empty] | 0 | 0 | 0 | 0 | Electrical | 2016-07-15 14:53 | 2024-07-20 11:17 | 0000-00-00 00:00:00 | 2025-11-29 02:00 | 0000-00-00 00:00:00 | [6 empty] | Ivory
1 | Lutron Electronics | PJ2-3BRL-GWG-S01 | 4460-6802 | 4460 | 6802 | Lutron Electronics | PJ2-3BRL-GWG-S01.jpeg | 784276067713 | PICO RF 434 W LED WHITE GRAY | Lutron 3-Button with Raise/Lower and Preset, Pico Smart Remote, with Shade Icons - White/Gray |  | 0.5 | 5.75 |  | PJ2-3BRL-GWG-S01.jpeg | http://grandbrass.xologic.com/vendors/4460/large/PJ2-3BRL-GWG-S01.jpeg | [47 empty] | 0 | 0 | 0 | [6 empty] | 0 | 1 | 1 | EA | 1 | Lighting Controls | [7 empty] | White | [19 empty] | Other Lighting Controls | [242 empty] | <a href="https://assets.lutron.com/a/documents/040429.pdf" target="_blank">Installation Instructions</a> | [23 empty] | 10.000 DW |  |  | 3.8800 IN | [89 empty] | 1.000 EA | 1.000 EA | [35 empty] | No | [42 empty] | https://www.lutron.com/TechnicalDocumentLibrary/369612.pdf | [7 empty] | Shelf Stock | [39 empty] | 52161525 | [6 empty] | <a href="https://lutron.widen.net/content/fomoe9knmc/mp4/Ecom_PicoBenefits_video.mp4" target="_blank">Product Video Clip</a> | [6 empty] | <a href="https://www.lutron.com/TechnicalDocumentLibrary/369-119_Wallbox_Warranty.pdf" target="_blank">Warranty Information</a> |  |  |  |  | 0.050 L | [14 empty] | 0 | 0 | 0 | 0 | Lighting Fixtures | 2016-07-15 14:53 | 2024-07-20 11:43 | 0000-00-00 00:00:00 | 2024-07-20 11:43 | 0000-00-00 00:00:00
1 | Lutron Electronics | MS-B202-TP | 4460-6803 | 4460 | 6803 | Lutron Electronics | Ecom_MS-B202-TP_WithWallPlate.jpeg?w=1500 | 784276086264 | MAESTRO 2-CIR DT OCC SENS IN TAUPE | Maestro Dual Technology (Dual Tech), partial-on occupancy sensor switch, applies exclusive XCT Technology for minor and fine motion detection. Meets Title 24 requirements for multi-level lighting in taupe |  | 3.4 | 4.4 | [50 empty] | 0 | 0 | 0 | [6 empty] | 0 | 1 | 1 | EA | 1 | Lighting Controls | [27 empty] | Other Lighting Controls | [242 empty] | <a href="https://www.lutron.com/TechnicalDocumentLibrary/032568.pdf" target="_blank">Installation Instructions</a> | [23 empty] | 40.000 DW |  |  | 2.4000 IN | [89 empty] | 1.000 EA | 1.000 EA | [35 empty] | No | [42 empty] | https://www.lutron.com/TechnicalDocumentLibrary/369773_ENG.pdf | [7 empty] | Shelf Stock | [13 empty] | <a href="https://www.lutron.com/TechnicalDocumentLibrary/368-4493_Page_76.pdf" target="_blank">Tech Drawing</a> | [25 empty] | 39122236 | [6 empty] | <a href="https://lutron.widen.net/content/ljl01nfr11/mp4/In-wall-sensors_2021.mp4?w=2048" target="_blank">Product Video Clip</a> | [6 empty] | <a href="https://www.lutron.com/TechnicalDocumentLibrary/Sensor_Warranty.pdf" target="_blank">Warranty Information</a> |  |  |  |  | 0.350 L | [14 empty] | 0 | 0 | 0 | 0 | Lighting Fixtures | 2016-07-15 14:53 | 2024-07-20 11:17 | 0000-00-00 00:00:00 | 2024-07-20 11:17 | 0000-00-00 00:00:00 | [6 empty] | Taupe
1 | Lutron Electronics | PJ2-2B-GIV-L02 | 4460-6804 | 4460 | 6804 | Lutron Electronics | PJ2-2B-GIV-L02.jpg | 784276067201 | PICO RF 434 W LED 2B GLOSS IV POWER ICON | Lutron 2-Button Pico Smart Remote, with Appliance Icons - Ivory |  | 0.5 | 5.75 |  | PJ2-2B-GIV-L02.jpg | http://grandbrass.xologic.com/vendors/4460/large/PJ2-2B-GIV-L02.jpg | [47 empty] | 0 | 0 | 0 | [6 empty] | 0 | 1 | 1 | EA | 1 | Lighting Controls | [7 empty] | White | [19 empty] | Other Lighting Controls | [242 empty] | <a href="https://www.lutron.com/TechnicalDocumentLibrary/040429.pdf" target="_blank">Installation Instructions</a> | [23 empty] | 10.000 DW |  |  | 3.8800 IN | [89 empty] | 1.000 EA | 1.000 EA | [35 empty] | No | [42 empty] | https://www.lutron.com/TechnicalDocumentLibrary/369612.pdf | [7 empty] | Shelf Stock | [39 empty] | 52161525 | [6 empty] | <a href="https://lutron.widen.net/content/fomoe9knmc/mp4/Ecom_PicoBenefits_video.mp4" target="_blank">Product Video Clip</a> | [6 empty] | <a href="https://www.lutron.com/TechnicalDocumentLibrary/369-119_Wallbox_Warranty.pdf" target="_blank">Warranty Information</a> |  |  |  |  | 0.050 L | [14 empty] | 0 | 0 | 0 | 0 | Lighting Fixtures | 2016-07-15 14:53 | 2024-07-20 11:16 | 0000-00-00 00:00:00 | 2024-07-20 11:16 | 0000-00-00 00:00:00
1 | Lutron Electronics | PJ2-3B-GIV-L01 | 4460-6806 | 4460 | 6806 | Lutron Electronics | PJ2-3B-GIV-L01.jpeg | 784276067423 | PICO RF 434 W LED 3B GLOSS IV LIGHT ICON | Lutron 3-Button Pico Smart Remote, with Light Icons - Ivory |  | 2.5 | 0.4 |  | PJ2-3B-GIV-L01.jpeg | http://grandbrass.xologic.com/vendors/4460/large/PJ2-3B-GIV-L01.jpeg | [47 empty] | 0 | 0 | 0 | [6 empty] | 0 | 1 | 1 | EA | 1 | Lighting Controls | [7 empty] | White | [19 empty] | Other Lighting Controls | [242 empty] | <a href="https://www.lutron.com/TechnicalDocumentLibrary/040429.pdf" target="_blank">Installation Instructions</a> | [23 empty] | 10.000 DW |  |  | 3.8000 IN | [89 empty] | 1.000 EA | 1.000 EA | [35 empty] | No | [42 empty] | https://www.lutron.com/TechnicalDocumentLibrary/369612.pdf | [7 empty] | Shelf Stock | [39 empty] | 52161525 | [6 empty] | <a href="https://lutron.widen.net/content/fomoe9knmc/mp4/Ecom_PicoBenefits_video.mp4" target="_blank">Product Video Clip</a> | [6 empty] | <a href="https://www.lutron.com/TechnicalDocumentLibrary/369-119_Wallbox_Warranty.pdf" target="_blank">Warranty Information</a> |  |  |  |  | 0.150 L | [14 empty] | 0 | 0 | 0 | 0 | Lighting Fixtures | 2016-07-15 14:53 | 2024-07-20 11:19 | 0000-00-00 00:00:00 | 2024-07-20 11:19 | 0000-00-00 00:00:00
1 | Lutron Electronics | PJ2-3BRL-GWH-S07 | 4460-6807 | 4460 | 6807 | Lutron Electronics | PJ2-3BRL-GWH-S07.jpg | 784276067850 | PICO RF 434 W LED FOR DRAPERIES 3BRL WHT | Lutron 3-Button with Raise/Lower and Preset, Pico Smart Remote, with Shade Icons and Text ("Drapery") - White |  | 0.5 | 5.75 |  | PJ2-3BRL-GWH-S07.jpg | http://grandbrass.xologic.com/vendors/4460/large/PJ2-3BRL-GWH-S07.jpg | [47 empty] | 0 | 0 | 0 | [6 empty] | 0 | 1 | 1 | EA | 1 | Lighting Controls | [7 empty] | White | [19 empty] | Other Lighting Controls | [242 empty] | <a href="https://assets.lutron.com/a/documents/040429.pdf" target="_blank">Installation Instructions</a> | [23 empty] | 10.000 DW |  |  | 3.8800 IN | [89 empty] | 1.000 EA | 1.000 EA | [35 empty] | No | [42 empty] | https://www.lutron.com/TechnicalDocumentLibrary/369612.pdf | [7 empty] | Shelf Stock | [39 empty] | 52161525 | [6 empty] | <a href="https://lutron.widen.net/content/fomoe9knmc/mp4/Ecom_PicoBenefits_video.mp4" target="_blank">Product Video Clip</a> | [6 empty] | <a href="https://www.lutron.com/TechnicalDocumentLibrary/369-119_Wallbox_Warranty.pdf" target="_blank">Warranty Information</a> |  |  |  |  | 0.050 L | [14 empty] | 0 | 0 | 0 | 0 | Lighting Fixtures | 2016-07-15 14:53 | 2024-07-20 11:39 | 0000-00-00 00:00:00 | 2024-07-20 11:39 | 0000-00-00 00:00:00
1 | Lutron Electronics | PJ2-3BRL-GWG-S07 | 4460-6811 | 4460 | 6811 | Lutron Electronics | PJ2-3BRL-GWG-S07.jpg | 784276067775 | PICO RF 434 W LED FOR DRAPERIES 3BRL W/G | Lutron 3-Button with Raise/Lower and Preset, Pico Smart Remote, with Shade Icons and Text ("Drapery") - White/Gray |  | 0.5 | 5.75 |  | PJ2-3BRL-GWG-S07.jpg | http://grandbrass.xologic.com/vendors/4460/large/PJ2-3BRL-GWG-S07.jpg | [47 empty] | 0 | 0 | 0 | [6 empty] | 0 | 1 | 1 | EA | 1 | Lighting Controls | [7 empty] | White | [19 empty] | Other Lighting Controls | [242 empty] | <a href="https://assets.lutron.com/a/documents/040429.pdf" target="_blank">Installation Instructions</a> | [23 empty] | 10.000 DW |  |  | 3.8800 IN | [89 empty] | 1.000 EA | 1.000 EA | [35 empty] | No | [42 empty] | https://www.lutron.com/TechnicalDocumentLibrary/369612.pdf | [7 empty] | Shelf Stock | [39 empty] | 52161525 | [6 empty] | <a href="https://lutron.widen.net/content/fomoe9knmc/mp4/Ecom_PicoBenefits_video.mp4" target="_blank">Product Video Clip</a> | [6 empty] | <a href="https://www.lutron.com/TechnicalDocumentLibrary/369-119_Wallbox_Warranty.pdf" target="_blank">Warranty Information</a> |  |  |  |  | 0.050 L | [14 empty] | 0 | 0 | 0 | 0 | Lighting Fixtures | 2016-07-15 14:53 | 2024-07-20 11:44 | 0000-00-00 00:00:00 | 2024-07-20 11:44 | 0000-00-00 00:00:00
1 | Lutron Electronics | MS-B102-SW | 4460-6812 | 4460 | 6812 | Lutron Electronics | Ecom_MS-B102-SW_WithWallPlate.jpeg?w=1500 | 784276079440 | MAESTRO 1-CIR DT OCC SENS IN SNOW | Maestro Dual Technology (Dual Tech) occupancy sensor switch, neutral connection required applies exclusive XCT Technology for minor and fine motion detection in snow |  | 2.3 | 4.5 | [50 empty] | 0 | 0 | 0 | [6 empty] | 0 | 1 | 1 | EA | 1 | Lighting Controls | [27 empty] | Other Lighting Controls | [242 empty] | <a href="https://www.lutron.com/TechnicalDocumentLibrary/032566.pdf" target="_blank">Installation Instructions</a> | [23 empty] | 20.000 DW |  |  | 2.3000 IN | [89 empty] | 1.000 EA | 1.000 EA | [35 empty] | No | [42 empty] | https://www.lutron.com/TechnicalDocumentLibrary/369773_ENG.pdf | [7 empty] | Shelf Stock | [13 empty] | <a href="https://www.lutron.com/TechnicalDocumentLibrary/368-4493_Page_53.pdf" target="_blank">Tech Drawing</a> | [25 empty] | 39122236 | [6 empty] | <a href="https://lutron.widen.net/content/ljl01nfr11/mp4/In-wall-sensors_2021.mp4?w=2048" target="_blank">Product Video Clip</a> | [6 empty] | <a href="https://www.lutron.com/TechnicalDocumentLibrary/Sensor_Warranty.pdf" target="_blank">Warranty Information</a> |  |  |  |  | 0.280 L | [14 empty] | 0 | 0 | 0 | 0 | Lighting Fixtures | 2016-07-15 14:53 | 2024-07-20 11:19 | 0000-00-00 00:00:00 | 2024-07-20 11:19 | 0000-00-00 00:00:00 | [6 empty] | Snow
1 | Lutron Electronics | PJ2-3BRL-GWH-S01 | 4460-6813 | 4460 | 6813 | Lutron Electronics | PJ2-3BRL-GWH-S01.jpg | 784276067799 | PICO RF 434 W LED WHITE | Lutron 3-Button with Raise/Lower and Preset, Pico Smart Remote, with Shade Icons - White |  | 0.5 | 5.75 |  | PJ2-3BRL-GWH-S01.jpg | http://grandbrass.xologic.com/vendors/4460/large/PJ2-3BRL-GWH-S01.jpg | [47 empty] | 0 | 0 | 0 | [6 empty] | 0 | 1 | 1 | EA | 1 | Lighting Controls | [7 empty] | White | [19 empty] | Other Lighting Controls | [242 empty] | <a href="https://assets.lutron.com/a/documents/040429.pdf" target="_blank">Installation Instructions</a> | [23 empty] | 15.000 DW |  |  | 3.8800 IN | [89 empty] | 1.000 EA | 1.000 EA | [35 empty] | No | [42 empty] | https://www.lutron.com/TechnicalDocumentLibrary/369612.pdf | [7 empty] | Shelf Stock | [39 empty] | 52161525 | [6 empty] | <a href="https://lutron.widen.net/content/fomoe9knmc/mp4/Ecom_PicoBenefits_video.mp4" target="_blank">Product Video Clip</a> | [6 empty] | <a href="https://www.lutron.com/TechnicalDocumentLibrary/369-119_Wallbox_Warranty.pdf" target="_blank">Warranty Information</a> |  |  |  |  | 0.050 L | [14 empty] | 0 | 0 | 0 | 0 | Lighting Fixtures | 2016-07-15 14:53 | 2024-07-20 11:30 | 0000-00-00 00:00:00 | 2024-07-20 11:30 | 0000-00-00 00:00:00
1 | Lutron Electronics | PJ2-3BRL-GBL-S06 | 4460-6814 | 4460 | 6814 | Lutron Electronics | PJ2-3BRL-GBL-S06.jpg | 784276067522 | PICO RF 434 W LED FOR SKYLIGHTS 3BRL BLK | Lutron 3-Button with Raise/Lower and Preset, Pico Smart Remote, with Shade Icons and Text ("Skylight") - Black |  | 0.5 | 5.75 |  | PJ2-3BRL-GBL-S06.jpg | http://grandbrass.xologic.com/vendors/4460/large/PJ2-3BRL-GBL-S06.jpg | [47 empty] | 0 | 0 | 0 | [6 empty] | 0 | 1 | 1 | EA | 1 | Lighting Controls | [7 empty] | Black | [19 empty] | Other Lighting Controls | [242 empty] | <a href="https://assets.lutron.com/a/documents/040429.pdf" target="_blank">Installation Instructions</a> | [23 empty] | 10.000 DW |  |  | 3.8800 IN | [89 empty] | 1.000 EA | 1.000 EA | [35 empty] | No | [42 empty] | https://www.lutron.com/TechnicalDocumentLibrary/369612.pdf | [7 empty] | Shelf Stock | [39 empty] | 52161525 | [6 empty] | <a href="https://lutron.widen.net/content/fomoe9knmc/mp4/Ecom_PicoBenefits_video.mp4" target="_blank">Product Video Clip</a> | [6 empty] | <a href="https://www.lutron.com/TechnicalDocumentLibrary/369-119_Wallbox_Warranty.pdf" target="_blank">Warranty Information</a> |  |  |  |  | 0.050 L | [14 empty] | 0 | 0 | 0 | 0 | Lighting Fixtures | 2016-07-15 14:54 | 2024-07-20 11:39 | 0000-00-00 00:00:00 | 2024-07-20 11:39 | 0000-00-00 00:00:00
1 | Lutron Electronics | PJ2-3BRL-GBL-S01 | 4460-6819 | 4460 | 6819 | Lutron Electronics | PJ2-3BRL-GBL-S01.jpg | 784276067478 | PICO RF 434 W LED BL | Lutron 3-Button with Raise/Lower and Preset, Pico Smart Remote, with Shade Icons - Black |  | 2.5 | 0.4 |  | PJ2-3BRL-GBL-S01.jpg | http://grandbrass.xologic.com/vendors/4460/large/PJ2-3BRL-GBL-S01.jpg | [47 empty] | 0 | 0 | 0 | [6 empty] | 0 | 1 | 1 | EA | 1 | Lighting Controls | [7 empty] | Black | [19 empty] | Other Lighting Controls | [242 empty] | <a href="https://assets.lutron.com/a/documents/040429.pdf" target="_blank">Installation Instructions</a> | [23 empty] | 10.000 DW |  |  | 3.8000 IN | [89 empty] | 1.000 EA | 1.000 EA | [35 empty] | No | [42 empty] | https://www.lutron.com/TechnicalDocumentLibrary/369612.pdf | [7 empty] | Shelf Stock | [39 empty] | 52161525 | [6 empty] | <a href="https://lutron.widen.net/content/fomoe9knmc/mp4/Ecom_PicoBenefits_video.mp4" target="_blank">Product Video Clip</a> | [6 empty] | <a href="https://www.lutron.com/TechnicalDocumentLibrary/369-119_Wallbox_Warranty.pdf" target="_blank">Warranty Information</a> |  |  |  |  | 0.150 L | [14 empty] | 0 | 0 | 0 | 0 | Lighting Fixtures | 2016-07-15 14:54 | 2024-07-20 11:28 | 0000-00-00 00:00:00 | 2024-07-20 11:28 | 0000-00-00 00:00:00
1 | Lutron Electronics | PJ2-2B-GLA-L02 | 4460-6822 | 4460 | 6822 | Lutron Electronics | PJ2-2B-GLA-L02.jpg | 784276067232 | PICO RF 434 W LED 2B GLOSS LA POWER ICON | Lutron 2-Button Pico Smart Remote, with Appliance Icons - Light Almond |  | 0.5 | 5.75 |  | PJ2-2B-GLA-L02.jpg | http://grandbrass.xologic.com/vendors/4460/large/PJ2-2B-GLA-L02.jpg | [47 empty] | 0 | 0 | 0 | [6 empty] | 0 | 1 | 1 | EA | 1 | Lighting Controls | [27 empty] | Other Lighting Controls | [242 empty] | <a href="https://www.lutron.com/TechnicalDocumentLibrary/040429.pdf" target="_blank">Installation Instructions</a> | [23 empty] | 10.000 DW |  |  | 3.8800 IN | [89 empty] | 1.000 EA | 1.000 EA | [35 empty] | No | [42 empty] | https://www.lutron.com/TechnicalDocumentLibrary/369612.pdf | [7 empty] | Shelf Stock | [39 empty] | 52161525 | [6 empty] | <a href="https://lutron.widen.net/content/fomoe9knmc/mp4/Ecom_PicoBenefits_video.mp4" target="_blank">Product Video Clip</a> | [6 empty] | <a href="https://www.lutron.com/TechnicalDocumentLibrary/369-119_Wallbox_Warranty.pdf" target="_blank">Warranty Information</a> |  |  |  |  | 0.050 L | [14 empty] | 0 | 0 | 0 | 0 | Lighting Fixtures | 2016-07-15 14:54 | 2024-07-20 11:20 | 0000-00-00 00:00:00 | 2024-07-20 11:20 | 0000-00-00 00:00:00
1 | Lutron Electronics | PJ2-2B-GWH-L02 | 4460-6829 | 4460 | 6829 | Lutron Electronics | PJ2-2B-GWH-L02.jpg | 784276067294 | PICO RF 434 W LED 2B GLOSS WH POWER ICON | Lutron 2-Button Pico Smart Remote, with Appliance Icons - White |  | 0.5 | 5.75 |  | PJ2-2B-GWH-L02.jpg | http://grandbrass.xologic.com/vendors/4460/large/PJ2-2B-GWH-L02.jpg | [47 empty] | 0 | 0 | 0 | [6 empty] | 0 | 1 | 1 | EA | 1 | Lighting Controls | [7 empty] | White | [19 empty] | Other Lighting Controls | [242 empty] | <a href="https://www.lutron.com/TechnicalDocumentLibrary/040429.pdf" target="_blank">Installation Instructions</a> | [23 empty] | 10.000 DW |  |  | 3.8800 IN | [89 empty] | 1.000 EA | 1.000 EA | [35 empty] | No | [42 empty] | https://www.lutron.com/TechnicalDocumentLibrary/369612.pdf | [7 empty] | Shelf Stock | [39 empty] | 52161525 | [6 empty] | <a href="https://lutron.widen.net/content/fomoe9knmc/mp4/Ecom_PicoBenefits_video.mp4" target="_blank">Product Video Clip</a> | [6 empty] | <a href="https://www.lutron.com/TechnicalDocumentLibrary/369-119_Wallbox_Warranty.pdf" target="_blank">Warranty Information</a> |  |  |  |  | 0.050 L | [14 empty] | 0 | 0 | 0 | 0 | Lighting Fixtures | 2016-07-15 14:54 | 2024-07-20 11:16 | 0000-00-00 00:00:00 | 2024-07-20 11:16 | 0000-00-00 00:00:00
1 | Lutron Electronics | PJ2-2B-GWG-L01 | 4460-6831 | 4460 | 6831 | Lutron Electronics | PJ2-2B-GWG-L01.jpg | 784276067256 | 2-Button Pico Smart Remote WG | Lutron 2-Button Pico Smart Remote, with Light Icons - White/Gray |  | 0.5 | 5.75 |  | PJ2-2B-GWG-L01.jpg | http://grandbrass.xologic.com/vendors/4460/large/PJ2-2B-GWG-L01.jpg | [47 empty] | 0 | 0 | 0 | [6 empty] | 0 | 1 | 1 | EA | 1 | Lighting Controls | [7 empty] | White | [19 empty] | Other Lighting Controls | [242 empty] | <a href="https://www.lutron.com/TechnicalDocumentLibrary/040429.pdf" target="_blank">Installation Instructions</a> | [23 empty] | 10.000 DW |  |  | 3.8800 IN | [89 empty] | 1.000 EA | 1.000 EA | [35 empty] | No | [42 empty] | https://www.lutron.com/TechnicalDocumentLibrary/369612.pdf | [7 empty] | Shelf Stock | [39 empty] | 52161525 | [6 empty] | <a href="https://lutron.widen.net/content/fomoe9knmc/mp4/Ecom_PicoBenefits_video.mp4" target="_blank">Product Video Clip</a> | [6 empty] | <a href="https://www.lutron.com/TechnicalDocumentLibrary/369-119_Wallbox_Warranty.pdf" target="_blank">Warranty Information</a> |  |  |  |  | 0.050 L | [14 empty] | 0 | 0 | 0 | 0 | Lighting Fixtures | 2016-07-15 14:54 | 2024-07-20 11:20 | 0000-00-00 00:00:00 | 2024-07-20 11:20 | 0000-00-00 00:00:00
1 | Lutron Electronics | PJ2-3BRL-GLA-S03 | 4460-6832 | 4460 | 6832 | Lutron Electronics | PJ2-3BRL-GLA-S03.jpeg | 784276067652 | PICO RF 434 W LED FOR BLACKOUTS 3BRL LA | Lutron 3-Button with Raise/Lower and Preset, Pico Smart Remote, with Shade Icons and Text ("Blackout") - Light Almond |  | 0.5 | 5.75 |  | PJ2-3BRL-GLA-S03.jpeg | http://grandbrass.xologic.com/vendors/4460/large/PJ2-3BRL-GLA-S03.jpeg | [47 empty] | 0 | 0 | 0 | [6 empty] | 0 | 1 | 1 | EA | 1 | Lighting Controls | [7 empty] | Black | [19 empty] | Other Lighting Controls | [242 empty] | <a href="https://assets.lutron.com/a/documents/040429.pdf" target="_blank">Installation Instructions</a> | [23 empty] | 10.000 DW |  |  | 3.8800 IN | [89 empty] | 1.000 EA | 1.000 EA | [35 empty] | No | [42 empty] | https://www.lutron.com/TechnicalDocumentLibrary/369612.pdf | [7 empty] | Shelf Stock | [39 empty] | 52161525 | [6 empty] | <a href="https://lutron.widen.net/content/fomoe9knmc/mp4/Ecom_PicoBenefits_video.mp4" target="_blank">Product Video Clip</a> | [6 empty] | <a href="https://www.lutron.com/TechnicalDocumentLibrary/369-119_Wallbox_Warranty.pdf" target="_blank">Warranty Information</a> |  |  |  |  | 0.050 L | [14 empty] | 0 | 0 | 0 | 0 | Lighting Fixtures | 2016-07-15 14:54 | 2024-07-20 11:31 | 0000-00-00 00:00:00 | 2024-07-20 11:31 | 0000-00-00 00:00:00
1 | Lutron Electronics | PJ2-3BRL-GLA-S04 | 4460-6833 | 4460 | 6833 | Lutron Electronics | PJ2-3BRL-GLA-S04.jpeg | 784276067669 | PICO RF 434 W LED FOR SHEERS 3BRL LT ALD | Lutron 3-Button with Raise/Lower and Preset, Pico Smart Remote, with Shade Icons and Text ("Sheer") - Light Almond |  | 0.5 | 5.75 |  | PJ2-3BRL-GLA-S04.jpeg | http://grandbrass.xologic.com/vendors/4460/large/PJ2-3BRL-GLA-S04.jpeg | [47 empty] | 0 | 0 | 0 | [6 empty] | 0 | 1 | 1 | EA | 1 | Lighting Controls | [27 empty] | Other Lighting Controls | [242 empty] | <a href="https://assets.lutron.com/a/documents/040429.pdf" target="_blank">Installation Instructions</a> | [23 empty] | 10.000 DW |  |  | 3.8800 IN | [89 empty] | 1.000 EA | 1.000 EA | [35 empty] | No | [42 empty] | https://www.lutron.com/TechnicalDocumentLibrary/369612.pdf | [7 empty] | Shelf Stock | [39 empty] | 52161525 | [6 empty] | <a href="https://lutron.widen.net/content/fomoe9knmc/mp4/Ecom_PicoBenefits_video.mp4" target="_blank">Product Video Clip</a> | [6 empty] | <a href="https://www.lutron.com/TechnicalDocumentLibrary/369-119_Wallbox_Warranty.pdf" target="_blank">Warranty Information</a> |  |  |  |  | 0.050 L | [14 empty] | 0 | 0 | 0 | 0 | Lighting Fixtures | 2016-07-15 14:54 | 2024-07-20 11:39 | 0000-00-00 00:00:00 | 2024-07-20 11:39 | 0000-00-00 00:00:00
4 | Lutron Electronics | LFGR-W2BRLN-CWH | 4460-6834 | 4460 | 6834 | Lutron Electronics | LFGR-W2BRLN-CWH.jpg | 784276070331 | FP GLASS W2BRLN | seeTouch Architectural non-insert style faceplate for 2-button keypad, with raise/lower in clear glass |  | 6.2 | 1.4 |  | LFGR-W2BRLN-CWH.jpg | http://grandbrass.xologic.com/vendors/4460/large/LFGR-W2BRLN-CWH.jpg | [47 empty] | 0 | 0 | 0 | [6 empty] | 0 | 1 | 1 | EA | 1 | Lighting Controls |  |  | Fittings and Hardware |  | Electrical Hardware And Supplies |  | Wallplates | White | [19 empty] | Switch Plates | [242 empty] | <a href="https://www.lutron.com/TechnicalDocumentLibrary/0301686.pdf" target="_blank">Installation Instructions</a> | [23 empty] | 40.000 DW |  |  | 8.7000 IN | [89 empty] | 1.000 EA | 1.000 EA | [35 empty] | No | [42 empty] | https://www.lutron.com/TechnicalDocumentLibrary/369756_SPA.pdf | [7 empty] | Shelf Stock | [39 empty] | 39121704 | [13 empty] | <a href="https://www.lutron.com/TechnicalDocumentLibrary/369-119_Wallbox_Warranty.pdf" target="_blank">Warranty Information</a> |  |  |  |  | 0.300 L | [14 empty] | 0 | 0 | 0 | 0 | Electrical | 2016-07-15 14:54 | 2024-07-20 11:20 | 0000-00-00 00:00:00 | 2025-11-29 02:00 | 0000-00-00 00:00:00
1 | Lutron Electronics | MS-B102-GR | 4460-6835 | 4460 | 6835 | Lutron Electronics | Ecom_MS-B102-GR_NoWallPlate.jpeg?w=1500 | 784276079303 | MAESTRO 1-CIR DT OCC SENS IN GRAY | Maestro Dual Technology (Dual Tech) occupancy sensor switch, neutral connection required applies exclusive XCT Technology for minor and fine motion detection in gray |  | 2.3 | 4.5 | [50 empty] | 0 | 0 | 0 | [6 empty] | 0 | 1 | 1 | EA | 1 | Lighting Controls | [7 empty] | Gray | [19 empty] | Other Lighting Controls | [242 empty] | <a href="https://www.lutron.com/TechnicalDocumentLibrary/032566.pdf" target="_blank">Installation Instructions</a> | [23 empty] | 20.000 DW |  |  | 2.3000 IN | [89 empty] | 1.000 EA | 1.000 EA | [35 empty] | No | [42 empty] | https://www.lutron.com/TechnicalDocumentLibrary/369773_ENG.pdf | [7 empty] | Shelf Stock | [13 empty] | <a href="https://www.lutron.com/TechnicalDocumentLibrary/368-4493_Page_53.pdf" target="_blank">Tech Drawing</a> | [25 empty] | 39122236 | [6 empty] | <a href="https://lutron.widen.net/content/ljl01nfr11/mp4/In-wall-sensors_2021.mp4?w=2048" target="_blank">Product Video Clip</a> | [6 empty] | <a href="https://www.lutron.com/TechnicalDocumentLibrary/Sensor_Warranty.pdf" target="_blank">Warranty Information</a> |  |  |  |  | 0.280 L | [14 empty] | 0 | 0 | 0 | 0 | Lighting Fixtures | 2016-07-15 14:54 | 2024-07-20 11:17 | 0000-00-00 00:00:00 | 2024-07-20 11:17 | 0000-00-00 00:00:00 | [6 empty] | Gray
1 | Lutron Electronics | PJ2-3BRL-GIV-L01 | 4460-6838 | 4460 | 6838 | Lutron Electronics | Ecom_PJ2-3BRL-GIV-L01.jpeg | 784276067546 | PICO RF 434 W LED 3BRL IV LIGHT ICON | Lutron 3-Button with Raise/Lower and Preset, Pico Smart Remote, with Light Icons - Ivory |  | 0.5 | 5.75 |  | Ecom_PJ2-3BRL-GIV-L01.jpeg | http://grandbrass.xologic.com/vendors/4460/large/Ecom_PJ2-3BRL-GIV-L01.jpeg | [47 empty] | 0 | 0 | 0 | [6 empty] | 0 | 1 | 1 | EA | 1 | Lighting Controls | [7 empty] | White | [19 empty] | Other Lighting Controls | [242 empty] | <a href="https://www.lutron.com/TechnicalDocumentLibrary/040429.pdf" target="_blank">Installation Instructions</a> | [23 empty] | 10.000 DW |  |  | 3.8800 IN | [89 empty] | 1.000 EA | 1.000 EA | [35 empty] | No | [42 empty] | https://www.lutron.com/TechnicalDocumentLibrary/369612.pdf | [7 empty] | Shelf Stock | [39 empty] | 52161525 | [6 empty] | <a href="https://lutron.widen.net/content/fomoe9knmc/mp4/Ecom_PicoBenefits_video.mp4" target="_blank">Product Video Clip</a> | [6 empty] | <a href="https://www.lutron.com/TechnicalDocumentLibrary/369-119_Wallbox_Warranty.pdf" target="_blank">Warranty Information</a> |  |  |  |  | 0.050 L | [14 empty] | 0 | 0 | 0 | 0 | Lighting Fixtures | 2016-07-15 14:54 | 2024-07-20 11:16 | 0000-00-00 00:00:00 | 2024-07-20 11:16 | 0000-00-00 00:00:00
1 | Lutron Electronics | MS-B202-PD | 4460-6840 | 4460 | 6840 | Lutron Electronics | Ecom_MS-B202-PD-WithWallPlate.jpeg?w=1500 | 784276086196 | MAESTRO 2-CIR DT OCC SENS IN PALLADIUM | Maestro Dual Technology (Dual Tech), partial-on occupancy sensor switch, applies exclusive XCT Technology for minor and fine motion detection. Meets Title 24 requirements for multi-level lighting in palladium |  | 3.4 | 4.4 | [50 empty] | 0 | 0 | 0 | [6 empty] | 0 | 1 | 1 | EA | 1 | Lighting Controls | [27 empty] | Other Lighting Controls | [242 empty] | <a href="https://www.lutron.com/TechnicalDocumentLibrary/032568.pdf" target="_blank">Installation Instructions</a> | [23 empty] | 40.000 DW |  |  | 2.4000 IN | [89 empty] | 1.000 EA | 1.000 EA | [35 empty] | No | [42 empty] | https://www.lutron.com/TechnicalDocumentLibrary/369773_ENG.pdf | [7 empty] | Shelf Stock | [13 empty] | <a href="https://www.lutron.com/TechnicalDocumentLibrary/368-4493_Page_76.pdf" target="_blank">Tech Drawing</a> | [25 empty] | 39122236 | [6 empty] | <a href="https://lutron.widen.net/content/ljl01nfr11/mp4/In-wall-sensors_2021.mp4?w=2048" target="_blank">Product Video Clip</a> | [6 empty] | <a href="https://www.lutron.com/TechnicalDocumentLibrary/Sensor_Warranty.pdf" target="_blank">Warranty Information</a> |  |  |  |  | 0.350 L | [14 empty] | 0 | 0 | 0 | 0 | Lighting Fixtures | 2016-07-15 14:54 | 2024-07-20 11:14 | 0000-00-00 00:00:00 | 2024-07-20 11:14 | 0000-00-00 00:00:00 | [6 empty] | Palladium
1 | Lutron Electronics | PJN-3BRL-GIV-L01 | 4460-6841 | 4460 | 6841 | Lutron Electronics | PJN-3BRL-GIV-L01.jpg | 784276068123 | 434 W NIGHTLIGHT 3BRL IV LIGHT ICON | Pico Wireless Control with nightlight, 3-button with raise/lower in ivory |  | 2.3 | 4.5 |  | PJN-3BRL-GIV-L01.jpg | http://grandbrass.xologic.com/vendors/4460/large/PJN-3BRL-GIV-L01.jpg | [47 empty] | 0 | 0 | 0 | [6 empty] | 0 | 1 | 1 | EA | 1 | Lighting Controls | [7 empty] | White | [19 empty] | Other Lighting Controls | [242 empty] | <a href="https://www.lutron.com/TechnicalDocumentLibrary/040399.pdf" target="_blank">Installation Instructions</a> | [23 empty] | 2.000 DW |  |  | 2.3000 IN | [89 empty] | 1.000 EA | 1.000 EA | [35 empty] | No | [42 empty] | https://www.lutron.com/TechnicalDocumentLibrary/369760a_ENG.pdf | [7 empty] | Shelf Stock | [39 empty] | 52161525 | [13 empty] | <a href="https://www.lutron.com/TechnicalDocumentLibrary/369-119_Wallbox_Warranty.pdf" target="_blank">Warranty Information</a> |  |  |  |  | 0.100 L | [14 empty] | 0 | 0 | 0 | 0 | Lighting Fixtures | 2016-07-15 14:54 | 2024-07-20 11:15 | 0000-00-00 00:00:00 | 2024-07-20 11:15 | 0000-00-00 00:00:00
1 | Lutron Electronics | PJN-2B-GWH-L01 | 4460-6846 | 4460 | 6846 | Lutron Electronics | PJN-2B-GWH-L01.jpg | 784276068109 | PICO RF 434 W NGHTLGHT 2B WH LIGHT ICON | Pico Wireless Control with nightlight, 2-button in white |  | 2.3 | 4.5 |  | PJN-2B-GWH-L01.jpg | http://grandbrass.xologic.com/vendors/4460/large/PJN-2B-GWH-L01.jpg | [47 empty] | 0 | 0 | 0 | [6 empty] | 0 | 1 | 1 | EA | 1 | Lighting Controls | [7 empty] | White | [19 empty] | Other Lighting Controls | [242 empty] | <a href="https://www.lutron.com/TechnicalDocumentLibrary/040399.pdf" target="_blank">Installation Instructions</a> | [23 empty] | 10.000 DW |  |  | 2.3000 IN | [89 empty] | 1.000 EA | 1.000 EA | [35 empty] | No | [42 empty] | https://www.lutron.com/TechnicalDocumentLibrary/369760a_ENG.pdf | [7 empty] | Shelf Stock | [39 empty] | 52161525 | [13 empty] | <a href="https://www.lutron.com/TechnicalDocumentLibrary/369-119_Wallbox_Warranty.pdf" target="_blank">Warranty Information</a> |  |  |  |  | 0.100 L | [14 empty] | 0 | 0 | 0 | 0 | Lighting Fixtures | 2016-07-15 14:54 | 2024-07-20 11:19 | 0000-00-00 00:00:00 | 2024-07-20 11:19 | 0000-00-00 00:00:00
1 | Lutron Electronics | PJ2-3BRL-GWH-S03 | 4460-6847 | 4460 | 6847 | Lutron Electronics | PJ2-3BRL-GWH-S03.jpg | 784276067812 | PICO RF 434 W LED FOR BLACKOUTS 3BRL WHT | Lutron 3-Button with Raise/Lower and Preset, Pico Smart Remote, with Shade Icons and Text ("Blackout") - White |  | 2.5 | 0.4 |  | PJ2-3BRL-GWH-S03.jpg | http://grandbrass.xologic.com/vendors/4460/large/PJ2-3BRL-GWH-S03.jpg | [47 empty] | 0 | 0 | 0 | [6 empty] | 0 | 1 | 1 | EA | 1 | Lighting Controls | [7 empty] | Black | [19 empty] | Other Lighting Controls | [242 empty] | <a href="https://assets.lutron.com/a/documents/040429.pdf" target="_blank">Installation Instructions</a> | [23 empty] | 10.000 DW |  |  | 3.8000 IN | [89 empty] | 1.000 EA | 1.000 EA | [35 empty] | No | [42 empty] | https://www.lutron.com/TechnicalDocumentLibrary/369612.pdf | [7 empty] | Shelf Stock | [39 empty] | 52161525 | [6 empty] | <a href="https://lutron.widen.net/content/fomoe9knmc/mp4/Ecom_PicoBenefits_video.mp4" target="_blank">Product Video Clip</a> | [6 empty] | <a href="https://www.lutron.com/TechnicalDocumentLibrary/369-119_Wallbox_Warranty.pdf" target="_blank">Warranty Information</a> |  |  |  |  | 0.150 L | [14 empty] | 0 | 0 | 0 | 0 | Lighting Fixtures | 2016-07-15 14:55 | 2024-07-20 11:41 | 0000-00-00 00:00:00 | 2024-07-20 11:41 | 0000-00-00 00:00:00
4 | Lutron Electronics | LFGI-6BRL-F-CWH | 4460-6849 | 4460 | 6849 | Lutron Electronics | LFGI-6BRL-F-CWH.jpg | 784276070751 | FP GLASS 6BRL | seeTouch Architectural International frameless style faceplate for 6-button keypad, with raise/lower in clear glass |  | 9 | 1.25 |  | LFGI-6BRL-F-CWH.jpg | http://grandbrass.xologic.com/vendors/4460/large/LFGI-6BRL-F-CWH.jpg | [47 empty] | 0 | 0 | 0 | [6 empty] | 0 | 1 | 1 | EA | 1 | Lighting Controls |  |  | Fittings and Hardware |  | Electrical Hardware And Supplies |  | Wallplates | White | [19 empty] | Switch Plates | [242 empty] | <a href="https://www.lutron.com/TechnicalDocumentLibrary/0301685.pdf" target="_blank">Installation Instructions</a> | [23 empty] | 60.000 DW |  |  | 6.2500 IN | [89 empty] | 1.000 EA | 1.000 EA | [35 empty] | No | [42 empty] | https://www.lutron.com/TechnicalDocumentLibrary/369756_SPA.pdf | [7 empty] | Shelf Stock | [39 empty] | 39121704 | [13 empty] | <a href="https://www.lutron.com/TechnicalDocumentLibrary/369-119_Wallbox_Warranty.pdf" target="_blank">Warranty Information</a> |  |  |  |  | 0.600 L | [14 empty] | 0 | 0 | 0 | 0 | Electrical | 2016-07-15 14:55 | 2024-07-20 11:15 | 0000-00-00 00:00:00 | 2025-11-29 02:00 | 0000-00-00 00:00:00
1 | Lutron Electronics | PJ2-2B-GWG-L02 | 4460-6851 | 4460 | 6851 | Lutron Electronics | PJ2-2B-GWG-L02.jpg | 784276067263 | PICO RF 434 W LED 2B GLOSS WG POWER ICON | Lutron 2-Button Pico Smart Remote, with Appliance Icons - White/Gray |  | 0.5 | 5.75 |  | PJ2-2B-GWG-L02.jpg | http://grandbrass.xologic.com/vendors/4460/large/PJ2-2B-GWG-L02.jpg | [47 empty] | 0 | 0 | 0 | [6 empty] | 0 | 1 | 1 | EA | 1 | Lighting Controls | [7 empty] | White | [19 empty] | Other Lighting Controls | [242 empty] | <a href="https://www.lutron.com/TechnicalDocumentLibrary/040429.pdf" target="_blank">Installation Instructions</a> | [23 empty] | 10.000 DW |  |  | 3.8800 IN | [89 empty] | 1.000 EA | 1.000 EA | [35 empty] | No | [42 empty] | https://www.lutron.com/TechnicalDocumentLibrary/369612.pdf | [7 empty] | Shelf Stock | [39 empty] | 52161525 | [6 empty] | <a href="https://lutron.widen.net/content/fomoe9knmc/mp4/Ecom_PicoBenefits_video.mp4" target="_blank">Product Video Clip</a> | [6 empty] | <a href="https://www.lutron.com/TechnicalDocumentLibrary/369-119_Wallbox_Warranty.pdf" target="_blank">Warranty Information</a> |  |  |  |  | 0.050 L | [14 empty] | 0 | 0 | 0 | 0 | Lighting Fixtures | 2016-07-15 14:55 | 2024-07-20 11:17 | 0000-00-00 00:00:00 | 2024-07-20 11:17 | 0000-00-00 00:00:00
1 | Lutron Electronics | PJ2-3BRL-GWH-S02 | 4460-6852 | 4460 | 6852 | Lutron Electronics | PJ2-3BRL-GWH-S02.jpg | 784276067805 | PICO RF 434 W LED FOR SHADES 3BRL WHITE | Lutron 3-Button with Raise/Lower and Preset, Pico Smart Remote, with Shade Icons and Text ("Shade") - White |  | 0.5 | 5.75 |  | PJ2-3BRL-GWH-S02.jpg | http://grandbrass.xologic.com/vendors/4460/large/PJ2-3BRL-GWH-S02.jpg | [47 empty] | 0 | 0 | 0 | [6 empty] | 0 | 1 | 1 | EA | 1 | Lighting Controls | [7 empty] | White | [19 empty] | Other Lighting Controls | [242 empty] | <a href="https://assets.lutron.com/a/documents/040429.pdf" target="_blank">Installation Instructions</a> | [23 empty] | 55.000 DW |  |  | 3.8800 IN | [89 empty] | 1.000 EA | 1.000 EA | [35 empty] | No | [42 empty] | https://www.lutron.com/TechnicalDocumentLibrary/369612.pdf | [7 empty] | Shelf Stock | [39 empty] | 52161525 | [6 empty] | <a href="https://lutron.widen.net/content/fomoe9knmc/mp4/Ecom_PicoBenefits_video.mp4" target="_blank">Product Video Clip</a> | [6 empty] | <a href="https://www.lutron.com/TechnicalDocumentLibrary/369-119_Wallbox_Warranty.pdf" target="_blank">Warranty Information</a> |  |  |  |  | 0.050 L | [14 empty] | 0 | 0 | 0 | 0 | Lighting Fixtures | 2016-07-15 14:55 | 2024-07-20 11:44 | 0000-00-00 00:00:00 | 2024-07-20 11:44 | 0000-00-00 00:00:00
4 | Lutron Electronics | LFGR-W5BRLN-CWH | 4460-6853 | 4460 | 6853 | Lutron Electronics | LFGR-W5BRLN-CWH.jpg | 784276070539 | FP GLASS W5BRLN | seeTouch Architectural non-insert style faceplate for 5-button keypad, with raise/lower in clear glass |  | 6.1 | 1.3 |  | LFGR-W5BRLN-CWH.jpg | http://grandbrass.xologic.com/vendors/4460/large/LFGR-W5BRLN-CWH.jpg | [47 empty] | 0 | 0 | 0 | [6 empty] | 0 | 1 | 1 | EA | 1 | Lighting Controls |  |  | Fittings and Hardware |  | Electrical Hardware And Supplies |  | Wallplates | White | [19 empty] | Switch Plates | [242 empty] | <a href="https://www.lutron.com/TechnicalDocumentLibrary/0301686.pdf" target="_blank">Installation Instructions</a> | [23 empty] | 40.000 DW |  |  | 8.7000 IN | [89 empty] | 1.000 EA | 1.000 EA | [35 empty] | No | [42 empty] | https://www.lutron.com/TechnicalDocumentLibrary/369756_SPA.pdf | [7 empty] | Shelf Stock | [39 empty] | 39121704 | [13 empty] | <a href="https://www.lutron.com/TechnicalDocumentLibrary/369-119_Wallbox_Warranty.pdf" target="_blank">Warranty Information</a> |  |  |  |  | 1.050 L | [14 empty] | 0 | 0 | 0 | 0 | Electrical | 2016-07-15 14:55 | 2024-07-20 11:15 | 0000-00-00 00:00:00 | 2025-11-29 02:00 | 0000-00-00 00:00:00
1 | Lutron Electronics | PJN-3BRL-GWH-L01 | 4460-6854 | 4460 | 6854 | Lutron Electronics | PJN-3BRL-GWH-L01.jpg | 784276068154 | 434 W NIGHTLIGHT 3BRL WH LIGHT ICON | Pico Wireless Control with nightlight, 3-button with raise/lower in white |  | 2.3 | 4.5 |  | PJN-3BRL-GWH-L01.jpg | http://grandbrass.xologic.com/vendors/4460/large/PJN-3BRL-GWH-L01.jpg | [47 empty] | 0 | 0 | 0 | [6 empty] | 0 | 1 | 1 | EA | 1 | Lighting Controls | [7 empty] | White | [19 empty] | Other Lighting Controls | [242 empty] | <a href="https://www.lutron.com/TechnicalDocumentLibrary/040399.pdf" target="_blank">Installation Instructions</a> | [23 empty] | 40.000 DW |  |  | 2.3000 IN | [89 empty] | 1.000 EA | 1.000 EA | [35 empty] | No | [42 empty] | https://www.lutron.com/TechnicalDocumentLibrary/369760a_ENG.pdf | [7 empty] | Shelf Stock | [39 empty] | 52161525 | [13 empty] | <a href="https://www.lutron.com/TechnicalDocumentLibrary/369-119_Wallbox_Warranty.pdf" target="_blank">Warranty Information</a> |  |  |  |  | 0.100 L | [14 empty] | 0 | 0 | 0 | 0 | Lighting Fixtures | 2016-07-15 14:55 | 2024-07-20 11:19 | 0000-00-00 00:00:00 | 2024-07-20 11:19 | 0000-00-00 00:00:00
4 | Lutron Electronics | LFGI-5BRL-F-CWH | 4460-6856 | 4460 | 6856 | Lutron Electronics | LFGI-5BRL-F-CWH.jpg | 784276070737 | FP GLASS 5BRL | seeTouch Architectural International frameless style faceplate for 5-button keypad, with raise/lower in clear glass |  | 9 | 1.25 |  | LFGI-5BRL-F-CWH.jpg | http://grandbrass.xologic.com/vendors/4460/large/LFGI-5BRL-F-CWH.jpg | [47 empty] | 0 | 0 | 0 | [6 empty] | 0 | 1 | 1 | EA | 1 | Lighting Controls |  |  | Fittings and Hardware |  | Electrical Hardware And Supplies |  | Wallplates | White | [19 empty] | Switch Plates | [242 empty] | <a href="https://www.lutron.com/TechnicalDocumentLibrary/0301685.pdf" target="_blank">Installation Instructions</a> | [23 empty] | 25.000 DW |  |  | 6.2500 IN | [89 empty] | 1.000 EA | 1.000 EA | [35 empty] | No | [42 empty] | https://www.lutron.com/TechnicalDocumentLibrary/369756_SPA.pdf | [7 empty] | Shelf Stock | [39 empty] | 39121704 | [13 empty] | <a href="https://www.lutron.com/TechnicalDocumentLibrary/369-119_Wallbox_Warranty.pdf" target="_blank">Warranty Information</a> |  |  |  |  | 0.600 L | [14 empty] | 0 | 0 | 0 | 0 | Electrical | 2016-07-15 14:55 | 2024-07-20 11:27 | 0000-00-00 00:00:00 | 2025-11-29 02:00 | 0000-00-00 00:00:00
1 | Lutron Electronics | MS-B102-BR | 4460-6857 | 4460 | 6857 | Lutron Electronics | Ecom_MS-B102-BR_NoWallPlate.jpeg?w=1500 | 784276079266 | MAESTRO 1-CIR DT OCC SENS IN BROWN | Maestro Dual Technology (Dual Tech) occupancy sensor switch, neutral connection required applies exclusive XCT Technology for minor and fine motion detection in brown |  | 2.3 | 4.5 | [50 empty] | 0 | 0 | 0 | [6 empty] | 0 | 1 | 1 | EA | 1 | Lighting Controls | [7 empty] | Brown | [19 empty] | Other Lighting Controls | [242 empty] | <a href="https://www.lutron.com/TechnicalDocumentLibrary/032566.pdf" target="_blank">Installation Instructions</a> | [23 empty] | 20.000 DW |  |  | 2.3000 IN | [89 empty] | 1.000 EA | 1.000 EA | [35 empty] | No | [42 empty] | https://www.lutron.com/TechnicalDocumentLibrary/369773_ENG.pdf | [7 empty] | Shelf Stock | [13 empty] | <a href="https://www.lutron.com/TechnicalDocumentLibrary/368-4493_Page_53.pdf" target="_blank">Tech Drawing</a> | [25 empty] | 39122236 | [6 empty] | <a href="https://lutron.widen.net/content/ljl01nfr11/mp4/In-wall-sensors_2021.mp4?w=2048" target="_blank">Product Video Clip</a> | [6 empty] | <a href="https://www.lutron.com/TechnicalDocumentLibrary/Sensor_Warranty.pdf" target="_blank">Warranty Information</a> |  |  |  |  | 0.280 L | [14 empty] | 0 | 0 | 0 | 0 | Lighting Fixtures | 2016-07-15 14:55 | 2024-07-20 11:18 | 0000-00-00 00:00:00 | 2024-07-20 11:18 | 0000-00-00 00:00:00 | [6 empty] | Brown
1 | Lutron Electronics | PJ2-3BRL-GIV-S07 | 4460-6859 | 4460 | 6859 | Lutron Electronics | PJ2-3BRL-GIV-S07.jpeg | 784276067614 | PICO RF 434 W LED FOR DRAPERIES 3BRL IVY | Lutron 3-Button with Raise/Lower and Preset, Pico Smart Remote, with Shade Icons and Text ("Drapery") - Ivory |  | 0.5 | 5.75 |  | PJ2-3BRL-GIV-S07.jpeg | http://grandbrass.xologic.com/vendors/4460/large/PJ2-3BRL-GIV-S07.jpeg | [47 empty] | 0 | 0 | 0 | [6 empty] | 0 | 1 | 1 | EA | 1 | Lighting Controls | [7 empty] | White | [19 empty] | Other Lighting Controls | [242 empty] | <a href="https://assets.lutron.com/a/documents/040429.pdf" target="_blank">Installation Instructions</a> | [23 empty] | 10.000 DW |  |  | 3.8800 IN | [89 empty] | 1.000 EA | 1.000 EA | [35 empty] | No | [42 empty] | https://www.lutron.com/TechnicalDocumentLibrary/369612.pdf | [7 empty] | Shelf Stock | [39 empty] | 52161525 | [6 empty] | <a href="https://lutron.widen.net/content/fomoe9knmc/mp4/Ecom_PicoBenefits_video.mp4" target="_blank">Product Video Clip</a> | [6 empty] | <a href="https://www.lutron.com/TechnicalDocumentLibrary/369-119_Wallbox_Warranty.pdf" target="_blank">Warranty Information</a> |  |  |  |  | 0.050 L | [14 empty] | 0 | 0 | 0 | 0 | Lighting Fixtures | 2016-07-15 14:55 | 2024-07-20 11:40 | 0000-00-00 00:00:00 | 2024-07-20 11:40 | 0000-00-00 00:00:00
1 | Lutron Electronics | PJ2-3BRL-GWG-S06 | 4460-6862 | 4460 | 6862 | Lutron Electronics | PJ2-3BRL-GWG-S06.jpg | 784276067768 | PICO RF 434 W LED FOR SKYLIGHTS 3BRL W/G | Lutron 3-Button with Raise/Lower and Preset, Pico Smart Remote, with Shade Icons and Text ("Skylight") - White/Gray |  | 2.5 | 0.4 |  | PJ2-3BRL-GWG-S06.jpg | http://grandbrass.xologic.com/vendors/4460/large/PJ2-3BRL-GWG-S06.jpg | [47 empty] | 0 | 0 | 0 | [6 empty] | 0 | 1 | 1 | EA | 1 | Lighting Controls | [7 empty] | White | [19 empty] | Other Lighting Controls | [242 empty] | <a href="https://assets.lutron.com/a/documents/040429.pdf" target="_blank">Installation Instructions</a> | [23 empty] | 10.000 DW |  |  | 3.8000 IN | [89 empty] | 1.000 EA | 1.000 EA | [35 empty] | No | [42 empty] | https://www.lutron.com/TechnicalDocumentLibrary/369612.pdf | [7 empty] | Shelf Stock | [39 empty] | 52161525 | [6 empty] | <a href="https://lutron.widen.net/content/fomoe9knmc/mp4/Ecom_PicoBenefits_video.mp4" target="_blank">Product Video Clip</a> | [6 empty] | <a href="https://www.lutron.com/TechnicalDocumentLibrary/369-119_Wallbox_Warranty.pdf" target="_blank">Warranty Information</a> |  |  |  |  | 0.150 L | [14 empty] | 0 | 0 | 0 | 0 | Lighting Fixtures | 2016-07-15 14:55 | 2024-07-20 11:40 | 0000-00-00 00:00:00 | 2024-07-20 11:40 | 0000-00-00 00:00:00
4 | Lutron Electronics | LFGR-W7BN-CWH | 4460-6865 | 4460 | 6865 | Lutron Electronics | LFGR-W7BN-CWH.jpg | 784276070638 | FP GLASS W7BN | seeTouch Architectural non-insert style faceplate for 7-button keypad in clear glass |  | 9 | 1.25 |  | LFGR-W7BN-CWH.jpg | http://grandbrass.xologic.com/vendors/4460/large/LFGR-W7BN-CWH.jpg | [47 empty] | 0 | 0 | 0 | [6 empty] | 0 | 1 | 1 | EA | 1 | Lighting Controls |  |  | Fittings and Hardware |  | Electrical Hardware And Supplies |  | Wallplates | White | [19 empty] | Switch Plates | [242 empty] | <a href="https://www.lutron.com/TechnicalDocumentLibrary/0301686.pdf" target="_blank">Installation Instructions</a> | [23 empty] | 40.000 DW |  |  | 6.2500 IN | [89 empty] | 1.000 EA | 1.000 EA | [35 empty] | No | [42 empty] | https://www.lutron.com/TechnicalDocumentLibrary/369756_SPA.pdf | [7 empty] | Shelf Stock | [39 empty] | 39121704 | [13 empty] | <a href="https://www.lutron.com/TechnicalDocumentLibrary/369-119_Wallbox_Warranty.pdf" target="_blank">Warranty Information</a> |  |  |  |  | 0.500 L | [14 empty] | 0 | 0 | 0 | 0 | Electrical | 2016-07-15 14:55 | 2024-07-20 11:21 | 0000-00-00 00:00:00 | 2025-11-29 02:00 | 0000-00-00 00:00:00
1 | Lutron Electronics | MS-B102-LA | 4460-6868 | 4460 | 6868 | Lutron Electronics | Ecom_MS-B102-LA_NoWallPlate.jpeg?w=1500 | 784276079341 | MAESTRO 1-CIR DT OCC SENS IN LIGHT ALMND | Maestro Dual Technology (Dual Tech) occupancy sensor switch, neutral connection required applies exclusive XCT Technology for minor and fine motion detection in light almond |  | 2.3 | 4.5 | [50 empty] | 0 | 0 | 0 | [6 empty] | 0 | 1 | 1 | EA | 1 | Lighting Controls | [27 empty] | Other Lighting Controls | [242 empty] | <a href="https://www.lutron.com/TechnicalDocumentLibrary/032566.pdf" target="_blank">Installation Instructions</a> | [23 empty] | 20.000 DW |  |  | 2.3000 IN | [89 empty] | 1.000 EA | 1.000 EA | [35 empty] | No | [42 empty] | https://www.lutron.com/TechnicalDocumentLibrary/369773_ENG.pdf | [7 empty] | Shelf Stock | [13 empty] | <a href="https://www.lutron.com/TechnicalDocumentLibrary/368-4493_Page_53.pdf" target="_blank">Tech Drawing</a> | [25 empty] | 39122236 | [6 empty] | <a href="https://lutron.widen.net/content/ljl01nfr11/mp4/In-wall-sensors_2021.mp4?w=2048" target="_blank">Product Video Clip</a> | [6 empty] | <a href="https://www.lutron.com/TechnicalDocumentLibrary/Sensor_Warranty.pdf" target="_blank">Warranty Information</a> |  |  |  |  | 0.280 L | [14 empty] | 0 | 0 | 0 | 0 | Lighting Fixtures | 2016-07-15 14:55 | 2024-07-20 11:17 | 0000-00-00 00:00:00 | 2024-07-20 11:17 | 0000-00-00 00:00:00
4 | Lutron Electronics | RRD-2ANF-AL | 4460-6873 | 4460 | 6873 | Lutron Electronics | RRD-2ANF-AL.jpg | 784276040228 | RADIORA2 RF FAN CONTROL AL | RadioRA 2 fan control, Multi-location/single-pole, 2A, neutral wire required in almond |  | 2.3 | 4.5 |  | RRD-2ANF-AL.jpg | http://grandbrass.xologic.com/vendors/4460/large/RRD-2ANF-AL.jpg | [47 empty] | 0 | 0 | 0 | [6 empty] | 0 | 1 | 1 | EA | 1 | Fan Accessories |  |  | Control And Automation |  | Switches |  | Speed Switch | [20 empty] | Fan Wall Mount Controls | [242 empty] | <a href="https://www.lutron.com/TechnicalDocumentLibrary/044343.pdf" target="_blank">Installation Instructions</a> | [23 empty] | 30.000 DW |  |  | 2.3000 IN | [89 empty] | 1.000 EA | 1.000 EA | [35 empty] | No | [42 empty] | https://www.lutron.com/TechnicalDocumentLibrary/369225_SPA.pdf | [7 empty] | Shelf Stock | [13 empty] | <a href="https://www.lutron.com/TechnicalDocumentLibrary/368-4493_Page_18.pdf" target="_blank">Tech Drawing</a> | [25 empty] | 39122240 | [13 empty] | <a href="https://www.lutron.com/TechnicalDocumentLibrary/043492.pdf" target="_blank">Warranty Information</a> |  |  |  |  | 0.350 L | [14 empty] | 0 | 0 | 0 | 0 | Electrical | 2016-07-15 14:55 | 2024-07-20 11:15 | 0000-00-00 00:00:00 | 2025-11-29 02:00 | 0000-00-00 00:00:00 | [6 empty] | Almond
1 | Lutron Electronics | PJ2-3BRL-GIV-S05 | 4460-6875 | 4460 | 6875 | Lutron Electronics | PJ2-3BRL-GIV-S05.jpeg | 784276067591 | PICO RF 434 W LED FOR BLINDS 3BRL IVORY | Lutron 3-Button with Raise/Lower and Preset, Pico Smart Remote, with Shade Icons and Text ("Blind") - Ivory |  | 2.5 | 0.4 |  | PJ2-3BRL-GIV-S05.jpeg | http://grandbrass.xologic.com/vendors/4460/large/PJ2-3BRL-GIV-S05.jpeg | [47 empty] | 0 | 0 | 0 | [6 empty] | 0 | 1 | 1 | EA | 1 | Lighting Controls | [7 empty] | White | [19 empty] | Other Lighting Controls | [242 empty] | <a href="https://assets.lutron.com/a/documents/040429.pdf" target="_blank">Installation Instructions</a> | [23 empty] | 10.000 DW |  |  | 3.8000 IN | [89 empty] | 1.000 EA | 1.000 EA | [35 empty] | No | [42 empty] | https://www.lutron.com/TechnicalDocumentLibrary/369612.pdf | [7 empty] | Shelf Stock | [39 empty] | 52161525 | [6 empty] | <a href="https://lutron.widen.net/content/fomoe9knmc/mp4/Ecom_PicoBenefits_video.mp4" target="_blank">Product Video Clip</a> | [6 empty] | <a href="https://www.lutron.com/TechnicalDocumentLibrary/369-119_Wallbox_Warranty.pdf" target="_blank">Warranty Information</a> |  |  |  |  | 0.150 L | [14 empty] | 0 | 0 | 0 | 0 | Lighting Fixtures | 2016-07-15 14:55 | 2024-07-20 11:37 | 0000-00-00 00:00:00 | 2024-07-20 11:37 | 0000-00-00 00:00:00
1 | Lutron Electronics | MS-B102-V-WH | 4460-6879 | 4460 | 6879 | Lutron Electronics | Ecom_MS-B102-WH_noWallplate.jpeg | 784276086004 | MAESTRO 1-CIR DT VAC SENS IN WHITE | Maestro Dual Technology (Dual Tech) vacancy sensor switch, neutral connection required applies exclusive XCT Technology for minor and fine motion detection in white |  | 2.3 | 4.5 |  | Ecom_MS-B102-WH_noWallplate.jpeg | http://grandbrass.xologic.com/vendors/4460/large/Ecom_MS-B102-WH_noWallplate.jpeg | [47 empty] | 0 | 0 | 0 | [6 empty] | 0 | 1 | 1 | EA | 1 | Lighting Controls | [7 empty] | White | [19 empty] | Other Lighting Controls | [242 empty] | <a href="https://www.lutron.com/TechnicalDocumentLibrary/032566.pdf" target="_blank">Installation Instructions</a> | [23 empty] | 20.000 DW |  |  | 2.3000 IN | [89 empty] | 1.000 EA | 1.000 EA | [35 empty] | No | [42 empty] | https://www.lutron.com/TechnicalDocumentLibrary/369773_ENG.pdf | [7 empty] | Shelf Stock | [13 empty] | <a href="https://www.lutron.com/TechnicalDocumentLibrary/368-4493_Page_53.pdf" target="_blank">Tech Drawing</a> | [25 empty] | 39122236 | [6 empty] | <a href="https://lutron.widen.net/content/ljl01nfr11/mp4/In-wall-sensors_2021.mp4?w=2048" target="_blank">Product Video Clip</a> | [6 empty] | <a href="https://www.lutron.com/TechnicalDocumentLibrary/Sensor_Warranty.pdf" target="_blank">Warranty Information</a> |  |  |  |  | 0.300 L | [14 empty] | 0 | 0 | 0 | 0 | Lighting Fixtures | 2016-07-15 14:56 | 2024-07-20 11:27 | 0000-00-00 00:00:00 | 2024-07-20 11:27 | 0000-00-00 00:00:00 | [6 empty] | White
1 | Lutron Electronics | PD-6WCL-WH | 4460-6880 | 4460 | 6880 | Lutron Electronics | Ecom_PD-6WCL-WH_nowallplate.jpeg | 784276071987 | CasÃ©ta Smart Dimmer Switch White | Lutron Caseta Wireless Smart Lighting Dimmer Switch, 120V, 150 W LED, White |  | 4 | 5.5 |  | Ecom_PD-6WCL-WH_nowallplate.jpeg | http://grandbrass.xologic.com/vendors/4460/large/Ecom_PD-6WCL-WH_nowallplate.jpeg | [47 empty] | 0 | 0 | 0 | [6 empty] | 0 | 1 | 1 | EA | 1 | Lighting Controls | [7 empty] | White | [19 empty] | Dimmers | [242 empty] | <a href="https://www.lutron.com/TechnicalDocumentLibrary/QuickStartCasetaInWallDimmerENGSPA.pdf" target="_blank">Installation Instructions</a> | [23 empty] | 25.000 DW |  |  | 3.0000 IN | [89 empty] | 1.000 EA | 1.000 EA | [35 empty] | No | [42 empty] | https://www.lutron.com/TechnicalDocumentLibrary/369987_SPA.pdf | [7 empty] | Shelf Stock | [13 empty] | <a href="https://www.lutron.com/TechnicalDocumentLibrary/368-4493_Page_2.pdf" target="_blank">Tech Drawing</a> | [25 empty] | 39122206 | [6 empty] | <a href="https://lutron.widen.net/content/twinpx9ws6/mp4/Caseta-Hub-Story.mp4" target="_blank">Product Video Clip</a> | [6 empty] | <a href="https://www.lutron.com/TechnicalDocumentLibrary/369-119_Wallbox_Warranty.pdf" target="_blank">Warranty Information</a> |  |  |  |  | 0.200 L | [14 empty] | 0 | 0 | 0 | 0 | Lighting Fixtures | 2016-07-15 14:56 | 2024-07-20 11:16 | 0000-00-00 00:00:00 | 2024-07-20 11:16 | 0000-00-00 00:00:00 | [6 empty] | White
1 | Lutron Electronics | PD-5S-DV-LA | 4460-6881 | 4460 | 6881 | Lutron Electronics | PD-5S-DV-LA.jpg | 784276072335 | 5A RF SWITCH DUAL VOLT LIGHT ALMOND | Lutron 5 A 2-button RF switch, uses patented Clear Connect RF Technology, provides switching of multiple load types, occupancy/vacancy sensing, and daylight harvesting, in light almond |  | 2.3 | 4.5 |  | PD-5S-DV-LA.jpg | http://grandbrass.xologic.com/vendors/4460/large/PD-5S-DV-LA.jpg | [47 empty] | 0 | 0 | 0 | [6 empty] | 0 | 1 | 1 | EA | 1 | Lighting Controls | [27 empty] | Lightswitches | [242 empty] | <a href="https://www.lutron.com/TechnicalDocumentLibrary/0301644.pdf" target="_blank">Installation Instructions</a> | [23 empty] | 2.000 DW |  |  | 2.3000 IN | [89 empty] | 1.000 EA | 1.000 EA | [35 empty] | No | [42 empty] | https://www.lutron.com/TechnicalDocumentLibrary/369987_FRE.pdf | [7 empty] | Shelf Stock | [13 empty] | <a href="https://www.lutron.com/TechnicalDocumentLibrary/368-4493_Page_13.pdf" target="_blank">Tech Drawing</a> | [25 empty] | 39122216 | [13 empty] | <a href="https://www.lutron.com/TechnicalDocumentLibrary/369-119_Wallbox_Warranty.pdf" target="_blank">Warranty Information</a> |  |  |  |  | 0.400 L | [14 empty] | 0 | 0 | 0 | 0 | Lighting Fixtures | 2016-07-15 14:56 | 2024-07-20 11:17 | 0000-00-00 00:00:00 | 2024-07-20 11:17 | 0000-00-00 00:00:00
1 | Lutron Electronics | PD-6WCL-IV | 4460-6882 | 4460 | 6882 | Lutron Electronics | Ecom_PD-6WCL-IV_nowallplate.jpeg | 784276072007 | CasÃ©ta Smart Dimmer Switch Ivory | Lutron Caseta Wireless Smart Lighting Dimmer Switch, 120V, 150 W LED, Ivory |  | 2.3 | 4.75 |  | Ecom_PD-6WCL-IV_nowallplate.jpeg | http://grandbrass.xologic.com/vendors/4460/large/Ecom_PD-6WCL-IV_nowallplate.jpeg | [47 empty] | 0 | 0 | 0 | [6 empty] | 0 | 1 | 1 | EA | 1 | Lighting Controls | [7 empty] | White | [19 empty] | Dimmers | [242 empty] | <a href="https://www.lutron.com/TechnicalDocumentLibrary/QuickStartCasetaInWallDimmerENGSPA.pdf" target="_blank">Installation Instructions</a> | [23 empty] | 25.000 DW |  |  | 2.3000 IN | [89 empty] | 1.000 EA | 1.000 EA | [35 empty] | No | [42 empty] | https://www.lutron.com/TechnicalDocumentLibrary/369987_SPA.pdf | [7 empty] | Shelf Stock | [13 empty] | <a href="https://www.lutron.com/TechnicalDocumentLibrary/368-4493_Page_2.pdf" target="_blank">Tech Drawing</a> | [25 empty] | 39122206 | [6 empty] | <a href="https://lutron.widen.net/content/twinpx9ws6/mp4/Caseta-Hub-Story.mp4" target="_blank">Product Video Clip</a> | [6 empty] | <a href="https://www.lutron.com/TechnicalDocumentLibrary/369-119_Wallbox_Warranty.pdf" target="_blank">Warranty Information</a> |  |  |  |  | 0.200 L | [14 empty] | 0 | 0 | 0 | 0 | Lighting Fixtures | 2016-07-15 14:56 | 2024-07-20 11:20 | 0000-00-00 00:00:00 | 2024-07-20 11:20 | 0000-00-00 00:00:00 | [6 empty] | Ivory
1 | Lutron Electronics | PJ2-2BRL-GWH-L01 | 4460-6889 | 4460 | 6889 | Lutron Electronics | Ecom_PJ2-2BRL-GWH-L01.jpeg | 784276067393 | PICO RF 434 W LED 2BRL WH LIGHT ICON | Lutron 2-Button with Raise/Lower, Pico Smart Remote, with Light Icons - White |  | 0.5 | 5.75 |  | Ecom_PJ2-2BRL-GWH-L01.jpeg | http://grandbrass.xologic.com/vendors/4460/large/Ecom_PJ2-2BRL-GWH-L01.jpeg | [47 empty] | 0 | 0 | 0 | [6 empty] | 0 | 1 | 1 | EA | 1 | Lighting Controls | [7 empty] | White | [19 empty] | Other Lighting Controls | [242 empty] | <a href="https://www.lutron.com/TechnicalDocumentLibrary/040429.pdf" target="_blank">Installation Instructions</a> | [23 empty] | 10.000 DW |  |  | 3.8800 IN | [89 empty] | 1.000 EA | 1.000 EA | [35 empty] | No | [42 empty] | https://www.lutron.com/TechnicalDocumentLibrary/369612.pdf | [7 empty] | Shelf Stock | [39 empty] | 52161525 | [6 empty] | <a href="https://lutron.widen.net/content/fomoe9knmc/mp4/Ecom_PicoBenefits_video.mp4" target="_blank">Product Video Clip</a> | [6 empty] | <a href="https://www.lutron.com/TechnicalDocumentLibrary/369-119_Wallbox_Warranty.pdf" target="_blank">Warranty Information</a> |  |  |  |  | 0.050 L | [14 empty] | 0 | 0 | 0 | 0 | Lighting Fixtures | 2016-07-15 14:56 | 2024-07-20 11:20 | 0000-00-00 00:00:00 | 2024-07-20 11:20 | 0000-00-00 00:00:00
1 | Lutron Electronics | PJ2-3BRL-GBL-S02 | 4460-6894 | 4460 | 6894 | Lutron Electronics | PJ2-3BRL-GBL-S02.jpg | 784276067485 | PICO RF 434 W LED FOR SHADES 3BRL BLACK | Lutron 3-Button with Raise/Lower and Preset, Pico Smart Remote, with Shade Icons and Text ("Shade") - Black |  | 2.5 | 0.4 |  | PJ2-3BRL-GBL-S02.jpg | http://grandbrass.xologic.com/vendors/4460/large/PJ2-3BRL-GBL-S02.jpg | [47 empty] | 0 | 0 | 0 | [6 empty] | 0 | 1 | 1 | EA | 1 | Lighting Controls | [7 empty] | Black | [19 empty] | Other Lighting Controls | [242 empty] | <a href="https://assets.lutron.com/a/documents/040429.pdf" target="_blank">Installation Instructions</a> | [23 empty] | 30.000 DW |  |  | 3.8000 IN | [89 empty] | 1.000 EA | 1.000 EA | [35 empty] | No | [42 empty] | https://www.lutron.com/TechnicalDocumentLibrary/369612.pdf | [7 empty] | Shelf Stock | [39 empty] | 52161525 | [6 empty] | <a href="https://lutron.widen.net/content/fomoe9knmc/mp4/Ecom_PicoBenefits_video.mp4" target="_blank">Product Video Clip</a> | [6 empty] | <a href="https://www.lutron.com/TechnicalDocumentLibrary/369-119_Wallbox_Warranty.pdf" target="_blank">Warranty Information</a> |  |  |  |  | 0.150 L | [14 empty] | 0 | 0 | 0 | 0 | Lighting Fixtures | 2016-07-15 14:56 | 2024-07-20 11:32 | 0000-00-00 00:00:00 | 2024-07-20 11:32 | 0000-00-00 00:00:00
1 | Lutron Electronics | PJN-3BRL-GWG-L01 | 4460-6897 | 4460 | 6897 | Lutron Electronics | PJN-3BRL-GWG-L01.jpg | 784276068147 | 434 W NIGHTLIGHT 3BRL WG LIGHT ICON | Pico Wireless Control with nightlight, 3-button with raise/lower in white/gray |  | 2.3 | 4.5 |  | PJN-3BRL-GWG-L01.jpg | http://grandbrass.xologic.com/vendors/4460/large/PJN-3BRL-GWG-L01.jpg | [47 empty] | 0 | 0 | 0 | [6 empty] | 0 | 1 | 1 | EA | 1 | Lighting Controls | [7 empty] | White | [19 empty] | Other Lighting Controls | [242 empty] | <a href="https://www.lutron.com/TechnicalDocumentLibrary/040399.pdf" target="_blank">Installation Instructions</a> | [23 empty] | 2.000 DW |  |  | 2.3000 IN | [89 empty] | 1.000 EA | 1.000 EA | [35 empty] | No | [42 empty] | https://www.lutron.com/TechnicalDocumentLibrary/369760a_ENG.pdf | [7 empty] | Shelf Stock | [39 empty] | 52161525 | [13 empty] | <a href="https://www.lutron.com/TechnicalDocumentLibrary/369-119_Wallbox_Warranty.pdf" target="_blank">Warranty Information</a> |  |  |  |  | 0.100 L | [14 empty] | 0 | 0 | 0 | 0 | Lighting Fixtures | 2016-07-15 14:56 | 2024-07-20 11:15 | 0000-00-00 00:00:00 | 2024-07-20 11:15 | 0000-00-00 00:00:00
1 | Lutron Electronics | PJ2-2B-GWH-S08 | 4460-6901 | 4460 | 6901 | Lutron Electronics | PJ2-2B-GWH-S08.jpeg | 784276067300 | PICO RF 434 W LED 2B GLOSS WHITE | Lutron 2-Button Pico Smart Remote, with Screen Icons and Text ("Screen") - White |  | 0.5 | 5.75 |  | PJ2-2B-GWH-S08.jpeg | http://grandbrass.xologic.com/vendors/4460/large/PJ2-2B-GWH-S08.jpeg | [47 empty] | 0 | 0 | 0 | [6 empty] | 0 | 1 | 1 | EA | 1 | Lighting Controls | [7 empty] | White | [19 empty] | Other Lighting Controls | [242 empty] | <a href="https://assets.lutron.com/a/documents/040429.pdf" target="_blank">Installation Instructions</a> | [23 empty] | 10.000 DW |  |  | 3.8800 IN | [89 empty] | 1.000 EA | 1.000 EA | [35 empty] | No | [42 empty] | https://www.lutron.com/TechnicalDocumentLibrary/369612.pdf | [7 empty] | Shelf Stock | [39 empty] | 52161525 | [6 empty] | <a href="https://lutron.widen.net/content/fomoe9knmc/mp4/Ecom_PicoBenefits_video.mp4" target="_blank">Product Video Clip</a> | [6 empty] | <a href="https://www.lutron.com/TechnicalDocumentLibrary/369-119_Wallbox_Warranty.pdf" target="_blank">Warranty Information</a> |  |  |  |  | 0.050 L | [14 empty] | 0 | 0 | 0 | 0 | Lighting Fixtures | 2016-07-15 14:56 | 2024-07-20 11:33 | 0000-00-00 00:00:00 | 2024-07-20 11:33 | 0000-00-00 00:00:00
4 | Lutron Electronics | VWP-1-WH | 4460-6903 | 4460 | 6903 | Lutron Electronics | VWP-1-WH.jpg | 27557002158 | VAREO WALLPLATE 1GNG WH | Single-gang VWP Series WallPlate for Vareo, Nova T and GRAFIK Eye Wallstation, One-gang for 1 dimmer or switch in white |  | 6.25 | 9 |  | VWP-1-WH.jpg | http://grandbrass.xologic.com/vendors/4460/large/VWP-1-WH.jpg | [47 empty] | 0 | 0 | 0 | [6 empty] | 0 | 1 | 1 | EA | 1 | Lighting Controls |  |  | Fittings and Hardware |  | Electrical Hardware And Supplies |  | Wallplates | White | [19 empty] | Switch Plates | [266 empty] | 10.000 DW |  |  | 1.2500 IN | [89 empty] | 1.000 EA | 1.000 EA | [35 empty] | No | [42 empty] | https://www.lutron.com/TechnicalDocumentLibrary/Vareo_Spec_Submittal.pdf | [7 empty] | Shelf Stock | [13 empty] | <a href="https://www.lutron.com/TechnicalDocumentLibrary/369-228a_Hybrid%20Keypad%20Spec.pdf" target="_blank">Tech Drawing</a> | [25 empty] | 39121704 | [13 empty] | <a href="https://www.lutron.com/TechnicalDocumentLibrary/369-119_Wallbox_Warranty.pdf" target="_blank">Warranty Information</a> |  |  |  |  | 0.300 L | [14 empty] | 0 | 0 | 0 | 0 | Electrical | 2016-07-15 14:56 | 2024-07-20 11:16 | 0000-00-00 00:00:00 | 2025-11-29 02:00 | 0000-00-00 00:00:00 | [6 empty] | White
4 | Lutron Electronics | RRD-2ANF-WH | 4460-6910 | 4460 | 6910 | Lutron Electronics | RRD-2ANF-WH.jpg | 784276040471 | RADIORA2 RF FAN CONTROL WH | RadioRA 2 fan control, Multi-location/single-pole, 2A, neutral wire required in white |  | 2.3 | 4.5 |  | RRD-2ANF-WH.jpg | http://grandbrass.xologic.com/vendors/4460/large/RRD-2ANF-WH.jpg | [47 empty] | 0 | 0 | 0 | [6 empty] | 0 | 1 | 1 | EA | 1 | Fan Accessories |  |  | Control And Automation |  | Switches |  | Speed Switch | White | [19 empty] | Fan Wall Mount Controls | [242 empty] | <a href="https://www.lutron.com/TechnicalDocumentLibrary/044343.pdf" target="_blank">Installation Instructions</a> | [23 empty] | 25.000 DW |  |  | 2.3000 IN | [89 empty] | 1.000 EA | 1.000 EA | [35 empty] | No | [42 empty] | https://www.lutron.com/TechnicalDocumentLibrary/369225_fre.pdf | [7 empty] | Shelf Stock | [13 empty] | <a href="https://www.lutron.com/TechnicalDocumentLibrary/368-4493_Page_18.pdf" target="_blank">Tech Drawing</a> | [25 empty] | 39122240 | [13 empty] | <a href="https://www.lutron.com/TechnicalDocumentLibrary/043492.pdf" target="_blank">Warranty Information</a> |  |  |  |  | 0.350 L | [14 empty] | 0 | 0 | 0 | 0 | Electrical | 2016-07-15 14:56 | 2024-07-20 11:18 | 0000-00-00 00:00:00 | 2025-11-29 02:00 | 0000-00-00 00:00:00 | [6 empty] | White
4 | Lutron Electronics | VWP-1-IV | 4460-6913 | 4460 | 6913 | Lutron Electronics | VWP-1-IV.jpg | 27557002196 | VAREO WALLPLATE 1GNG IV | Single-gang VWP Series WallPlate for Vareo, Nova T and GRAFIK Eye Wallstation, One-gang for 1 dimmer or switch in ivory |  | 6.25 | 9 |  | VWP-1-IV.jpg | http://grandbrass.xologic.com/vendors/4460/large/VWP-1-IV.jpg | [47 empty] | 0 | 0 | 0 | [6 empty] | 0 | 1 | 1 | EA | 1 | Lighting Controls |  |  | Fittings and Hardware |  | Electrical Hardware And Supplies |  | Wallplates | White | [19 empty] | Switch Plates | [266 empty] | 15.000 DW |  |  | 1.2500 IN | [89 empty] | 1.000 EA | 1.000 EA | [35 empty] | No | [42 empty] | https://www.lutron.com/TechnicalDocumentLibrary/Vareo_Spec_Submittal.pdf | [7 empty] | Shelf Stock | [13 empty] | <a href="https://www.lutron.com/TechnicalDocumentLibrary/369-228a_Hybrid%20Keypad%20Spec.pdf" target="_blank">Tech Drawing</a> | [25 empty] | 39121704 | [13 empty] | <a href="https://www.lutron.com/TechnicalDocumentLibrary/369-119_Wallbox_Warranty.pdf" target="_blank">Warranty Information</a> |  |  |  |  | 0.300 L | [14 empty] | 0 | 0 | 0 | 0 | Electrical | 2016-07-15 14:57 | 2024-07-20 11:23 | 0000-00-00 00:00:00 | 2025-11-29 02:00 | 0000-00-00 00:00:00 | [6 empty] | Ivory
1 | Lutron Electronics | PJN-2B-GWG-L01 | 4460-6914 | 4460 | 6914 | Lutron Electronics | PJN-2B-GWG-L01.jpg | 784276068093 | PICO RF 434 W NGHTLGHT 2B WG LIGHT ICON | Pico Wireless Control with nightlight, 2-button in white/gray |  | 2.3 | 4.5 |  | PJN-2B-GWG-L01.jpg | http://grandbrass.xologic.com/vendors/4460/large/PJN-2B-GWG-L01.jpg | [47 empty] | 0 | 0 | 0 | [6 empty] | 0 | 1 | 1 | EA | 1 | Lighting Controls | [7 empty] | White | [19 empty] | Other Lighting Controls | [242 empty] | <a href="https://www.lutron.com/TechnicalDocumentLibrary/040399.pdf" target="_blank">Installation Instructions</a> | [23 empty] | 2.000 DW |  |  | 2.3000 IN | [89 empty] | 1.000 EA | 1.000 EA | [35 empty] | No | [42 empty] | https://www.lutron.com/TechnicalDocumentLibrary/369760a_ENG.pdf | [7 empty] | Shelf Stock | [39 empty] | 52161525 | [13 empty] | <a href="https://www.lutron.com/TechnicalDocumentLibrary/369-119_Wallbox_Warranty.pdf" target="_blank">Warranty Information</a> |  |  |  |  | 0.100 L | [14 empty] | 0 | 0 | 0 | 0 | Lighting Fixtures | 2016-07-15 14:57 | 2024-07-20 11:20 | 0000-00-00 00:00:00 | 2024-07-20 11:20 | 0000-00-00 00:00:00
1 | Lutron Electronics | PJ2-3BRL-GWG-S09 | 4460-6918 | 4460 | 6918 | Lutron Electronics | PJ2-3BRL-GWG-S09.jpg | 784276075046 | PICO RF 434 W/LED 3BRL FOR HSB 3BRL W/G | Lutron 3-Button with Raise/Lower and Preset, Pico Smart Remote, with Shade Icons and Text ("Blind") for Horizontal Sheer Blinds - White/Gray |  | 0.5 | 5.75 |  | PJ2-3BRL-GWG-S09.jpg | http://grandbrass.xologic.com/vendors/4460/large/PJ2-3BRL-GWG-S09.jpg | [47 empty] | 0 | 0 | 0 | [6 empty] | 0 | 1 | 1 | EA | 1 | Lighting Controls | [7 empty] | White | [19 empty] | Other Lighting Controls | [242 empty] | <a href="https://assets.lutron.com/a/documents/040429.pdf" target="_blank">Installation Instructions</a> | [23 empty] | 10.000 DW |  |  | 3.8800 IN | [89 empty] | 1.000 EA | 1.000 EA | [35 empty] | No | [42 empty] | https://www.lutron.com/TechnicalDocumentLibrary/369612.pdf | [7 empty] | Shelf Stock | [39 empty] | 52161525 | [13 empty] | <a href="https://www.lutron.com/TechnicalDocumentLibrary/369-119_Wallbox_Warranty.pdf" target="_blank">Warranty Information</a> |  |  |  |  | 0.050 L | [14 empty] | 0 | 0 | 0 | 0 | Lighting Fixtures | 2016-07-15 14:57 | 2024-07-20 11:39 | 0000-00-00 00:00:00 | 2024-07-20 11:39 | 0000-00-00 00:00:00
1 | Lutron Electronics | PJN-3BRL-GBL-L01 | 4460-6919 | 4460 | 6919 | Lutron Electronics | PJN-3BRL-GBL-L01.jpg | 784276068116 | 434 W NIGHTLIGHT 3BRL BL LIGHT ICON | Pico Wireless Control with nightlight, 3-button with raise/lower in black |  | 2.3 | 4.5 |  | PJN-3BRL-GBL-L01.jpg | http://grandbrass.xologic.com/vendors/4460/large/PJN-3BRL-GBL-L01.jpg | [47 empty] | 0 | 0 | 0 | [6 empty] | 0 | 1 | 1 | EA | 1 | Lighting Controls | [7 empty] | Black | [19 empty] | Other Lighting Controls | [242 empty] | <a href="https://www.lutron.com/TechnicalDocumentLibrary/040399.pdf" target="_blank">Installation Instructions</a> | [23 empty] | 15.000 DW |  |  | 2.3000 IN | [89 empty] | 1.000 EA | 1.000 EA | [35 empty] | No | [42 empty] | https://www.lutron.com/TechnicalDocumentLibrary/369760a_ENG.pdf | [7 empty] | Shelf Stock | [39 empty] | 52161525 | [13 empty] | <a href="https://www.lutron.com/TechnicalDocumentLibrary/369-119_Wallbox_Warranty.pdf" target="_blank">Warranty Information</a> |  |  |  |  | 0.100 L | [14 empty] | 0 | 0 | 0 | 0 | Lighting Fixtures | 2016-07-15 14:57 | 2024-07-20 11:17 | 0000-00-00 00:00:00 | 2024-07-20 11:17 | 0000-00-00 00:00:00
1 | Lutron Electronics | NTSTV-DV-AL | 4460-6920 | 4460 | 6920 | Lutron Electronics | NTSTV-DV-AL.jpg | 784276038935 | NOVA T LINE SW 0-10V CTRL ALMOND | Nova T Dimmer, Electronic or LED Dimming with 0-10V Ballasts and Drivers, Single-pole (small control), 120V/277V, 30mA in almond |  | 4.1 | 5.3 |  | NTSTV-DV-AL.jpg | http://grandbrass.xologic.com/vendors/4460/large/NTSTV-DV-AL.jpg | [47 empty] | 0 | 0 | 0 | [6 empty] | 0 | 1 | 1 | EA | 1 | Lighting Controls | [27 empty] | Dimmers | [242 empty] | <a href="https://www.lutron.com/TechnicalDocumentLibrary/0301971.pdf" target="_blank">Installation Instructions</a> | [23 empty] | 10.000 DW |  |  | 3.1000 IN | [89 empty] | 1.000 EA | 1.000 EA | [35 empty] | No | [42 empty] | https://www.lutron.com/TechnicalDocumentLibrary/NovaTB.pdf | [7 empty] | Shelf Stock | [13 empty] | <a href="https://www.lutron.com/TechnicalDocumentLibrary/368-4493_Page_66.pdf" target="_blank">Tech Drawing</a> | [25 empty] | 39122206 | [13 empty] | <a href="https://www.lutron.com/TechnicalDocumentLibrary/369-119_Wallbox_Warranty.pdf" target="_blank">Warranty Information</a> |  |  |  |  | 0.550 L | [14 empty] | 0 | 0 | 0 | 0 | Lighting Fixtures | 2016-07-15 14:57 | 2024-07-20 11:16 | 0000-00-00 00:00:00 | 2024-07-20 11:16 | 0000-00-00 00:00:00 | [6 empty] | Almond
1 | Lutron Electronics | PJ2-3BRL-GIV-S09 | 4460-6925 | 4460 | 6925 | Lutron Electronics | PJ2-3BRL-GIV-S09.jpeg | 784276075022 | PICO RF 434 W/LED 3BRL FOR HSB 3BRL IVY | Lutron 3-Button with Raise/Lower and Preset, Pico Smart Remote, with Shade Icons and Text ("Blind") for Horizontal Sheer Blinds - Ivory |  | 2.5 | 0.4 |  | PJ2-3BRL-GIV-S09.jpeg | http://grandbrass.xologic.com/vendors/4460/large/PJ2-3BRL-GIV-S09.jpeg | [47 empty] | 0 | 0 | 0 | [6 empty] | 0 | 1 | 1 | EA | 1 | Lighting Controls | [7 empty] | White | [19 empty] | Other Lighting Controls | [242 empty] | <a href="https://assets.lutron.com/a/documents/040429.pdf" target="_blank">Installation Instructions</a> | [23 empty] | 10.000 DW |  |  | 3.8000 IN | [89 empty] | 1.000 EA | 1.000 EA | [35 empty] | No | [42 empty] | https://www.lutron.com/TechnicalDocumentLibrary/369612.pdf | [7 empty] | Shelf Stock | [39 empty] | 52161525 | [13 empty] | <a href="https://www.lutron.com/TechnicalDocumentLibrary/369-119_Wallbox_Warranty.pdf" target="_blank">Warranty Information</a> |  |  |  |  | 0.150 L | [14 empty] | 0 | 0 | 0 | 0 | Lighting Fixtures | 2016-07-15 14:57 | 2024-07-20 11:42 | 0000-00-00 00:00:00 | 2024-07-20 11:42 | 0000-00-00 00:00:00
4 | Lutron Electronics | LFGI-10BRL-F-CWH | 4460-6927 | 4460 | 6927 | Lutron Electronics | LFGI-10BRL-F-CWH.jpg | 784276070652 | FP GLASS 10BRL | seeTouch Architectural International frameless style faceplate for 10-button keypad, with raise/lower in clear glass |  | 6.1 | 1.3 |  | LFGI-10BRL-F-CWH.jpg | http://grandbrass.xologic.com/vendors/4460/large/LFGI-10BRL-F-CWH.jpg | [47 empty] | 0 | 0 | 0 | [6 empty] | 0 | 1 | 1 | EA | 1 | Lighting Controls |  |  | Fittings and Hardware |  | Electrical Hardware And Supplies |  | Wallplates | White | [19 empty] | Switch Plates | [242 empty] | <a href="https://www.lutron.com/TechnicalDocumentLibrary/0301685.pdf" target="_blank">Installation Instructions</a> | [23 empty] | 15.000 DW |  |  | 8.8000 IN | [89 empty] | 1.000 EA | 1.000 EA | [35 empty] | No | [42 empty] | https://www.lutron.com/TechnicalDocumentLibrary/369756_SPA.pdf | [7 empty] | Shelf Stock | [39 empty] | 39121704 | [13 empty] | <a href="https://www.lutron.com/TechnicalDocumentLibrary/369-119_Wallbox_Warranty.pdf" target="_blank">Warranty Information</a> |  |  |  |  | 0.150 L | [14 empty] | 0 | 0 | 0 | 0 | Electrical | 2016-07-15 14:57 | 2024-07-20 11:16 | 0000-00-00 00:00:00 | 2025-11-29 02:00 | 0000-00-00 00:00:00
1 | Lutron Electronics | PD-6WCL-LA | 4460-6928 | 4460 | 6928 | Lutron Electronics | Ecom_PD-6WCL-LA_nowallplate.jpeg | 784276072014 | CasÃ©ta Smart Dimmer Switch Light Almond | Lutron Caseta Wireless Smart Lighting Dimmer Switch, 120V, 150 W LED, Light Almond |  | 3.45 | 5.6 |  | Ecom_PD-6WCL-LA_nowallplate.jpeg | http://grandbrass.xologic.com/vendors/4460/large/Ecom_PD-6WCL-LA_nowallplate.jpeg | [47 empty] | 0 | 0 | 0 | [6 empty] | 0 | 1 | 1 | EA | 1 | Lighting Controls | [27 empty] | Dimmers | [242 empty] | <a href="https://www.lutron.com/TechnicalDocumentLibrary/QuickStartCasetaInWallDimmerENGSPA.pdf" target="_blank">Installation Instructions</a> | [23 empty] | 25.000 DW |  |  | 2.5000 IN | [89 empty] | 1.000 EA | 1.000 EA | [35 empty] | No | [42 empty] | https://www.lutron.com/TechnicalDocumentLibrary/369987_SPA.pdf | [7 empty] | Shelf Stock | [13 empty] | <a href="https://www.lutron.com/TechnicalDocumentLibrary/368-4493_Page_2.pdf" target="_blank">Tech Drawing</a> | [25 empty] | 39122206 | [6 empty] | <a href="https://lutron.widen.net/content/twinpx9ws6/mp4/Caseta-Hub-Story.mp4" target="_blank">Product Video Clip</a> | [6 empty] | <a href="https://www.lutron.com/TechnicalDocumentLibrary/369-119_Wallbox_Warranty.pdf" target="_blank">Warranty Information</a> |  |  |  |  | 0.200 L | [14 empty] | 0 | 0 | 0 | 0 | Lighting Fixtures | 2016-07-15 14:57 | 2024-07-20 11:15 | 0000-00-00 00:00:00 | 2024-07-20 11:15 | 0000-00-00 00:00:00
4 | Lutron Electronics | LFGR-W1BN-CWH | 4460-6930 | 4460 | 6930 | Lutron Electronics | LFGR-W1BN-CWH.jpg | 784276070270 | FP GLASS W1BN | seeTouch Architectural non-insert style faceplate for 1-button keypad in white in white |  | 8.5 | 11 |  | LFGR-W1BN-CWH.jpg | http://grandbrass.xologic.com/vendors/4460/large/LFGR-W1BN-CWH.jpg | [47 empty] | 0 | 0 | 0 | [6 empty] | 0 | 1 | 1 | EA | 1 | Lighting Controls |  |  | Fittings and Hardware |  | Electrical Hardware And Supplies |  | Wallplates | White | [19 empty] | Switch Plates | [242 empty] | <a href="https://www.lutron.com/TechnicalDocumentLibrary/0301686.pdf" target="_blank">Installation Instructions</a> | [23 empty] | 40.000 DW |  |  | 0.1300 IN | [89 empty] | 1.000 EA | 1.000 EA | [35 empty] | No | [42 empty] | https://www.lutron.com/TechnicalDocumentLibrary/369756_SPA.pdf | [7 empty] | Shelf Stock | [39 empty] | 39121704 | [13 empty] | <a href="https://www.lutron.com/TechnicalDocumentLibrary/369-119_Wallbox_Warranty.pdf" target="_blank">Warranty Information</a> |  |  |  |  | 0.100 L | [14 empty] | 0 | 0 | 0 | 0 | Electrical | 2016-07-15 14:57 | 2024-07-20 11:18 | 0000-00-00 00:00:00 | 2025-11-29 02:00 | 0000-00-00 00:00:00
1 | Lutron Electronics | PJ2-3BRL-GBL-S09 | 4460-6938 | 4460 | 6938 | Lutron Electronics | PJ2-3BRL-GBL-S09.jpeg | 784276075015 | PICO RF 434 W/LED 3BRL FOR HSB 3BRL BLK | Lutron 3-Button with Raise/Lower and Preset, Pico Smart Remote, with Shade Icons and Text ("Blind") for Horizontal Sheer Blinds - Black |  | 2.5 | 0.4 |  | PJ2-3BRL-GBL-S09.jpeg | http://grandbrass.xologic.com/vendors/4460/large/PJ2-3BRL-GBL-S09.jpeg | [47 empty] | 0 | 0 | 0 | [6 empty] | 0 | 1 | 1 | EA | 1 | Lighting Controls | [7 empty] | Black | [19 empty] | Other Lighting Controls | [242 empty] | <a href="https://assets.lutron.com/a/documents/040429.pdf" target="_blank">Installation Instructions</a> | [23 empty] | 10.000 DW |  |  | 3.8000 IN | [89 empty] | 1.000 EA | 1.000 EA | [35 empty] | No | [42 empty] | https://www.lutron.com/TechnicalDocumentLibrary/369612.pdf | [7 empty] | Shelf Stock | [39 empty] | 52161525 | [13 empty] | <a href="https://www.lutron.com/TechnicalDocumentLibrary/369-119_Wallbox_Warranty.pdf" target="_blank">Warranty Information</a> |  |  |  |  | 0.150 L | [14 empty] | 0 | 0 | 0 | 0 | Lighting Fixtures | 2016-07-15 14:57 | 2024-07-20 11:39 | 0000-00-00 00:00:00 | 2024-07-20 11:39 | 0000-00-00 00:00:00
1 | Lutron Electronics | PJ2-3BRL-GBL-S03 | 4460-6939 | 4460 | 6939 | Lutron Electronics | PJ2-3BRL-GBL-S03.jpg | 784276067492 | PICO RF 434 W LED FOR BLACKOUTS 3BRL BLK | Lutron 3-Button with Raise/Lower and Preset, Pico Smart Remote, with Shade Icons and Text ("Blackout") - Black |  | 2.5 | 0.4 |  | PJ2-3BRL-GBL-S03.jpg | http://grandbrass.xologic.com/vendors/4460/large/PJ2-3BRL-GBL-S03.jpg | [47 empty] | 0 | 0 | 0 | [6 empty] | 0 | 1 | 1 | EA | 1 | Lighting Controls | [7 empty] | Black | [19 empty] | Other Lighting Controls | [242 empty] | <a href="https://assets.lutron.com/a/documents/040429.pdf" target="_blank">Installation Instructions</a> | [23 empty] | 10.000 DW |  |  | 3.8000 IN | [89 empty] | 1.000 EA | 1.000 EA | [35 empty] | No | [42 empty] | https://www.lutron.com/TechnicalDocumentLibrary/369612.pdf | [7 empty] | Shelf Stock | [39 empty] | 52161525 | [6 empty] | <a href="https://lutron.widen.net/content/fomoe9knmc/mp4/Ecom_PicoBenefits_video.mp4" target="_blank">Product Video Clip</a> | [6 empty] | <a href="https://www.lutron.com/TechnicalDocumentLibrary/369-119_Wallbox_Warranty.pdf" target="_blank">Warranty Information</a> |  |  |  |  | 0.150 L | [14 empty] | 0 | 0 | 0 | 0 | Lighting Fixtures | 2016-07-15 14:57 | 2024-07-20 11:36 | 0000-00-00 00:00:00 | 2024-07-20 11:36 | 0000-00-00 00:00:00
1 | Lutron Electronics | MS-B202-IV | 4460-6940 | 4460 | 6940 | Lutron Electronics | Ecom_MS-B202-IV_NoWallPlate.jpeg?w=1500 | 784276086134 | MAESTRO 2-CIR DT OCC SENS IN IVORY | Maestro Dual Technology (Dual Tech), partial-on occupancy sensor switch, applies exclusive XCT Technology for minor and fine motion detection. Meets Title 24 requirements for multi-level lighting in ivory |  | 3.4 | 4.4 | [50 empty] | 0 | 0 | 0 | [6 empty] | 0 | 1 | 1 | EA | 1 | Lighting Controls | [7 empty] | White | [19 empty] | Other Lighting Controls | [242 empty] | <a href="https://www.lutron.com/TechnicalDocumentLibrary/032568.pdf" target="_blank">Installation Instructions</a> | [23 empty] | 20.000 DW |  |  | 2.4000 IN | [89 empty] | 1.000 EA | 1.000 EA | [35 empty] | No | [42 empty] | https://www.lutron.com/TechnicalDocumentLibrary/369773_ENG.pdf | [7 empty] | Shelf Stock | [13 empty] | <a href="https://www.lutron.com/TechnicalDocumentLibrary/368-4493_Page_76.pdf" target="_blank">Tech Drawing</a> | [25 empty] | 39122236 | [6 empty] | <a href="https://lutron.widen.net/content/ljl01nfr11/mp4/In-wall-sensors_2021.mp4?w=2048" target="_blank">Product Video Clip</a> | [6 empty] | <a href="https://www.lutron.com/TechnicalDocumentLibrary/Sensor_Warranty.pdf" target="_blank">Warranty Information</a> |  |  |  |  | 0.350 L | [14 empty] | 0 | 0 | 0 | 0 | Lighting Fixtures | 2016-07-15 14:57 | 2024-07-20 11:25 | 0000-00-00 00:00:00 | 2024-07-20 11:25 | 0000-00-00 00:00:00 | [6 empty] | Ivory
1 | Lutron Electronics | PJ2-2B-GBL-S08 | 4460-6941 | 4460 | 6941 | Lutron Electronics | PJ2-2B-GBL-S08.jpeg | 784276067188 | PICO RF 434 W LED 2B GLOSS BLACK | Lutron 2-Button Pico Smart Remote, with Screen Icons and Text ("Screen") - Black |  | 0.5 | 5.75 |  | PJ2-2B-GBL-S08.jpeg | http://grandbrass.xologic.com/vendors/4460/large/PJ2-2B-GBL-S08.jpeg | [47 empty] | 0 | 0 | 0 | [6 empty] | 0 | 1 | 1 | EA | 1 | Lighting Controls | [7 empty] | Black | [19 empty] | Other Lighting Controls | [242 empty] | <a href="https://assets.lutron.com/a/documents/040429.pdf" target="_blank">Installation Instructions</a> | [23 empty] | 10.000 DW |  |  | 3.8800 IN | [89 empty] | 1.000 EA | 1.000 EA | [35 empty] | No | [42 empty] | https://www.lutron.com/TechnicalDocumentLibrary/369612.pdf | [7 empty] | Shelf Stock | [39 empty] | 52161525 | [6 empty] | <a href="https://lutron.widen.net/content/fomoe9knmc/mp4/Ecom_PicoBenefits_video.mp4" target="_blank">Product Video Clip</a> | [6 empty] | <a href="https://www.lutron.com/TechnicalDocumentLibrary/369-119_Wallbox_Warranty.pdf" target="_blank">Warranty Information</a> |  |  |  |  | 0.050 L | [14 empty] | 0 | 0 | 0 | 0 | Lighting Fixtures | 2016-07-15 14:57 | 2024-07-20 11:36 | 0000-00-00 00:00:00 | 2024-07-20 11:36 | 0000-00-00 00:00:00
1 | Lutron Electronics | MS-B102-BL | 4460-6943 | 4460 | 6943 | Lutron Electronics | Ecom_MS-B102-BL_NoWallPlate.jpeg?w=1500 | 784276079259 | MAESTRO 1-CIR DT OCC SENS IN BLACK | Maestro Dual Technology (Dual Tech) occupancy sensor switch, neutral connection required applies exclusive XCT Technology for minor and fine motion detection in black |  | 2.3 | 4.5 | [50 empty] | 0 | 0 | 0 | [6 empty] | 0 | 1 | 1 | EA | 1 | Lighting Controls | [7 empty] | Black | [19 empty] | Other Lighting Controls | [242 empty] | <a href="https://www.lutron.com/TechnicalDocumentLibrary/032566.pdf" target="_blank">Installation Instructions</a> | [23 empty] | 20.000 DW |  |  | 2.3000 IN | [89 empty] | 1.000 EA | 1.000 EA | [35 empty] | No | [42 empty] | https://www.lutron.com/TechnicalDocumentLibrary/369773_ENG.pdf | [7 empty] | Shelf Stock | [13 empty] | <a href="https://www.lutron.com/TechnicalDocumentLibrary/368-4493_Page_53.pdf" target="_blank">Tech Drawing</a> | [25 empty] | 39122236 | [6 empty] | <a href="https://lutron.widen.net/content/ljl01nfr11/mp4/In-wall-sensors_2021.mp4?w=2048" target="_blank">Product Video Clip</a> | [6 empty] | <a href="https://www.lutron.com/TechnicalDocumentLibrary/Sensor_Warranty.pdf" target="_blank">Warranty Information</a> |  |  |  |  | 0.280 L | [14 empty] | 0 | 0 | 0 | 0 | Lighting Fixtures | 2016-07-15 14:57 | 2024-07-20 11:21 | 0000-00-00 00:00:00 | 2024-07-20 11:21 | 0000-00-00 00:00:00 | [6 empty] | Black
1 | Lutron Electronics | PJ2-3BRL-GIV-S02 | 4460-6951 | 4460 | 6951 | Lutron Electronics | PJ2-3BRL-GIV-S02.jpeg | 784276067560 | PICO RF 434 W LED FOR SHADES 3BRL IVORY | Lutron 3-Button with Raise/Lower and Preset, Pico Smart Remote, with Shade Icons and Text ("Shade") - Ivory |  | 0.5 | 5.75 |  | PJ2-3BRL-GIV-S02.jpeg | http://grandbrass.xologic.com/vendors/4460/large/PJ2-3BRL-GIV-S02.jpeg | [47 empty] | 0 | 0 | 0 | [6 empty] | 0 | 1 | 1 | EA | 1 | Lighting Controls | [7 empty] | White | [19 empty] | Other Lighting Controls | [242 empty] | <a href="https://assets.lutron.com/a/documents/040429.pdf" target="_blank">Installation Instructions</a> | [23 empty] | 10.000 DW |  |  | 3.8800 IN | [89 empty] | 1.000 EA | 1.000 EA | [35 empty] | No | [42 empty] | https://www.lutron.com/TechnicalDocumentLibrary/369612.pdf | [7 empty] | Shelf Stock | [39 empty] | 52161525 | [6 empty] | <a href="https://lutron.widen.net/content/fomoe9knmc/mp4/Ecom_PicoBenefits_video.mp4" target="_blank">Product Video Clip</a> | [6 empty] | <a href="https://www.lutron.com/TechnicalDocumentLibrary/369-119_Wallbox_Warranty.pdf" target="_blank">Warranty Information</a> |  |  |  |  | 0.050 L | [14 empty] | 0 | 0 | 0 | 0 | Lighting Fixtures | 2016-07-15 14:58 | 2024-07-20 11:33 | 0000-00-00 00:00:00 | 2024-07-20 11:33 | 0000-00-00 00:00:00
1 | Lutron Electronics | MS-B202-MN | 4460-6952 | 4460 | 6952 | Lutron Electronics | Ecom_MS-B202-MN_WithWallPlate.jpeg?w=1500 | 784276086165 | MAESTRO 2-CIR DT OCC SENS IN MIDNIGHT | Maestro Dual Technology (Dual Tech), partial-on occupancy sensor switch, applies exclusive XCT Technology for minor and fine motion detection. Meets Title 24 requirements for multi-level lighting in midnight |  | 3.4 | 4.4 | [50 empty] | 0 | 0 | 0 | [6 empty] | 0 | 1 | 1 | EA | 1 | Lighting Controls | [27 empty] | Other Lighting Controls | [242 empty] | <a href="https://www.lutron.com/TechnicalDocumentLibrary/032568.pdf" target="_blank">Installation Instructions</a> | [23 empty] | 40.000 DW |  |  | 2.4000 IN | [89 empty] | 1.000 EA | 1.000 EA | [35 empty] | No | [42 empty] | https://www.lutron.com/TechnicalDocumentLibrary/369773_ENG.pdf | [7 empty] | Shelf Stock | [13 empty] | <a href="https://www.lutron.com/TechnicalDocumentLibrary/368-4493_Page_76.pdf" target="_blank">Tech Drawing</a> | [25 empty] | 39122236 | [6 empty] | <a href="https://lutron.widen.net/content/ljl01nfr11/mp4/In-wall-sensors_2021.mp4?w=2048" target="_blank">Product Video Clip</a> | [6 empty] | <a href="https://www.lutron.com/TechnicalDocumentLibrary/Sensor_Warranty.pdf" target="_blank">Warranty Information</a> |  |  |  |  | 0.350 L | [14 empty] | 0 | 0 | 0 | 0 | Lighting Fixtures | 2016-07-15 14:58 | 2024-07-20 11:16 | 0000-00-00 00:00:00 | 2024-07-20 11:16 | 0000-00-00 00:00:00 | [6 empty] | Midnight
1 | Lutron Electronics | PJ2-2BRL-GWG-S01 | 4460-6957 | 4460 | 6957 | Lutron Electronics | PJ2-2BRL-GWG-S01.jpg | 784276067386 | PICO RF 434 W LED 2BRL WHITE/GRAY | Lutron 2-Button with Raise/Lower, Pico Smart Remote, with Shade Icons - White/Gray |  | 0.5 | 5.75 |  | PJ2-2BRL-GWG-S01.jpg | http://grandbrass.xologic.com/vendors/4460/large/PJ2-2BRL-GWG-S01.jpg | [47 empty] | 0 | 0 | 0 | [6 empty] | 0 | 1 | 1 | EA | 1 | Lighting Controls | [7 empty] | White | [19 empty] | Other Lighting Controls | [242 empty] | <a href="https://assets.lutron.com/a/documents/040429.pdf" target="_blank">Installation Instructions</a> | [23 empty] | 10.000 DW |  |  | 3.8800 IN | [89 empty] | 1.000 EA | 1.000 EA | [35 empty] | No | [42 empty] | https://www.lutron.com/TechnicalDocumentLibrary/369612.pdf | [7 empty] | Shelf Stock | [39 empty] | 52161525 | [6 empty] | <a href="https://lutron.widen.net/content/fomoe9knmc/mp4/Ecom_PicoBenefits_video.mp4" target="_blank">Product Video Clip</a> | [6 empty] | <a href="https://www.lutron.com/TechnicalDocumentLibrary/369-119_Wallbox_Warranty.pdf" target="_blank">Warranty Information</a> |  |  |  |  | 0.050 L | [14 empty] | 0 | 0 | 0 | 0 | Lighting Fixtures | 2016-07-15 14:58 | 2024-07-20 11:34 | 0000-00-00 00:00:00 | 2024-07-20 11:34 | 0000-00-00 00:00:00
4 | Lutron Electronics | LFGR-W5BTN-CWH | 4460-6959 | 4460 | 6959 | Lutron Electronics | LFGR-W5BTN-CWH.jpg | 784276070577 | FP GLASS W5BTN | seeTouch Architectural non-insert style faceplate for 5-button keypad in clear glass |  | 8.5 | 11 |  | LFGR-W5BTN-CWH.jpg | http://grandbrass.xologic.com/vendors/4460/large/LFGR-W5BTN-CWH.jpg | [47 empty] | 0 | 0 | 0 | [6 empty] | 0 | 1 | 1 | EA | 1 | Lighting Controls |  |  | Fittings and Hardware |  | Electrical Hardware And Supplies |  | Wallplates | White | [19 empty] | Switch Plates | [242 empty] | <a href="https://www.lutron.com/TechnicalDocumentLibrary/0301686.pdf" target="_blank">Installation Instructions</a> | [23 empty] | 40.000 DW |  |  | 0.1300 IN | [89 empty] | 1.000 EA | 1.000 EA | [35 empty] | No | [42 empty] | https://www.lutron.com/TechnicalDocumentLibrary/369756_SPA.pdf | [7 empty] | Shelf Stock | [39 empty] | 39121704 | [13 empty] | <a href="https://www.lutron.com/TechnicalDocumentLibrary/369-119_Wallbox_Warranty.pdf" target="_blank">Warranty Information</a> |  |  |  |  | 0.100 L | [14 empty] | 0 | 0 | 0 | 0 | Electrical | 2016-07-15 14:58 | 2024-07-20 11:16 | 0000-00-00 00:00:00 | 2025-11-29 02:00 | 0000-00-00 00:00:00
1 | Lutron Electronics | PJ2-2B-GBL-L01 | 4460-6960 | 4460 | 6960 | Lutron Electronics | Ecom_PJ2-2B-GBL-L01.jpeg | 784276067164 | 2-Button Pico Smart Remote Black | Lutron 2-Button Pico Smart Remote, with Light Icons - Black |  | 0.5 | 5.75 |  | Ecom_PJ2-2B-GBL-L01.jpeg | http://grandbrass.xologic.com/vendors/4460/large/Ecom_PJ2-2B-GBL-L01.jpeg | [47 empty] | 0 | 0 | 0 | [6 empty] | 0 | 1 | 1 | EA | 1 | Lighting Controls | [7 empty] | Black | [19 empty] | Other Lighting Controls | [242 empty] | <a href="https://www.lutron.com/TechnicalDocumentLibrary/040429.pdf" target="_blank">Installation Instructions</a> | [23 empty] | 10.000 DW |  |  | 3.8800 IN | [89 empty] | 1.000 EA | 1.000 EA | [35 empty] | No | [42 empty] | https://www.lutron.com/TechnicalDocumentLibrary/369612.pdf | [7 empty] | Shelf Stock | [39 empty] | 52161525 | [6 empty] | <a href="https://lutron.widen.net/content/fomoe9knmc/mp4/Ecom_PicoBenefits_video.mp4" target="_blank">Product Video Clip</a> | [6 empty] | <a href="https://www.lutron.com/TechnicalDocumentLibrary/369-119_Wallbox_Warranty.pdf" target="_blank">Warranty Information</a> |  |  |  |  | 0.050 L | [14 empty] | 0 | 0 | 0 | 0 | Lighting Fixtures | 2016-07-15 14:58 | 2024-07-20 11:20 | 0000-00-00 00:00:00 | 2024-07-20 11:20 | 0000-00-00 00:00:00
1 | Lutron Electronics | PD-3PCL-WH | 4460-6961 | 4460 | 6961 | Lutron Electronics | PD-3PCL-WH_right_final.jpeg?w=1500 | 784276072069 | CasÃ©ta Lamp Dimmer | Lutron Caseta Wireless Smart Lighting Lamp Dimmer |  | 3.75 | 5.6 | [50 empty] | 0 | 0 | 0 | [6 empty] | 0 | 1 | 1 | EA | 1 | Lighting Controls | [7 empty] | White | [19 empty] | Dimmers | [242 empty] | <a href="https://www.lutron.com/TechnicalDocumentLibrary/0301684_PluginLampDimmerInstallationInstructions.pdf" target="_blank">Installation Instructions</a> | [23 empty] | 45.000 DW |  |  | 2.5000 IN | [89 empty] | 1.000 EA | 1.000 EA | [35 empty] | No | [42 empty] | https://www.lutron.com/TechnicalDocumentLibrary/369987_FRE.pdf | [7 empty] | Shelf Stock | [39 empty] | 39122206 | [6 empty] | <a href="https://lutron.widen.net/content/dsiex7hr8w/original/Ecom_CasetaGeneral_benefitsvideo.mp4" target="_blank">Product Video Clip</a> | [6 empty] | <a href="https://www.lutron.com/TechnicalDocumentLibrary/369-119_Wallbox_Warranty.pdf" target="_blank">Warranty Information</a> |  |  |  |  | 0.300 L | [14 empty] | 0 | 0 | 0 | 0 | Lighting Fixtures | 2016-07-15 14:58 | 2024-07-20 11:18 | 0000-00-00 00:00:00 | 2024-07-20 11:18 | 0000-00-00 00:00:00 | [6 empty] | White
1 | Lutron Electronics | MS-B102-V-BR | 4460-6962 | 4460 | 6962 | Lutron Electronics | Ecom_MS-B102-BR_NoWallPlate.jpeg?w=1500 | 784276079525 | MAESTRO 1-CIR DT VAC SENS IN BROWN | Maestro Dual Technology (Dual Tech) vacancy sensor switch, neutral connection required applies exclusive XCT Technology for minor and fine motion detection in brown |  | 2.3 | 4.5 | [50 empty] | 0 | 0 | 0 | [6 empty] | 0 | 1 | 1 | EA | 1 | Lighting Controls | [7 empty] | Brown | [19 empty] | Other Lighting Controls | [242 empty] | <a href="https://www.lutron.com/TechnicalDocumentLibrary/032566.pdf" target="_blank">Installation Instructions</a> | [23 empty] | 40.000 DW |  |  | 2.3000 IN | [89 empty] | 1.000 EA | 1.000 EA | [35 empty] | No | [42 empty] | https://www.lutron.com/TechnicalDocumentLibrary/369773_ENG.pdf | [7 empty] | Shelf Stock | [13 empty] | <a href="https://www.lutron.com/TechnicalDocumentLibrary/368-4493_Page_53.pdf" target="_blank">Tech Drawing</a> | [25 empty] | 39122236 | [6 empty] | <a href="https://lutron.widen.net/content/ljl01nfr11/mp4/In-wall-sensors_2021.mp4?w=2048" target="_blank">Product Video Clip</a> | [6 empty] | <a href="https://www.lutron.com/TechnicalDocumentLibrary/Sensor_Warranty.pdf" target="_blank">Warranty Information</a> |  |  |  |  | 0.300 L | [14 empty] | 0 | 0 | 0 | 0 | Lighting Fixtures | 2016-07-15 14:58 | 2024-07-20 11:15 | 0000-00-00 00:00:00 | 2024-07-20 11:15 | 0000-00-00 00:00:00 | [6 empty] | Brown
4 | Lutron Electronics | LFGR-W6BN-CWH | 4460-6967 | 4460 | 6967 | Lutron Electronics | LFGR-W6BN-CWH.jpg | 784276070591 | FP GLASS W6BN | seeTouch Architectural non-insert style faceplate for 6-button keypad in clear glass |  | 8.5 | 11 |  | LFGR-W6BN-CWH.jpg | http://grandbrass.xologic.com/vendors/4460/large/LFGR-W6BN-CWH.jpg | [47 empty] | 0 | 0 | 0 | [6 empty] | 0 | 1 | 1 | EA | 1 | Lighting Controls |  |  | Fittings and Hardware |  | Electrical Hardware And Supplies |  | Wallplates | White | [19 empty] | Switch Plates | [242 empty] | <a href="https://www.lutron.com/TechnicalDocumentLibrary/0301686.pdf" target="_blank">Installation Instructions</a> | [23 empty] | 40.000 DW |  |  | 0.1300 IN | [89 empty] | 1.000 EA | 1.000 EA | [35 empty] | No | [42 empty] | https://www.lutron.com/TechnicalDocumentLibrary/369756_SPA.pdf | [7 empty] | Shelf Stock | [39 empty] | 39121704 | [13 empty] | <a href="https://www.lutron.com/TechnicalDocumentLibrary/369-119_Wallbox_Warranty.pdf" target="_blank">Warranty Information</a> |  |  |  |  | 0.100 L | [14 empty] | 0 | 0 | 0 | 0 | Electrical | 2016-07-15 14:58 | 2024-07-20 11:18 | 0000-00-00 00:00:00 | 2025-11-29 02:00 | 0000-00-00 00:00:00
1 | Lutron Electronics | MS-B202-SW | 4460-6969 | 4460 | 6969 | Lutron Electronics | Ecom_MS-B202-SW_WithWallPlate.jpeg?w=1500 | 784276086240 | MAESTRO 2-CIR DT OCC SENS IN SNOW | Maestro Dual Technology (Dual Tech), partial-on occupancy sensor switch, applies exclusive XCT Technology for minor and fine motion detection. Meets Title 24 requirements for multi-level lighting in snow |  | 3.4 | 4.4 | [50 empty] | 0 | 0 | 0 | [6 empty] | 0 | 1 | 1 | EA | 1 | Lighting Controls | [27 empty] | Other Lighting Controls | [242 empty] | <a href="https://www.lutron.com/TechnicalDocumentLibrary/032568.pdf" target="_blank">Installation Instructions</a> | [23 empty] | 40.000 DW |  |  | 2.4000 IN | [89 empty] | 1.000 EA | 1.000 EA | [35 empty] | No | [42 empty] | https://www.lutron.com/TechnicalDocumentLibrary/369773_ENG.pdf | [7 empty] | Shelf Stock | [13 empty] | <a href="https://www.lutron.com/TechnicalDocumentLibrary/368-4493_Page_76.pdf" target="_blank">Tech Drawing</a> | [25 empty] | 39122236 | [6 empty] | <a href="https://lutron.widen.net/content/ljl01nfr11/mp4/In-wall-sensors_2021.mp4?w=2048" target="_blank">Product Video Clip</a> | [6 empty] | <a href="https://www.lutron.com/TechnicalDocumentLibrary/Sensor_Warranty.pdf" target="_blank">Warranty Information</a> |  |  |  |  | 0.350 L | [14 empty] | 0 | 0 | 0 | 0 | Lighting Fixtures | 2016-07-15 14:58 | 2024-07-20 11:16 | 0000-00-00 00:00:00 | 2024-07-20 11:16 | 0000-00-00 00:00:00 | [6 empty] | Snow
1 | Lutron Electronics | MS-B102-V-AL | 4460-6973 | 4460 | 6973 | Lutron Electronics | Ecom_MS-B102-AL_NoWallPlate.jpeg?w=1500 | 784276079488 | MAESTRO 1-CIR DT VAC SENS IN ALMOND | Maestro Dual Technology (Dual Tech) vacancy sensor switch, neutral connection required applies exclusive XCT Technology for minor and fine motion detection in almond |  | 2.3 | 4.5 | [50 empty] | 0 | 0 | 0 | [6 empty] | 0 | 1 | 1 | EA | 1 | Lighting Controls | [27 empty] | Other Lighting Controls | [242 empty] | <a href="https://www.lutron.com/TechnicalDocumentLibrary/032566.pdf" target="_blank">Installation Instructions</a> | [23 empty] | 40.000 DW |  |  | 2.3000 IN | [89 empty] | 1.000 EA | 1.000 EA | [35 empty] | No | [42 empty] | https://www.lutron.com/TechnicalDocumentLibrary/369773_ENG.pdf | [7 empty] | Shelf Stock | [13 empty] | <a href="https://www.lutron.com/TechnicalDocumentLibrary/368-4493_Page_53.pdf" target="_blank">Tech Drawing</a> | [25 empty] | 39122236 | [6 empty] | <a href="https://lutron.widen.net/content/ljl01nfr11/mp4/In-wall-sensors_2021.mp4?w=2048" target="_blank">Product Video Clip</a> | [6 empty] | <a href="https://www.lutron.com/TechnicalDocumentLibrary/Sensor_Warranty.pdf" target="_blank">Warranty Information</a> |  |  |  |  | 0.300 L | [14 empty] | 0 | 0 | 0 | 0 | Lighting Fixtures | 2016-07-15 14:58 | 2024-07-20 11:25 | 0000-00-00 00:00:00 | 2024-07-20 11:25 | 0000-00-00 00:00:00 | [6 empty] | Almond
1 | Lutron Electronics | PJ2-3BRL-GLA-S09 | 4460-6975 | 4460 | 6975 | Lutron Electronics | PJ2-3BRL-GLA-S09.jpeg | 784276075039 | PICO RF 434 W/LED 3BRL FOR HSB 3BRL LA | Lutron 3-Button with Raise/Lower and Preset, Pico Smart Remote, with Shade Icons and Text ("Blind") for Horizontal Sheer Blinds - Light Almond |  | 2.5 | 0.4 |  | PJ2-3BRL-GLA-S09.jpeg | http://grandbrass.xologic.com/vendors/4460/large/PJ2-3BRL-GLA-S09.jpeg | [47 empty] | 0 | 0 | 0 | [6 empty] | 0 | 1 | 1 | EA | 1 | Lighting Controls | [27 empty] | Other Lighting Controls | [242 empty] | <a href="https://assets.lutron.com/a/documents/040429.pdf" target="_blank">Installation Instructions</a> | [23 empty] | 10.000 DW |  |  | 3.8000 IN | [89 empty] | 1.000 EA | 1.000 EA | [35 empty] | No | [42 empty] | https://www.lutron.com/TechnicalDocumentLibrary/369612.pdf | [7 empty] | Shelf Stock | [39 empty] | 52161525 | [13 empty] | <a href="https://www.lutron.com/TechnicalDocumentLibrary/369-119_Wallbox_Warranty.pdf" target="_blank">Warranty Information</a> |  |  |  |  | 0.150 L | [14 empty] | 0 | 0 | 0 | 0 | Lighting Fixtures | 2016-07-15 14:58 | 2024-07-20 11:39 | 0000-00-00 00:00:00 | 2024-07-20 11:39 | 0000-00-00 00:00:00
1 | Lutron Electronics | PJ2-2BRL-GBL-L01 | 4460-6976 | 4460 | 6976 | Lutron Electronics | Ecom_PJ2-2BRL-GBL-L01.jpeg | 784276067317 | PICO RF 434 W LED 2BRL BL LIGHT ICON | Lutron 2-Button with Raise/Lower, Pico Smart Remote, with Light Icons - Black |  | 2.5 | 0.4 |  | Ecom_PJ2-2BRL-GBL-L01.jpeg | http://grandbrass.xologic.com/vendors/4460/large/Ecom_PJ2-2BRL-GBL-L01.jpeg | [47 empty] | 0 | 0 | 0 | [6 empty] | 0 | 1 | 1 | EA | 1 | Lighting Controls | [7 empty] | Black | [19 empty] | Other Lighting Controls | [242 empty] | <a href="https://www.lutron.com/TechnicalDocumentLibrary/040429.pdf" target="_blank">Installation Instructions</a> | [23 empty] | 10.000 DW |  |  | 3.8000 IN | [89 empty] | 1.000 EA | 1.000 EA | [35 empty] | No | [42 empty] | https://www.lutron.com/TechnicalDocumentLibrary/369612.pdf | [7 empty] | Shelf Stock | [39 empty] | 52161525 | [6 empty] | <a href="https://lutron.widen.net/content/fomoe9knmc/mp4/Ecom_PicoBenefits_video.mp4" target="_blank">Product Video Clip</a> | [6 empty] | <a href="https://www.lutron.com/TechnicalDocumentLibrary/369-119_Wallbox_Warranty.pdf" target="_blank">Warranty Information</a> |  |  |  |  | 0.150 L | [14 empty] | 0 | 0 | 0 | 0 | Lighting Fixtures | 2016-07-15 14:58 | 2024-07-20 11:25 | 0000-00-00 00:00:00 | 2024-07-20 11:25 | 0000-00-00 00:00:00
1 | Lutron Electronics | MS-B102-V-BL | 4460-6977 | 4460 | 6977 | Lutron Electronics | Ecom_MS-B102-BL_NoWallPlate.jpeg?w=1500 | 784276079518 | MAESTRO 1-CIR DT VAC SENS IN BLACK | Maestro Dual Technology (Dual Tech) vacancy sensor switch, neutral connection required applies exclusive XCT Technology for minor and fine motion detection in black |  | 2.3 | 4.5 | [50 empty] | 0 | 0 | 0 | [6 empty] | 0 | 1 | 1 | EA | 1 | Lighting Controls | [7 empty] | Black | [19 empty] | Other Lighting Controls | [242 empty] | <a href="https://www.lutron.com/TechnicalDocumentLibrary/032566.pdf" target="_blank">Installation Instructions</a> | [23 empty] | 40.000 DW |  |  | 2.3000 IN | [89 empty] | 1.000 EA | 1.000 EA | [35 empty] | No | [42 empty] | https://www.lutron.com/TechnicalDocumentLibrary/369773_ENG.pdf | [7 empty] | Shelf Stock | [13 empty] | <a href="https://www.lutron.com/TechnicalDocumentLibrary/368-4493_Page_53.pdf" target="_blank">Tech Drawing</a> | [25 empty] | 39122236 | [6 empty] | <a href="https://lutron.widen.net/content/ljl01nfr11/mp4/In-wall-sensors_2021.mp4?w=2048" target="_blank">Product Video Clip</a> | [6 empty] | <a href="https://www.lutron.com/TechnicalDocumentLibrary/Sensor_Warranty.pdf" target="_blank">Warranty Information</a> |  |  |  |  | 0.300 L | [14 empty] | 0 | 0 | 0 | 0 | Lighting Fixtures | 2016-07-15 14:59 | 2024-07-20 11:27 | 0000-00-00 00:00:00 | 2024-07-20 11:27 | 0000-00-00 00:00:00 | [6 empty] | Black
1 | Lutron Electronics | MS-B202-BR | 4460-6981 | 4460 | 6981 | Lutron Electronics | Ecom_MS-B202-BR_WithWallPlate.jpeg?w=1500 | 784276086066 | MAESTRO 2-CIR DT OCC SENS IN BROWN | Maestro Dual Technology (Dual Tech), partial-on occupancy sensor switch, applies exclusive XCT Technology for minor and fine motion detection. Meets Title 24 requirements for multi-level lighting in brown |  | 3.4 | 4.4 | [50 empty] | 0 | 0 | 0 | [6 empty] | 0 | 1 | 1 | EA | 1 | Lighting Controls | [7 empty] | Brown | [19 empty] | Other Lighting Controls | [242 empty] | <a href="https://www.lutron.com/TechnicalDocumentLibrary/032568.pdf" target="_blank">Installation Instructions</a> | [23 empty] | 40.000 DW |  |  | 2.4000 IN | [89 empty] | 1.000 EA | 1.000 EA | [35 empty] | No | [42 empty] | https://www.lutron.com/TechnicalDocumentLibrary/369773_ENG.pdf | [7 empty] | Shelf Stock | [13 empty] | <a href="https://www.lutron.com/TechnicalDocumentLibrary/368-4493_Page_76.pdf" target="_blank">Tech Drawing</a> | [25 empty] | 39122236 | [6 empty] | <a href="https://lutron.widen.net/content/ljl01nfr11/mp4/In-wall-sensors_2021.mp4?w=2048" target="_blank">Product Video Clip</a> | [6 empty] | <a href="https://www.lutron.com/TechnicalDocumentLibrary/Sensor_Warranty.pdf" target="_blank">Warranty Information</a> |  |  |  |  | 0.350 L | [14 empty] | 0 | 0 | 0 | 0 | Lighting Fixtures | 2016-07-15 14:59 | 2024-07-20 11:15 | 0000-00-00 00:00:00 | 2024-07-20 11:15 | 0000-00-00 00:00:00 | [6 empty] | Brown
4 | Lutron Electronics | LFGR-W4SN-CWH | 4460-6982 | 4460 | 6982 | Lutron Electronics | LFGR-W4SN-CWH.jpg | 784276070515 | FP GLASS W4SN | seeTouch Architectural non-insert style faceplate for 4-scene keypad, with raise/lower in clear glass |  | 9 | 1.25 |  | LFGR-W4SN-CWH.jpg | http://grandbrass.xologic.com/vendors/4460/large/LFGR-W4SN-CWH.jpg | [47 empty] | 0 | 0 | 0 | [6 empty] | 0 | 1 | 1 | EA | 1 | Lighting Controls |  |  | Fittings and Hardware |  | Electrical Hardware And Supplies |  | Wallplates | White | [19 empty] | Switch Plates | [242 empty] | <a href="https://www.lutron.com/TechnicalDocumentLibrary/0301686.pdf" target="_blank">Installation Instructions</a> | [23 empty] | 40.000 DW |  |  | 6.2500 IN | [89 empty] | 1.000 EA | 1.000 EA | [35 empty] | No | [42 empty] | https://www.lutron.com/TechnicalDocumentLibrary/369756_SPA.pdf | [7 empty] | Shelf Stock | [39 empty] | 39121704 | [13 empty] | <a href="https://www.lutron.com/TechnicalDocumentLibrary/369-119_Wallbox_Warranty.pdf" target="_blank">Warranty Information</a> |  |  |  |  | 0.600 L | [14 empty] | 0 | 0 | 0 | 0 | Electrical | 2016-07-15 14:59 | 2024-07-20 11:18 | 0000-00-00 00:00:00 | 2025-11-29 02:00 | 0000-00-00 00:00:00
1 | Lutron Electronics | PJ2-2BRL-GLA-S01 | 4460-6987 | 4460 | 6987 | Lutron Electronics | PJ2-2BRL-GLA-S01.jpg | 784276067362 | PICO RF 434 W LED 2BRL LIGHT ALMOND | Lutron 2-Button with Raise/Lower, Pico Smart Remote, with Shade Icons - Light Almond |  | 0.5 | 5.75 |  | PJ2-2BRL-GLA-S01.jpg | http://grandbrass.xologic.com/vendors/4460/large/PJ2-2BRL-GLA-S01.jpg | [47 empty] | 0 | 0 | 0 | [6 empty] | 0 | 1 | 1 | EA | 1 | Lighting Controls | [27 empty] | Other Lighting Controls | [242 empty] | <a href="https://assets.lutron.com/a/documents/040429.pdf" target="_blank">Installation Instructions</a> | [23 empty] | 10.000 DW |  |  | 3.8800 IN | [89 empty] | 1.000 EA | 1.000 EA | [35 empty] | No | [42 empty] | https://www.lutron.com/TechnicalDocumentLibrary/369612.pdf | [7 empty] | Shelf Stock | [39 empty] | 52161525 | [6 empty] | <a href="https://lutron.widen.net/content/fomoe9knmc/mp4/Ecom_PicoBenefits_video.mp4" target="_blank">Product Video Clip</a> | [6 empty] | <a href="https://www.lutron.com/TechnicalDocumentLibrary/369-119_Wallbox_Warranty.pdf" target="_blank">Warranty Information</a> |  |  |  |  | 0.050 L | [14 empty] | 0 | 0 | 0 | 0 | Lighting Fixtures | 2016-07-15 14:59 | 2024-07-20 11:39 | 0000-00-00 00:00:00 | 2024-07-20 11:39 | 0000-00-00 00:00:00
1 | Lutron Electronics | MS-B102-AL | 4460-6988 | 4460 | 6988 | Lutron Electronics | Ecom_MS-B102-AL_NoWallPlate.jpeg?w=1500 | 784276079228 | MAESTRO 1-CIR DT OCC SENS IN ALMOND | Maestro Dual Technology (Dual Tech) occupancy sensor switch, neutral connection required applies exclusive XCT Technology for minor and fine motion detection in almond |  | 2.3 | 4.5 | [50 empty] | 0 | 0 | 0 | [6 empty] | 0 | 1 | 1 | EA | 1 | Lighting Controls | [27 empty] | Other Lighting Controls | [242 empty] | <a href="https://www.lutron.com/TechnicalDocumentLibrary/032566.pdf" target="_blank">Installation Instructions</a> | [23 empty] | 40.000 DW |  |  | 2.3000 IN | [89 empty] | 1.000 EA | 1.000 EA | [35 empty] | No | [42 empty] | https://www.lutron.com/TechnicalDocumentLibrary/369773_ENG.pdf | [7 empty] | Shelf Stock | [13 empty] | <a href="https://www.lutron.com/TechnicalDocumentLibrary/368-4493_Page_53.pdf" target="_blank">Tech Drawing</a> | [25 empty] | 39122236 | [6 empty] | <a href="https://lutron.widen.net/content/ljl01nfr11/mp4/In-wall-sensors_2021.mp4?w=2048" target="_blank">Product Video Clip</a> | [6 empty] | <a href="https://www.lutron.com/TechnicalDocumentLibrary/Sensor_Warranty.pdf" target="_blank">Warranty Information</a> |  |  |  |  | 0.280 L | [14 empty] | 0 | 0 | 0 | 0 | Lighting Fixtures | 2016-07-15 14:59 | 2024-07-20 11:42 | 0000-00-00 00:00:00 | 2024-07-20 11:42 | 0000-00-00 00:00:00 | [6 empty] | Almond
1 | Lutron Electronics | PJN-2B-GIV-L01 | 4460-6989 | 4460 | 6989 | Lutron Electronics | PJN-2B-GIV-L01.jpg | 784276068079 | PICO RF 434 W NGHTLGHT 2B IV LIGHT ICON | Pico Wireless Control with nightlight, 2-button in ivory |  | 2.3 | 4.5 |  | PJN-2B-GIV-L01.jpg | http://grandbrass.xologic.com/vendors/4460/large/PJN-2B-GIV-L01.jpg | [47 empty] | 0 | 0 | 0 | [6 empty] | 0 | 1 | 1 | EA | 1 | Lighting Controls | [7 empty] | White | [19 empty] | Other Lighting Controls | [242 empty] | <a href="https://www.lutron.com/TechnicalDocumentLibrary/040399.pdf" target="_blank">Installation Instructions</a> | [23 empty] | 2.000 DW |  |  | 2.3000 IN | [89 empty] | 1.000 EA | 1.000 EA | [35 empty] | No | [42 empty] | https://www.lutron.com/TechnicalDocumentLibrary/369760a_ENG.pdf | [7 empty] | Shelf Stock | [39 empty] | 52161525 | [13 empty] | <a href="https://www.lutron.com/TechnicalDocumentLibrary/369-119_Wallbox_Warranty.pdf" target="_blank">Warranty Information</a> |  |  |  |  | 0.100 L | [14 empty] | 0 | 0 | 0 | 0 | Lighting Fixtures | 2016-07-15 14:59 | 2024-07-20 11:23 | 0000-00-00 00:00:00 | 2024-07-20 11:23 | 0000-00-00 00:00:00
1 | Lutron Electronics | PJ2-3BRL-GLA-S05 | 4460-6993 | 4460 | 6993 | Lutron Electronics | PJ2-3BRL-GLA-S05.jpeg | 784276067676 | PICO RF 434 W LED FOR BLINDS 3BRL LT ALD | Lutron 3-Button with Raise/Lower and Preset, Pico Smart Remote, with Shade Icons and Text ("Blind") - Light Almond |  | 2.5 | 0.4 |  | PJ2-3BRL-GLA-S05.jpeg | http://grandbrass.xologic.com/vendors/4460/large/PJ2-3BRL-GLA-S05.jpeg | [47 empty] | 0 | 0 | 0 | [6 empty] | 0 | 1 | 1 | EA | 1 | Lighting Controls | [27 empty] | Other Lighting Controls | [242 empty] | <a href="https://assets.lutron.com/a/documents/040429.pdf" target="_blank">Installation Instructions</a> | [23 empty] | 10.000 DW |  |  | 3.8000 IN | [89 empty] | 1.000 EA | 1.000 EA | [35 empty] | No | [42 empty] | https://www.lutron.com/TechnicalDocumentLibrary/369612.pdf | [7 empty] | Shelf Stock | [39 empty] | 52161525 | [6 empty] | <a href="https://lutron.widen.net/content/fomoe9knmc/mp4/Ecom_PicoBenefits_video.mp4" target="_blank">Product Video Clip</a> | [6 empty] | <a href="https://www.lutron.com/TechnicalDocumentLibrary/369-119_Wallbox_Warranty.pdf" target="_blank">Warranty Information</a> |  |  |  |  | 0.150 L | [14 empty] | 0 | 0 | 0 | 0 | Lighting Fixtures | 2016-07-15 14:59 | 2024-07-20 11:40 | 0000-00-00 00:00:00 | 2024-07-20 11:40 | 0000-00-00 00:00:00
1 | Lutron Electronics | PJ2-3BRL-GWG-L01 | 4460-6994 | 4460 | 6994 | Lutron Electronics | PJ2-3BRL-GWG-L01.jpg | 784276067706 | PICO RF 434 W LED 3BRL WG LIGHT ICON | Lutron 3-Button with Raise/Lower and Preset, Pico Smart Remote, with Light Icons - White/Gray |  | 0.5 | 5.75 |  | PJ2-3BRL-GWG-L01.jpg | http://grandbrass.xologic.com/vendors/4460/large/PJ2-3BRL-GWG-L01.jpg | [47 empty] | 0 | 0 | 0 | [6 empty] | 0 | 1 | 1 | EA | 1 | Lighting Controls | [7 empty] | White | [19 empty] | Other Lighting Controls | [242 empty] | <a href="https://www.lutron.com/TechnicalDocumentLibrary/040429.pdf" target="_blank">Installation Instructions</a> | [23 empty] | 10.000 DW |  |  | 3.8800 IN | [89 empty] | 1.000 EA | 1.000 EA | [35 empty] | No | [42 empty] | https://www.lutron.com/TechnicalDocumentLibrary/369612.pdf | [7 empty] | Shelf Stock | [39 empty] | 52161525 | [6 empty] | <a href="https://lutron.widen.net/content/fomoe9knmc/mp4/Ecom_PicoBenefits_video.mp4" target="_blank">Product Video Clip</a> | [6 empty] | <a href="https://www.lutron.com/TechnicalDocumentLibrary/369-119_Wallbox_Warranty.pdf" target="_blank">Warranty Information</a> |  |  |  |  | 0.050 L | [14 empty] | 0 | 0 | 0 | 0 | Lighting Fixtures | 2016-07-15 14:59 | 2024-07-20 11:16 | 0000-00-00 00:00:00 | 2024-07-20 11:16 | 0000-00-00 00:00:00
4 | Lutron Electronics | RRD-2ANF-PD | 4460-6997 | 4460 | 6997 | Lutron Electronics | RRD-2ANF-PD.jpg | 784276040396 | RADIORA2 RF FAN CONTROL PD | RadioRA 2 fan control, Multi-location/single-pole, 2A, neutral wire required in palladium |  | 2.3 | 4.5 |  | RRD-2ANF-PD.jpg | http://grandbrass.xologic.com/vendors/4460/large/RRD-2ANF-PD.jpg | [47 empty] | 0 | 0 | 0 | [6 empty] | 0 | 1 | 1 | EA | 1 | Fan Accessories |  |  | Control And Automation |  | Switches |  | Speed Switch | [20 empty] | Fan Wall Mount Controls | [242 empty] | <a href="https://www.lutron.com/TechnicalDocumentLibrary/044343.pdf" target="_blank">Installation Instructions</a> | [23 empty] | 30.000 DW |  |  | 2.3000 IN | [89 empty] | 1.000 EA | 1.000 EA | [35 empty] | No | [42 empty] | https://www.lutron.com/TechnicalDocumentLibrary/369225_SPA.pdf | [7 empty] | Shelf Stock | [13 empty] | <a href="https://www.lutron.com/TechnicalDocumentLibrary/368-4493_Page_18.pdf" target="_blank">Tech Drawing</a> | [25 empty] | 39122240 | [13 empty] | <a href="https://www.lutron.com/TechnicalDocumentLibrary/043492.pdf" target="_blank">Warranty Information</a> |  |  |  |  | 0.350 L | [14 empty] | 0 | 0 | 0 | 0 | Electrical | 2016-07-15 14:59 | 2024-07-20 11:15 | 0000-00-00 00:00:00 | 2025-11-29 02:00 | 0000-00-00 00:00:00 | [6 empty] | Palladium
4 | Lutron Electronics | LFGR-W2BN-CWH | 4460-6998 | 4460 | 6998 | Lutron Electronics | LFGR-W2BN-CWH.jpg | 784276070317 | FP GLASS W2BN | seeTouch Architectural non-insert style faceplate for 2-button keypad in clear glass |  | 9 | 1.25 |  | LFGR-W2BN-CWH.jpg | http://grandbrass.xologic.com/vendors/4460/large/LFGR-W2BN-CWH.jpg | [47 empty] | 0 | 0 | 0 | [6 empty] | 0 | 1 | 1 | EA | 1 | Lighting Controls |  |  | Fittings and Hardware |  | Electrical Hardware And Supplies |  | Wallplates | White | [19 empty] | Switch Plates | [242 empty] | <a href="https://www.lutron.com/TechnicalDocumentLibrary/0301686.pdf" target="_blank">Installation Instructions</a> | [23 empty] | 40.000 DW |  |  | 6.2500 IN | [89 empty] | 1.000 EA | 1.000 EA | [35 empty] | No | [42 empty] | https://www.lutron.com/TechnicalDocumentLibrary/369756_SPA.pdf | [7 empty] | Shelf Stock | [39 empty] | 39121704 | [13 empty] | <a href="https://www.lutron.com/TechnicalDocumentLibrary/369-119_Wallbox_Warranty.pdf" target="_blank">Warranty Information</a> |  |  |  |  | 0.600 L | [14 empty] | 0 | 0 | 0 | 0 | Electrical | 2016-07-15 14:59 | 2024-07-20 11:16 | 0000-00-00 00:00:00 | 2025-11-29 02:00 | 0000-00-00 00:00:00
1 | Lutron Electronics | PJ2-2BRL-GIV-L01 | 4460-6999 | 4460 | 6999 | Lutron Electronics | PJ2-2BRL-GIV-L01.jpeg | 784276067331 | PICO RF 434 W LED 2BRL IV LIGHT ICON | Lutron 2-Button with Raise/Lower, Pico Smart Remote, with Light Icons - Ivory |  | 0.5 | 5.75 |  | PJ2-2BRL-GIV-L01.jpeg | http://grandbrass.xologic.com/vendors/4460/large/PJ2-2BRL-GIV-L01.jpeg | [47 empty] | 0 | 0 | 0 | [6 empty] | 0 | 1 | 1 | EA | 1 | Lighting Controls | [7 empty] | White | [19 empty] | Other Lighting Controls | [242 empty] | <a href="https://www.lutron.com/TechnicalDocumentLibrary/040429.pdf" target="_blank">Installation Instructions</a> | [23 empty] | 10.000 DW |  |  | 3.8800 IN | [89 empty] | 1.000 EA | 1.000 EA | [35 empty] | No | [42 empty] | https://www.lutron.com/TechnicalDocumentLibrary/369612.pdf | [7 empty] | Shelf Stock | [39 empty] | 52161525 | [6 empty] | <a href="https://lutron.widen.net/content/fomoe9knmc/mp4/Ecom_PicoBenefits_video.mp4" target="_blank">Product Video Clip</a> | [6 empty] | <a href="https://www.lutron.com/TechnicalDocumentLibrary/369-119_Wallbox_Warranty.pdf" target="_blank">Warranty Information</a> |  |  |  |  | 0.050 L | [14 empty] | 0 | 0 | 0 | 0 | Lighting Fixtures | 2016-07-15 14:59 | 2024-07-20 11:27 | 0000-00-00 00:00:00 | 2024-07-20 11:27 | 0000-00-00 00:00:00
4 | Lutron Electronics | LFGI-4B-F-CWH | 4460-7001 | 4460 | 7001 | Lutron Electronics | LFGI-4B-F-CWH.jpg | 784276070713 | FP GLASS 4B | seeTouch Architectural International frameless style faceplate for 4-button keypad in clear glass |  | 6.1 | 1.4 |  | LFGI-4B-F-CWH.jpg | http://grandbrass.xologic.com/vendors/4460/large/LFGI-4B-F-CWH.jpg | [47 empty] | 0 | 0 | 0 | [6 empty] | 0 | 1 | 1 | EA | 1 | Lighting Controls |  |  | Fittings and Hardware |  | Electrical Hardware And Supplies |  | Wallplates | White | [19 empty] | Switch Plates | [242 empty] | <a href="https://www.lutron.com/TechnicalDocumentLibrary/0301685.pdf" target="_blank">Installation Instructions</a> | [23 empty] | 40.000 DW |  |  | 8.6000 IN | [89 empty] | 1.000 EA | 1.000 EA | [35 empty] | No | [42 empty] | https://www.lutron.com/TechnicalDocumentLibrary/369756_SPA.pdf | [7 empty] | Shelf Stock | [39 empty] | 39121704 | [13 empty] | <a href="https://www.lutron.com/TechnicalDocumentLibrary/369-119_Wallbox_Warranty.pdf" target="_blank">Warranty Information</a> |  |  |  |  | 0.450 L | [14 empty] | 0 | 0 | 0 | 0 | Electrical | 2016-07-15 14:59 | 2024-07-20 11:25 | 0000-00-00 00:00:00 | 2025-11-29 02:00 | 0000-00-00 00:00:00
1 | Lutron Electronics | MS-B102-V-TP | 4460-7002 | 4460 | 7002 | Lutron Electronics | Ecom_MS-B102-TP_WithWallPlate.jpeg?w=1500 | 784276085984 | MAESTRO 1-CIR DT VAC SENS IN TAUPE | Maestro Dual Technology (Dual Tech) vacancy sensor switch, neutral connection required applies exclusive XCT Technology for minor and fine motion detection in taupe |  | 2.3 | 4.5 | [50 empty] | 0 | 0 | 0 | [6 empty] | 0 | 1 | 1 | EA | 1 | Lighting Controls | [27 empty] | Other Lighting Controls | [242 empty] | <a href="https://www.lutron.com/TechnicalDocumentLibrary/032566.pdf" target="_blank">Installation Instructions</a> | [23 empty] | 40.000 DW |  |  | 2.3000 IN | [89 empty] | 1.000 EA | 1.000 EA | [35 empty] | No | [42 empty] | https://www.lutron.com/TechnicalDocumentLibrary/369773_ENG.pdf | [7 empty] | Shelf Stock | [13 empty] | <a href="https://www.lutron.com/TechnicalDocumentLibrary/368-4493_Page_53.pdf" target="_blank">Tech Drawing</a> | [25 empty] | 39122236 | [6 empty] | <a href="https://lutron.widen.net/content/ljl01nfr11/mp4/In-wall-sensors_2021.mp4?w=2048" target="_blank">Product Video Clip</a> | [6 empty] | <a href="https://www.lutron.com/TechnicalDocumentLibrary/Sensor_Warranty.pdf" target="_blank">Warranty Information</a> |  |  |  |  | 0.300 L | [14 empty] | 0 | 0 | 0 | 0 | Lighting Fixtures | 2016-07-15 14:59 | 2024-07-20 11:20 | 0000-00-00 00:00:00 | 2024-07-20 11:20 | 0000-00-00 00:00:00 | [6 empty] | Taupe
1 | Lutron Electronics | PJ2-2B-GBL-L02 | 4460-7003 | 4460 | 7003 | Lutron Electronics | PJ2-2B-GBL-L02.jpg | 784276067171 | PICO RF 434 W LED 2B GLOSS BL POWER ICON | Lutron 2-Button Pico Smart Remote, with Appliance Icons - Black |  | 0.5 | 5.75 |  | PJ2-2B-GBL-L02.jpg | http://grandbrass.xologic.com/vendors/4460/large/PJ2-2B-GBL-L02.jpg | [47 empty] | 0 | 0 | 0 | [6 empty] | 0 | 1 | 1 | EA | 1 | Lighting Controls | [7 empty] | Black | [19 empty] | Other Lighting Controls | [242 empty] | <a href="https://www.lutron.com/TechnicalDocumentLibrary/040429.pdf" target="_blank">Installation Instructions</a> | [23 empty] | 10.000 DW |  |  | 3.8800 IN | [89 empty] | 1.000 EA | 1.000 EA | [35 empty] | No | [42 empty] | https://www.lutron.com/TechnicalDocumentLibrary/369612.pdf | [7 empty] | Shelf Stock | [39 empty] | 52161525 | [6 empty] | <a href="https://lutron.widen.net/content/fomoe9knmc/mp4/Ecom_PicoBenefits_video.mp4" target="_blank">Product Video Clip</a> | [6 empty] | <a href="https://www.lutron.com/TechnicalDocumentLibrary/369-119_Wallbox_Warranty.pdf" target="_blank">Warranty Information</a> |  |  |  |  | 0.050 L | [14 empty] | 0 | 0 | 0 | 0 | Lighting Fixtures | 2016-07-15 14:59 | 2024-07-20 11:20 | 0000-00-00 00:00:00 | 2024-07-20 11:20 | 0000-00-00 00:00:00
4 | Lutron Electronics | RRD-2ANF-SW | 4460-7010 | 4460 | 7010 | Lutron Electronics | RRD-2ANF-SW.jpg | 784276040433 | RADIORA2 RF FAN CONTROL SW | RadioRA 2 fan control, Multi-location/single-pole, 2A, neutral wire required in snow |  | 2.3 | 4.5 |  | RRD-2ANF-SW.jpg | http://grandbrass.xologic.com/vendors/4460/large/RRD-2ANF-SW.jpg | [47 empty] | 0 | 0 | 0 | [6 empty] | 0 | 1 | 1 | EA | 1 | Fan Accessories |  |  | Control And Automation |  | Switches |  | Speed Switch | [20 empty] | Fan Wall Mount Controls | [242 empty] | <a href="https://www.lutron.com/TechnicalDocumentLibrary/044343.pdf" target="_blank">Installation Instructions</a> | [23 empty] | 25.000 DW |  |  | 2.3000 IN | [89 empty] | 1.000 EA | 1.000 EA | [35 empty] | No | [42 empty] | https://www.lutron.com/TechnicalDocumentLibrary/369225_SPA.pdf | [7 empty] | Shelf Stock | [13 empty] | <a href="https://www.lutron.com/TechnicalDocumentLibrary/368-4493_Page_18.pdf" target="_blank">Tech Drawing</a> | [25 empty] | 39122240 | [13 empty] | <a href="https://www.lutron.com/TechnicalDocumentLibrary/043492.pdf" target="_blank">Warranty Information</a> |  |  |  |  | 0.350 L | [14 empty] | 0 | 0 | 0 | 0 | Electrical | 2016-07-15 15:00 | 2024-07-20 11:17 | 0000-00-00 00:00:00 | 2025-11-29 02:00 | 0000-00-00 00:00:00 | [6 empty] | Snow
1 | Lutron Electronics | PJ2-3BRL-GIV-S03 | 4460-7011 | 4460 | 7011 | Lutron Electronics | PJ2-3BRL-GIV-S03.jpeg | 784276067577 | PICO RF 434 W LED FOR BLACKOUTS 3BRL IVY | Lutron 3-Button with Raise/Lower and Preset, Pico Smart Remote, with Shade Icons and Text ("Blackout") - Ivory |  | 2.5 | 0.4 |  | PJ2-3BRL-GIV-S03.jpeg | http://grandbrass.xologic.com/vendors/4460/large/PJ2-3BRL-GIV-S03.jpeg | [47 empty] | 0 | 0 | 0 | [6 empty] | 0 | 1 | 1 | EA | 1 | Lighting Controls | [7 empty] | Black | [19 empty] | Other Lighting Controls | [242 empty] | <a href="https://assets.lutron.com/a/documents/040429.pdf" target="_blank">Installation Instructions</a> | [23 empty] | 10.000 DW |  |  | 3.8000 IN | [89 empty] | 1.000 EA | 1.000 EA | [35 empty] | No | [42 empty] | https://www.lutron.com/TechnicalDocumentLibrary/369612.pdf | [7 empty] | Shelf Stock | [39 empty] | 52161525 | [6 empty] | <a href="https://lutron.widen.net/content/fomoe9knmc/mp4/Ecom_PicoBenefits_video.mp4" target="_blank">Product Video Clip</a> | [6 empty] | <a href="https://www.lutron.com/TechnicalDocumentLibrary/369-119_Wallbox_Warranty.pdf" target="_blank">Warranty Information</a> |  |  |  |  | 0.150 L | [14 empty] | 0 | 0 | 0 | 0 | Lighting Fixtures | 2016-07-15 15:00 | 2024-07-20 11:32 | 0000-00-00 00:00:00 | 2024-07-20 11:32 | 0000-00-00 00:00:00
4 | Lutron Electronics | LFGI-7BRL-F-CWH | 4460-7012 | 4460 | 7012 | Lutron Electronics | LFGI-7BRL-F-CWH.jpg | 784276070775 | FP GLASS 7BRL | seeTouch Architectural International frameless style faceplate for 7-button keypad, with raise/lower in clear glass |  | 9 | 1.25 |  | LFGI-7BRL-F-CWH.jpg | http://grandbrass.xologic.com/vendors/4460/large/LFGI-7BRL-F-CWH.jpg | [47 empty] | 0 | 0 | 0 | [6 empty] | 0 | 1 | 1 | EA | 1 | Lighting Controls |  |  | Fittings and Hardware |  | Electrical Hardware And Supplies |  | Wallplates | White | [19 empty] | Switch Plates | [242 empty] | <a href="https://www.lutron.com/TechnicalDocumentLibrary/0301685.pdf" target="_blank">Installation Instructions</a> | [23 empty] | 40.000 DW |  |  | 6.2500 IN | [89 empty] | 1.000 EA | 1.000 EA | [35 empty] | No | [42 empty] | https://www.lutron.com/TechnicalDocumentLibrary/369756_SPA.pdf | [7 empty] | Shelf Stock | [39 empty] | 39121704 | [13 empty] | <a href="https://www.lutron.com/TechnicalDocumentLibrary/369-119_Wallbox_Warranty.pdf" target="_blank">Warranty Information</a> |  |  |  |  | 0.600 L | [14 empty] | 0 | 0 | 0 | 0 | Electrical | 2016-07-15 15:00 | 2024-07-20 11:23 | 0000-00-00 00:00:00 | 2025-11-29 02:00 | 0000-00-00 00:00:00
1 | Lutron Electronics | PJ2-2B-GWH-L01 | 4460-7013 | 4460 | 7013 | Lutron Electronics | Ecom_PJ2-2B-GWH-L01_nowallplate.jpeg | 784276067287 | 2-Button Pico Smart Remote White | Lutron 2-Button Pico Smart Remote, with Light Icons - White |  | 0.5 | 5.75 |  | Ecom_PJ2-2B-GWH-L01_nowallplate.jpeg | http://grandbrass.xologic.com/vendors/4460/large/Ecom_PJ2-2B-GWH-L01_nowallplate.jpeg | [47 empty] | 0 | 0 | 0 | [6 empty] | 0 | 1 | 1 | EA | 1 | Lighting Controls | [7 empty] | White | [19 empty] | Other Lighting Controls | [242 empty] | <a href="https://www.lutron.com/TechnicalDocumentLibrary/040429.pdf" target="_blank">Installation Instructions</a> | [23 empty] | 10.000 DW |  |  | 3.8800 IN | [89 empty] | 1.000 EA | 1.000 EA | [35 empty] | No | [42 empty] | https://www.lutron.com/TechnicalDocumentLibrary/369612.pdf | [7 empty] | Shelf Stock | [39 empty] | 52161525 | [6 empty] | <a href="https://lutron.widen.net/content/fomoe9knmc/original/Ecom_PicoBenefits_video.mp4" target="_blank">Product Video Clip</a> | [6 empty] | <a href="https://www.lutron.com/TechnicalDocumentLibrary/369-119_Wallbox_Warranty.pdf" target="_blank">Warranty Information</a> |  |  |  |  | 0.050 L | [14 empty] | 0 | 0 | 0 | 0 | Lighting Fixtures | 2016-07-15 15:00 | 2024-07-20 11:27 | 0000-00-00 00:00:00 | 2024-07-20 11:27 | 0000-00-00 00:00:00
1 | Lutron Electronics | PD-5S-DV-BL | 4460-7014 | 4460 | 7014 | Lutron Electronics | PD-5S-DV-BL.jpg | 784276072328 | 5A RF SWITCH DUAL VOLT BLACK | Lutron 5 A 2-button RF switch, uses patented Clear Connect RF Technology, provides switching of multiple load types, occupancy/vacancy sensing, and daylight harvesting, in black |  | 2.3 | 4.5 |  | PD-5S-DV-BL.jpg | http://grandbrass.xologic.com/vendors/4460/large/PD-5S-DV-BL.jpg | [47 empty] | 0 | 0 | 0 | [6 empty] | 0 | 1 | 1 | EA | 1 | Lighting Controls | [7 empty] | Black | [19 empty] | Lightswitches | [242 empty] | <a href="https://www.lutron.com/TechnicalDocumentLibrary/0301644.pdf" target="_blank">Installation Instructions</a> | [23 empty] | 10.000 DW |  |  | 2.3000 IN | [89 empty] | 1.000 EA | 1.000 EA | [35 empty] | No | [42 empty] | https://www.lutron.com/TechnicalDocumentLibrary/369987_FRE.pdf | [7 empty] | Shelf Stock | [13 empty] | <a href="https://www.lutron.com/TechnicalDocumentLibrary/368-4493_Page_13.pdf" target="_blank">Tech Drawing</a> | [25 empty] | 39122216 | [13 empty] | <a href="https://www.lutron.com/TechnicalDocumentLibrary/369-119_Wallbox_Warranty.pdf" target="_blank">Warranty Information</a> |  |  |  |  | 0.400 L | [14 empty] | 0 | 0 | 0 | 0 | Lighting Fixtures | 2016-07-15 15:00 | 2024-07-20 11:15 | 0000-00-00 00:00:00 | 2024-07-20 11:15 | 0000-00-00 00:00:00 | [6 empty] | Black
1 | Lutron Electronics | PJ2-3BRL-GIV-S06 | 4460-7016 | 4460 | 7016 | Lutron Electronics | PJ2-3BRL-GIV-S06.jpeg | 784276067607 | PICO RF 434 W LED FOR SKYLIGHTS 3BRL IVY | Lutron 3-Button with Raise/Lower and Preset, Pico Smart Remote, with Shade Icons and Text ("Skylight") - Ivory |  | 2.5 | 0.4 |  | PJ2-3BRL-GIV-S06.jpeg | http://grandbrass.xologic.com/vendors/4460/large/PJ2-3BRL-GIV-S06.jpeg | [47 empty] | 0 | 0 | 0 | [6 empty] | 0 | 1 | 1 | EA | 1 | Lighting Controls | [7 empty] | White | [19 empty] | Other Lighting Controls | [242 empty] | <a href="https://assets.lutron.com/a/documents/040429.pdf" target="_blank">Installation Instructions</a> | [23 empty] | 10.000 DW |  |  | 3.8000 IN | [89 empty] | 1.000 EA | 1.000 EA | [35 empty] | No | [42 empty] | https://www.lutron.com/TechnicalDocumentLibrary/369612.pdf | [7 empty] | Shelf Stock | [39 empty] | 52161525 | [6 empty] | <a href="https://lutron.widen.net/content/fomoe9knmc/mp4/Ecom_PicoBenefits_video.mp4" target="_blank">Product Video Clip</a> | [6 empty] | <a href="https://www.lutron.com/TechnicalDocumentLibrary/369-119_Wallbox_Warranty.pdf" target="_blank">Warranty Information</a> |  |  |  |  | 0.150 L | [14 empty] | 0 | 0 | 0 | 0 | Lighting Fixtures | 2016-07-15 15:00 | 2024-07-20 11:34 | 0000-00-00 00:00:00 | 2024-07-20 11:34 | 0000-00-00 00:00:00
1 | Lutron Electronics | PJ2-3B-GWH-L01 | 4460-7017 | 4460 | 7017 | Lutron Electronics | PJ2-3B-GWH-L01.jpg | 784276067454 | PICO RF 434 W LED 3B GLOSS WH LIGHT ICON | Lutron 3-Button Pico Smart Remote, with Light Icons - White |  | 0.5 | 5.75 |  | PJ2-3B-GWH-L01.jpg | http://grandbrass.xologic.com/vendors/4460/large/PJ2-3B-GWH-L01.jpg | [47 empty] | 0 | 0 | 0 | [6 empty] | 0 | 1 | 1 | EA | 1 | Lighting Controls | [7 empty] | White | [19 empty] | Other Lighting Controls | [242 empty] | <a href="https://www.lutron.com/TechnicalDocumentLibrary/040429.pdf" target="_blank">Installation Instructions</a> | [23 empty] | 10.000 DW |  |  | 3.8800 IN | [89 empty] | 1.000 EA | 1.000 EA | [35 empty] | No | [42 empty] | https://www.lutron.com/TechnicalDocumentLibrary/369612.pdf | [7 empty] | Shelf Stock | [39 empty] | 52161525 | [6 empty] | <a href="https://lutron.widen.net/content/fomoe9knmc/mp4/Ecom_PicoBenefits_video.mp4" target="_blank">Product Video Clip</a> | [6 empty] | <a href="https://www.lutron.com/TechnicalDocumentLibrary/369-119_Wallbox_Warranty.pdf" target="_blank">Warranty Information</a> |  |  |  |  | 0.050 L | [14 empty] | 0 | 0 | 0 | 0 | Lighting Fixtures | 2016-07-15 15:00 | 2024-07-20 11:23 | 0000-00-00 00:00:00 | 2024-07-20 11:23 | 0000-00-00 00:00:00
1 | Lutron Electronics | PJ2-3BRL-GLA-L01 | 4460-7018 | 4460 | 7018 | Lutron Electronics | Ecom_PJ2-3BRL-LA-L01R.jpeg | 784276067621 | PICO RF 434 W LED 3BRL LA LIGHT ICON | Lutron 3-Button with Raise/Lower and Preset, Pico Smart Remote, with Light Icons - Light Almond |  | 0.5 | 5.75 |  | Ecom_PJ2-3BRL-LA-L01R.jpeg | http://grandbrass.xologic.com/vendors/4460/large/Ecom_PJ2-3BRL-LA-L01R.jpeg | [47 empty] | 0 | 0 | 0 | [6 empty] | 0 | 1 | 1 | EA | 1 | Lighting Controls | [27 empty] | Other Lighting Controls | [242 empty] | <a href="https://www.lutron.com/TechnicalDocumentLibrary/040429.pdf" target="_blank">Installation Instructions</a> | [23 empty] | 15.000 DW |  |  | 3.8800 IN | [89 empty] | 1.000 EA | 1.000 EA | [35 empty] | No | [42 empty] | https://www.lutron.com/TechnicalDocumentLibrary/369612.pdf | [7 empty] | Shelf Stock | [39 empty] | 52161525 | [6 empty] | <a href="https://lutron.widen.net/content/fomoe9knmc/mp4/Ecom_PicoBenefits_video.mp4" target="_blank">Product Video Clip</a> | [6 empty] | <a href="https://www.lutron.com/TechnicalDocumentLibrary/369-119_Wallbox_Warranty.pdf" target="_blank">Warranty Information</a> |  |  |  |  | 0.050 L | [14 empty] | 0 | 0 | 0 | 0 | Lighting Fixtures | 2016-07-15 15:00 | 2024-07-20 11:16 | 0000-00-00 00:00:00 | 2024-07-20 11:16 | 0000-00-00 00:00:00
1 | Lutron Electronics | PJN-3BRL-GLA-L01 | 4460-7019 | 4460 | 7019 | Lutron Electronics | PJN-3BRL-GLA-L01.jpg | 784276068130 | 434 W NIGHTLIGHT 3BRL LA LIGHT ICON | Pico Wireless Control with nightlight, 3-button with raise/lower in light almond |  | 2.3 | 4.5 |  | PJN-3BRL-GLA-L01.jpg | http://grandbrass.xologic.com/vendors/4460/large/PJN-3BRL-GLA-L01.jpg | [47 empty] | 0 | 0 | 0 | [6 empty] | 0 | 1 | 1 | EA | 1 | Lighting Controls | [27 empty] | Other Lighting Controls | [242 empty] | <a href="https://www.lutron.com/TechnicalDocumentLibrary/040399.pdf" target="_blank">Installation Instructions</a> | [23 empty] | 2.000 DW |  |  | 2.3000 IN | [89 empty] | 1.000 EA | 1.000 EA | [35 empty] | No | [42 empty] | https://www.lutron.com/TechnicalDocumentLibrary/369760a_ENG.pdf | [7 empty] | Shelf Stock | [39 empty] | 52161525 | [13 empty] | <a href="https://www.lutron.com/TechnicalDocumentLibrary/369-119_Wallbox_Warranty.pdf" target="_blank">Warranty Information</a> |  |  |  |  | 0.100 L | [14 empty] | 0 | 0 | 0 | 0 | Lighting Fixtures | 2016-07-15 15:00 | 2024-07-20 11:18 | 0000-00-00 00:00:00 | 2024-07-20 11:18 | 0000-00-00 00:00:00
1 | Lutron Electronics | PJ2-3BRL-GWG-S02 | 4460-7020 | 4460 | 7020 | Lutron Electronics | PJ2-3BRL-GWG-S02.jpg | 784276067720 | PICO RF 434 W LED FOR SHADES 3BRL W/G | Lutron 3-Button with Raise/Lower and Preset, Pico Smart Remote, with Shade Icons and Text ("Shade") - White/Gray |  | 2.5 | 0.4 |  | PJ2-3BRL-GWG-S02.jpg | http://grandbrass.xologic.com/vendors/4460/large/PJ2-3BRL-GWG-S02.jpg | [47 empty] | 0 | 0 | 0 | [6 empty] | 0 | 1 | 1 | EA | 1 | Lighting Controls | [7 empty] | White | [19 empty] | Other Lighting Controls | [242 empty] | <a href="https://assets.lutron.com/a/documents/040429.pdf" target="_blank">Installation Instructions</a> | [23 empty] | 10.000 DW |  |  | 3.8000 IN | [89 empty] | 1.000 EA | 1.000 EA | [35 empty] | No | [42 empty] | https://www.lutron.com/TechnicalDocumentLibrary/369612.pdf | [7 empty] | Shelf Stock | [39 empty] | 52161525 | [6 empty] | <a href="https://lutron.widen.net/content/fomoe9knmc/mp4/Ecom_PicoBenefits_video.mp4" target="_blank">Product Video Clip</a> | [6 empty] | <a href="https://www.lutron.com/TechnicalDocumentLibrary/369-119_Wallbox_Warranty.pdf" target="_blank">Warranty Information</a> |  |  |  |  | 0.150 L | [14 empty] | 0 | 0 | 0 | 0 | Lighting Fixtures | 2016-07-15 15:00 | 2024-07-20 11:36 | 0000-00-00 00:00:00 | 2024-07-20 11:36 | 0000-00-00 00:00:00
1 | Lutron Electronics | PJ2-2B-GWG-S08 | 4460-7023 | 4460 | 7023 | Lutron Electronics | PJ2-2B-GWG-S08.jpg | 784276067270 | PICO RF 434 W LED 2B GLOSS WHITE/GRAY | Lutron 2-Button Pico Smart Remote, with Screen Icons and Text ("Screen") - White/Gray |  | 0.5 | 5.75 |  | PJ2-2B-GWG-S08.jpg | http://grandbrass.xologic.com/vendors/4460/large/PJ2-2B-GWG-S08.jpg | [47 empty] | 0 | 0 | 0 | [6 empty] | 0 | 1 | 1 | EA | 1 | Lighting Controls | [7 empty] | White | [19 empty] | Other Lighting Controls | [242 empty] | <a href="https://assets.lutron.com/a/documents/040429.pdf" target="_blank">Installation Instructions</a> | [23 empty] | 10.000 DW |  |  | 3.8800 IN | [89 empty] | 1.000 EA | 1.000 EA | [35 empty] | No | [42 empty] | https://www.lutron.com/TechnicalDocumentLibrary/369612.pdf | [7 empty] | Shelf Stock | [39 empty] | 52161525 | [6 empty] | <a href="https://lutron.widen.net/content/fomoe9knmc/mp4/Ecom_PicoBenefits_video.mp4" target="_blank">Product Video Clip</a> | [6 empty] | <a href="https://www.lutron.com/TechnicalDocumentLibrary/369-119_Wallbox_Warranty.pdf" target="_blank">Warranty Information</a> |  |  |  |  | 0.050 L | [14 empty] | 0 | 0 | 0 | 0 | Lighting Fixtures | 2016-07-15 15:00 | 2024-07-20 11:40 | 0000-00-00 00:00:00 | 2024-07-20 11:40 | 0000-00-00 00:00:00
1 | Lutron Electronics | MS-B102-HT | 4460-7024 | 4460 | 7024 | Lutron Electronics | Ecom_MS-B102-HT_WithWallPlate.jpeg?w=1500 | 784276079327 | MAESTRO 1-CIR DT OCC SENS IN HOT | Maestro Dual Technology (Dual Tech) occupancy sensor switch, neutral connection required applies exclusive XCT Technology for minor and fine motion detection in hot |  | 2.3 | 4.5 | [50 empty] | 0 | 0 | 0 | [6 empty] | 0 | 1 | 1 | EA | 1 | Lighting Controls | [27 empty] | Other Lighting Controls | [242 empty] | <a href="https://www.lutron.com/TechnicalDocumentLibrary/032566.pdf" target="_blank">Installation Instructions</a> | [23 empty] | 20.000 DW |  |  | 2.3000 IN | [89 empty] | 1.000 EA | 1.000 EA | [35 empty] | No | [42 empty] | https://www.lutron.com/TechnicalDocumentLibrary/369773_ENG.pdf | [7 empty] | Shelf Stock | [13 empty] | <a href="https://www.lutron.com/TechnicalDocumentLibrary/368-4493_Page_53.pdf" target="_blank">Tech Drawing</a> | [25 empty] | 39122236 | [6 empty] | <a href="https://lutron.widen.net/content/ljl01nfr11/mp4/In-wall-sensors_2021.mp4?w=2048" target="_blank">Product Video Clip</a> | [6 empty] | <a href="https://www.lutron.com/TechnicalDocumentLibrary/Sensor_Warranty.pdf" target="_blank">Warranty Information</a> |  |  |  |  | 0.280 L | [14 empty] | 0 | 0 | 0 | 0 | Lighting Fixtures | 2016-07-15 15:00 | 2024-07-20 11:16 | 0000-00-00 00:00:00 | 2024-07-20 11:16 | 0000-00-00 00:00:00
1 | Lutron Electronics | MS-B102-V-LA | 4460-7026 | 4460 | 7026 | Lutron Electronics | Ecom_MS-B102-LA_NoWallPlate.jpeg?w=1500 | 784276079600 | MAESTRO 1-CIR DT VAC SENS IN LIGHT ALMND | Maestro Dual Technology (Dual Tech) vacancy sensor switch, neutral connection required applies exclusive XCT Technology for minor and fine motion detection in light almond |  | 2.3 | 4.5 | [50 empty] | 0 | 0 | 0 | [6 empty] | 0 | 1 | 1 | EA | 1 | Lighting Controls | [27 empty] | Other Lighting Controls | [242 empty] | <a href="https://www.lutron.com/TechnicalDocumentLibrary/032566.pdf" target="_blank">Installation Instructions</a> | [23 empty] | 20.000 DW |  |  | 2.3000 IN | [89 empty] | 1.000 EA | 1.000 EA | [35 empty] | No | [42 empty] | https://www.lutron.com/TechnicalDocumentLibrary/369773_ENG.pdf | [7 empty] | Shelf Stock | [13 empty] | <a href="https://www.lutron.com/TechnicalDocumentLibrary/368-4493_Page_53.pdf" target="_blank">Tech Drawing</a> | [25 empty] | 39122236 | [6 empty] | <a href="https://lutron.widen.net/content/ljl01nfr11/mp4/In-wall-sensors_2021.mp4?w=2048" target="_blank">Product Video Clip</a> | [6 empty] | <a href="https://www.lutron.com/TechnicalDocumentLibrary/Sensor_Warranty.pdf" target="_blank">Warranty Information</a> |  |  |  |  | 0.300 L | [14 empty] | 0 | 0 | 0 | 0 | Lighting Fixtures | 2016-07-15 15:00 | 2024-07-20 11:20 | 0000-00-00 00:00:00 | 2024-07-20 11:20 | 0000-00-00 00:00:00
1 | Lutron Electronics | NTSTV-DV-BE | 4460-7028 | 4460 | 7028 | Lutron Electronics | NTSTV-DV-BE.jpg | 784276038942 | NOVA T LINE SW 0-10V CTRL BEIGE | Nova T Dimmer, Electronic or LED Dimming with 0-10V Ballasts and Drivers, Single-pole (small control), 120V/277V, 30mA in beige |  | 4.1 | 5.3 |  | NTSTV-DV-BE.jpg | http://grandbrass.xologic.com/vendors/4460/large/NTSTV-DV-BE.jpg | [47 empty] | 0 | 0 | 0 | [6 empty] | 0 | 1 | 1 | EA | 1 | Lighting Controls | [7 empty] | White | [19 empty] | Dimmers | [242 empty] | <a href="https://www.lutron.com/TechnicalDocumentLibrary/0301971.pdf" target="_blank">Installation Instructions</a> | [23 empty] | 10.000 DW |  |  | 3.1000 IN | [89 empty] | 1.000 EA | 1.000 EA | [35 empty] | No | [42 empty] | https://www.lutron.com/TechnicalDocumentLibrary/NovaTB.pdf | [7 empty] | Shelf Stock | [13 empty] | <a href="https://www.lutron.com/TechnicalDocumentLibrary/368-4493_Page_66.pdf" target="_blank">Tech Drawing</a> | [25 empty] | 39122206 | [13 empty] | <a href="https://www.lutron.com/TechnicalDocumentLibrary/369-119_Wallbox_Warranty.pdf" target="_blank">Warranty Information</a> |  |  |  |  | 0.550 L | [14 empty] | 0 | 0 | 0 | 0 | Lighting Fixtures | 2016-07-15 15:00 | 2024-07-20 11:20 | 0000-00-00 00:00:00 | 2024-07-20 11:20 | 0000-00-00 00:00:00 | [6 empty] | Beige
1 | Lutron Electronics | NTSTV-DV-BL | 4460-7029 | 4460 | 7029 | Lutron Electronics | NTSTV-DV-BL.jpg | 784276038959 | NOVA T LINE SW 0-10V CTRL BLACK | Nova T Dimmer, Electronic or LED Dimming with 0-10V Ballasts and Drivers, Single-pole (small control), 120V/277V, 30mA in black |  | 4.1 | 5.3 |  | NTSTV-DV-BL.jpg | http://grandbrass.xologic.com/vendors/4460/large/NTSTV-DV-BL.jpg | [47 empty] | 0 | 0 | 0 | [6 empty] | 0 | 1 | 1 | EA | 1 | Lighting Controls | [7 empty] | Black | [19 empty] | Dimmers | [242 empty] | <a href="https://www.lutron.com/TechnicalDocumentLibrary/0301971.pdf" target="_blank">Installation Instructions</a> | [23 empty] | 10.000 DW |  |  | 3.1000 IN | [89 empty] | 1.000 EA | 1.000 EA | [35 empty] | No | [42 empty] | https://www.lutron.com/TechnicalDocumentLibrary/NovaTB.pdf | [7 empty] | Shelf Stock | [13 empty] | <a href="https://www.lutron.com/TechnicalDocumentLibrary/368-4493_Page_66.pdf" target="_blank">Tech Drawing</a> | [25 empty] | 39122206 | [13 empty] | <a href="https://www.lutron.com/TechnicalDocumentLibrary/369-119_Wallbox_Warranty.pdf" target="_blank">Warranty Information</a> |  |  |  |  | 0.480 L | [14 empty] | 0 | 0 | 0 | 0 | Lighting Fixtures | 2016-07-15 15:00 | 2024-07-20 11:17 | 0000-00-00 00:00:00 | 2024-07-20 11:17 | 0000-00-00 00:00:00 | [6 empty] | Black
1 | Lutron Electronics | NTSTV-DV-BR | 4460-7030 | 4460 | 7030 | Lutron Electronics | NTSTV-DV-BR.jpg | 784276071918 | NOVA T LINE SW 0-10V CTRL BROWN | Nova T Dimmer, Electronic or LED Dimming with 0-10V Ballasts and Drivers, Single-pole (small control), 120V/277V, 30mA in brown |  | 4.1 | 5.3 |  | NTSTV-DV-BR.jpg | http://grandbrass.xologic.com/vendors/4460/large/NTSTV-DV-BR.jpg | [47 empty] | 0 | 0 | 0 | [6 empty] | 0 | 1 | 1 | EA | 1 | Lighting Controls | [7 empty] | Brown | [19 empty] | Dimmers | [242 empty] | <a href="https://www.lutron.com/TechnicalDocumentLibrary/0301971.pdf" target="_blank">Installation Instructions</a> | [23 empty] | 15.000 DW |  |  | 3.1000 IN | [89 empty] | 1.000 EA | 1.000 EA | [35 empty] | No | [42 empty] | https://www.lutron.com/TechnicalDocumentLibrary/NovaTB.pdf | [7 empty] | Shelf Stock | [13 empty] | <a href="https://www.lutron.com/TechnicalDocumentLibrary/368-4493_Page_66.pdf" target="_blank">Tech Drawing</a> | [25 empty] | 39122206 | [13 empty] | <a href="https://www.lutron.com/TechnicalDocumentLibrary/369-119_Wallbox_Warranty.pdf" target="_blank">Warranty Information</a> |  |  |  |  | 0.550 L | [14 empty] | 0 | 0 | 0 | 0 | Lighting Fixtures | 2016-07-15 15:00 | 2024-07-20 11:15 | 0000-00-00 00:00:00 | 2024-07-20 11:15 | 0000-00-00 00:00:00 | [6 empty] | Brown
1 | Lutron Electronics | NTSTV-DV-GR | 4460-7031 | 4460 | 7031 | Lutron Electronics | NTSTV-DV-GR.jpg | 784276071925 | NOVA T LINE SW 0-10V CTRL GRAY | Nova T Dimmer, Electronic or LED Dimming with 0-10V Ballasts and Drivers, Single-pole (small control), 120V/277V, 30mA in gray |  | 4.1 | 5.3 |  | NTSTV-DV-GR.jpg | http://grandbrass.xologic.com/vendors/4460/large/NTSTV-DV-GR.jpg | [47 empty] | 0 | 0 | 0 | [6 empty] | 0 | 1 | 1 | EA | 1 | Lighting Controls | [7 empty] | Gray | [19 empty] | Dimmers | [242 empty] | <a href="https://www.lutron.com/TechnicalDocumentLibrary/0301971.pdf" target="_blank">Installation Instructions</a> | [23 empty] | 10.000 DW |  |  | 3.1000 IN | [89 empty] | 1.000 EA | 1.000 EA | [35 empty] | No | [42 empty] | https://www.lutron.com/TechnicalDocumentLibrary/NovaTB.pdf | [7 empty] | Shelf Stock | [13 empty] | <a href="https://www.lutron.com/TechnicalDocumentLibrary/368-4493_Page_66.pdf" target="_blank">Tech Drawing</a> | [25 empty] | 39122206 | [13 empty] | <a href="https://www.lutron.com/TechnicalDocumentLibrary/369-119_Wallbox_Warranty.pdf" target="_blank">Warranty Information</a> |  |  |  |  | 0.550 L | [14 empty] | 0 | 0 | 0 | 0 | Lighting Fixtures | 2016-07-15 15:00 | 2024-07-20 11:16 | 0000-00-00 00:00:00 | 2024-07-20 11:16 | 0000-00-00 00:00:00 | [6 empty] | Gray
1 | Lutron Electronics | NTSTV-DV-IV | 4460-7032 | 4460 | 7032 | Lutron Electronics | NTSTV-DV-IV.jpg | 784276071932 | NOVA T LINE SW 0-10V CTRL IVORY | Nova T Dimmer, Electronic or LED Dimming with 0-10V Ballasts and Drivers, Single-pole (small control), 120V/277V, 30mA in ivory |  | 4.1 | 5.3 |  | NTSTV-DV-IV.jpg | http://grandbrass.xologic.com/vendors/4460/large/NTSTV-DV-IV.jpg | [47 empty] | 0 | 0 | 0 | [6 empty] | 0 | 1 | 1 | EA | 1 | Lighting Controls | [7 empty] | White | [19 empty] | Dimmers | [242 empty] | <a href="https://www.lutron.com/TechnicalDocumentLibrary/0301971.pdf" target="_blank">Installation Instructions</a> | [23 empty] | 10.000 DW |  |  | 3.1000 IN | [89 empty] | 1.000 EA | 1.000 EA | [35 empty] | No | [42 empty] | https://www.lutron.com/TechnicalDocumentLibrary/NovaTB.pdf | [7 empty] | Shelf Stock | [13 empty] | <a href="https://www.lutron.com/TechnicalDocumentLibrary/368-4493_Page_66.pdf" target="_blank">Tech Drawing</a> | [25 empty] | 39122206 | [13 empty] | <a href="https://www.lutron.com/TechnicalDocumentLibrary/369-119_Wallbox_Warranty.pdf" target="_blank">Warranty Information</a> |  |  |  |  | 0.550 L | [14 empty] | 0 | 0 | 0 | 0 | Lighting Fixtures | 2016-07-15 15:00 | 2024-07-20 11:23 | 0000-00-00 00:00:00 | 2024-07-20 11:23 | 0000-00-00 00:00:00 | [6 empty] | Ivory
1 | Lutron Electronics | NTSTV-DV-LA | 4460-7033 | 4460 | 7033 | Lutron Electronics | NTSTV-DV-LA.jpg | 784276071949 | NOVA T LINE SW 0-10V CTRL LIGHT ALMOND | Nova T Dimmer, Electronic or LED Dimming with 0-10V Ballasts and Drivers, Single-pole (small control), 120V/277V, 30mA in light almond |  | 4.1 | 5.3 |  | NTSTV-DV-LA.jpg | http://grandbrass.xologic.com/vendors/4460/large/NTSTV-DV-LA.jpg | [47 empty] | 0 | 0 | 0 | [6 empty] | 0 | 1 | 1 | EA | 1 | Lighting Controls | [27 empty] | Dimmers | [242 empty] | <a href="https://www.lutron.com/TechnicalDocumentLibrary/0301971.pdf" target="_blank">Installation Instructions</a> | [23 empty] | 10.000 DW |  |  | 3.1000 IN | [89 empty] | 1.000 EA | 1.000 EA | [35 empty] | No | [42 empty] | https://www.lutron.com/TechnicalDocumentLibrary/NovaTB.pdf | [7 empty] | Shelf Stock | [13 empty] | <a href="https://www.lutron.com/TechnicalDocumentLibrary/368-4493_Page_66.pdf" target="_blank">Tech Drawing</a> | [25 empty] | 39122206 | [13 empty] | <a href="https://www.lutron.com/TechnicalDocumentLibrary/369-119_Wallbox_Warranty.pdf" target="_blank">Warranty Information</a> |  |  |  |  | 0.550 L | [14 empty] | 0 | 0 | 0 | 0 | Lighting Fixtures | 2016-07-15 15:00 | 2024-07-20 11:20 | 0000-00-00 00:00:00 | 2024-07-20 11:20 | 0000-00-00 00:00:00
1 | Lutron Electronics | NTSTV-DV-SI | 4460-7034 | 4460 | 7034 | Lutron Electronics | NTSTV-DV-SI.jpg | 784276071956 | NOVA T LINE SW 0-10V CTRL SIENNA | Nova T Dimmer, Electronic or LED Dimming with 0-10V Ballasts and Drivers, Single-pole (small control), 120V/277V, 30mA in sienna |  | 4.1 | 5.3 |  | NTSTV-DV-SI.jpg | http://grandbrass.xologic.com/vendors/4460/large/NTSTV-DV-SI.jpg | [47 empty] | 0 | 0 | 0 | [6 empty] | 0 | 1 | 1 | EA | 1 | Lighting Controls | [27 empty] | Dimmers | [242 empty] | <a href="https://www.lutron.com/TechnicalDocumentLibrary/0301971.pdf" target="_blank">Installation Instructions</a> | [23 empty] | 10.000 DW |  |  | 3.1000 IN | [89 empty] | 1.000 EA | 1.000 EA | [35 empty] | No | [42 empty] | https://www.lutron.com/TechnicalDocumentLibrary/NovaTB.pdf | [7 empty] | Shelf Stock | [13 empty] | <a href="https://www.lutron.com/TechnicalDocumentLibrary/368-4493_Page_66.pdf" target="_blank">Tech Drawing</a> | [25 empty] | 39122206 | [13 empty] | <a href="https://www.lutron.com/TechnicalDocumentLibrary/369-119_Wallbox_Warranty.pdf" target="_blank">Warranty Information</a> |  |  |  |  | 0.550 L | [14 empty] | 0 | 0 | 0 | 0 | Lighting Fixtures | 2016-07-15 15:00 | 2024-07-20 11:16 | 0000-00-00 00:00:00 | 2024-07-20 11:16 | 0000-00-00 00:00:00 | [6 empty] | Sienna
1 | Lutron Electronics | NTSTV-DV-TP | 4460-7035 | 4460 | 7035 | Lutron Electronics | NTSTV-DV-TP.jpg | 784276071963 | NOVA T LINE SW 0-10V CTRL TAUPE | Nova T Dimmer, Electronic or LED Dimming with 0-10V Ballasts and Drivers, Single-pole (small control), 120V/277V, 30mA in taupe |  | 4.1 | 5.3 |  | NTSTV-DV-TP.jpg | http://grandbrass.xologic.com/vendors/4460/large/NTSTV-DV-TP.jpg | [47 empty] | 0 | 0 | 0 | [6 empty] | 0 | 1 | 1 | EA | 1 | Lighting Controls | [27 empty] | Dimmers | [242 empty] | <a href="https://www.lutron.com/TechnicalDocumentLibrary/0301971.pdf" target="_blank">Installation Instructions</a> | [23 empty] | 10.000 DW |  |  | 3.1000 IN | [89 empty] | 1.000 EA | 1.000 EA | [35 empty] | No | [42 empty] | https://www.lutron.com/TechnicalDocumentLibrary/NovaTB.pdf | [7 empty] | Shelf Stock | [13 empty] | <a href="https://www.lutron.com/TechnicalDocumentLibrary/368-4493_Page_66.pdf" target="_blank">Tech Drawing</a> | [25 empty] | 39122206 | [13 empty] | <a href="https://www.lutron.com/TechnicalDocumentLibrary/369-119_Wallbox_Warranty.pdf" target="_blank">Warranty Information</a> |  |  |  |  | 0.550 L | [14 empty] | 0 | 0 | 0 | 0 | Lighting Fixtures | 2016-07-15 15:00 | 2024-07-20 11:15 | 0000-00-00 00:00:00 | 2024-07-20 11:15 | 0000-00-00 00:00:00 | [6 empty] | Taupe
1 | Lutron Electronics | NTSTV-DV-WH | 4460-7036 | 4460 | 7036 | Lutron Electronics | NTSTV-DV-WH.jpg | 784276071970 | NOVA T LINE SW 0-10V CTRL WHITE | Nova T Dimmer, Electronic or LED Dimming with 0-10V Ballasts and Drivers, Single-pole (small control), 120V/277V, 30mA in white |  | 4.1 | 5.3 |  | NTSTV-DV-WH.jpg | http://grandbrass.xologic.com/vendors/4460/large/NTSTV-DV-WH.jpg | [47 empty] | 0 | 0 | 0 | [6 empty] | 0 | 1 | 1 | EA | 1 | Lighting Controls | [7 empty] | White | [19 empty] | Dimmers | [242 empty] | <a href="https://www.lutron.com/TechnicalDocumentLibrary/0301971.pdf" target="_blank">Installation Instructions</a> | [23 empty] | 10.000 DW |  |  | 3.1000 IN | [89 empty] | 1.000 EA | 1.000 EA | [35 empty] | No | [42 empty] | https://www.lutron.com/TechnicalDocumentLibrary/NovaTB.pdf | [7 empty] | Shelf Stock | [13 empty] | <a href="https://www.lutron.com/TechnicalDocumentLibrary/368-4493_Page_66.pdf" target="_blank">Tech Drawing</a> | [25 empty] | 39122206 | [13 empty] | <a href="https://www.lutron.com/TechnicalDocumentLibrary/369-119_Wallbox_Warranty.pdf" target="_blank">Warranty Information</a> |  |  |  |  | 0.480 L | [14 empty] | 0 | 0 | 0 | 0 | Lighting Fixtures | 2016-07-15 15:00 | 2024-07-20 11:21 | 0000-00-00 00:00:00 | 2024-07-20 11:21 | 0000-00-00 00:00:00 | [6 empty] | White
4 | Lutron Electronics | QSN-4S20-S | 4460-7037 | 4460 | 7037 | Lutron Electronics | QSN-4S20-S.jpg | 784276091459 | SWITCH CNTRLR 4ZN 20A | Energi Savr Node power panel with Softswitch, 20A 120, 220-240, 277V @50/60 Hz |  | 9.5 | 17.75 |  | QSN-4S20-S.jpg | http://grandbrass.xologic.com/vendors/4460/large/QSN-4S20-S.jpg | [47 empty] | 0 | 0 | 0 | [6 empty] | 0 | 1 | 1 | EA | 1 | Specialty Items |  |  | Control And Automation |  | Switches |  | Controller switch | [20 empty] | Other Specialty Items | [242 empty] | <a href="https://www.lutron.com/TechnicalDocumentLibrary/032400.pdf" target="_blank">Installation Instructions</a> | [23 empty] | 70.000 DW |  |  | 16.5000 IN | [89 empty] | 1.000 EA | 1.000 EA | [35 empty] | No | [42 empty] | https://www.lutron.com/TechnicalDocumentLibrary/369791_ENG.pdf | [7 empty] | Shelf Stock | [39 empty] | 39122214 | [13 empty] | <a href="https://www.lutron.com/TechnicalDocumentLibrary/3601201A_Commercial_Limited_Warranty.pdf" target="_blank">Warranty Information</a> |  |  |  |  | 9.000 L | [14 empty] | 0 | 0 | 0 | 0 | Electrical | 2016-07-15 15:00 | 2024-07-20 11:42 | 0000-00-00 00:00:00 | 2025-11-29 02:00 | 0000-00-00 00:00:00
4 | Lutron Electronics | QSN-4T20-S | 4460-7038 | 4460 | 7038 | Lutron Electronics | QSN-4T20-S.jpg | 784276091442 | 0-10V CNTRLR 4ZONE 20A | Energi Savr Node for 0-10 V control, 20A 120, 220-240, 277V @50/60 Hz |  | 9.5 | 17.75 |  | QSN-4T20-S.jpg | http://grandbrass.xologic.com/vendors/4460/large/QSN-4T20-S.jpg | [47 empty] | 0 | 0 | 0 | [6 empty] | 0 | 1 | 1 | EA | 1 | Specialty Items |  |  | Control And Automation |  | Switches |  | Controller switch | [20 empty] | Other Specialty Items | [242 empty] | <a href="https://www.lutron.com/TechnicalDocumentLibrary/032400.pdf" target="_blank">Installation Instructions</a> | [23 empty] | 70.000 DW |  |  | 16.5000 IN | [89 empty] | 1.000 EA | 1.000 EA | [35 empty] | No | [42 empty] | https://www.lutron.com/TechnicalDocumentLibrary/369791_ENG.pdf | [7 empty] | Shelf Stock | [39 empty] | 39122214 | [13 empty] | <a href="https://www.lutron.com/TechnicalDocumentLibrary/3601201A_Commercial_Limited_Warranty.pdf" target="_blank">Warranty Information</a> |  |  |  |  | 9.250 L | [14 empty] | 0 | 0 | 0 | 0 | Electrical | 2016-07-15 15:00 | 2024-07-20 11:20 | 0000-00-00 00:00:00 | 2025-11-29 02:00 | 0000-00-00 00:00:00
1 | Lutron Electronics | P-PKG1W-WH | 4460-7075 | 4460 | 7075 | Lutron Electronics | P-PKG1W-WH | 784276072076 | CasÃ©ta Smart Dimmer and Remote Kit | Lutron Caseta Wireless Smart Lighting Dimmer Switch and Remote Kit for Wall and Ceiling Lights, White |  | 6 | 4 | [50 empty] | 0 | 0 | 0 | [6 empty] | 0 | 1 | 1 | EA | 1 | Lighting Controls | [7 empty] | White | [19 empty] | Dimmers | [49 empty] | <a href="https://www.lutron.com/TechnicalDocumentLibrary/3672499_Caseta_Brochure.pdf" target="_blank">Manufacturer Brochure</a> | [192 empty] | <a href="https://www.lutron.com/TechnicalDocumentLibrary/Quick%20Start%20Guide%20-%20Caseta%20Smart%20Bridge%20Pro.pdf" target="_blank">Installation Instructions</a> | [23 empty] | 25.000 DW |  |  | 6.0000 IN | [89 empty] | 1.000 EA | 1.000 EA | [35 empty] | No | [42 empty] | https://www.lutron.com/TechnicalDocumentLibrary/369987_FRE.pdf | [7 empty] | Shelf Stock | [39 empty] | 39122206 | [6 empty] | <a href="https://lutron.widen.net/content/dsiex7hr8w/original/Ecom_CasetaGeneral_benefitsvideo.mp4" target="_blank">Product Video Clip</a> | [6 empty] | <a href="https://www.lutron.com/TechnicalDocumentLibrary/369-119_Wallbox_Warranty.pdf" target="_blank">Warranty Information</a> |  |  |  |  | 0.550 L | [14 empty] | 0 | 0 | 0 | 0 | Lighting Fixtures | 2016-07-15 15:01 | 2024-07-20 11:15 | 0000-00-00 00:00:00 | 2024-07-20 11:15 | 0000-00-00 00:00:00 | [6 empty] | White
1 | Lutron Electronics | P-PKG1P-WH | 4460-7076 | 4460 | 7076 | Lutron Electronics | p-pkg1p-wh | 784276072083 | CasÃ©ta Lamp Dimmer and Remote Kit | Lutron Caseta Wireless Single-Pole/3-Way Smart Lighting Lamp Dimmer and Remote Kit, White |  | 6 | 4 | [50 empty] | 0 | 0 | 0 | [6 empty] | 0 | 1 | 1 | EA | 1 | Lighting Controls | [7 empty] | White | [16 empty] | Traditional |  |  | Dimmers | [49 empty] | <a href="https://www.lutron.com/TechnicalDocumentLibrary/3672499_Caseta_Brochure.pdf" target="_blank">Manufacturer Brochure</a> | [192 empty] | <a href="https://www.lutron.com/TechnicalDocumentLibrary/Quick%20Start%20Guide%20-%20Caseta%20Smart%20Bridge%20Pro.pdf" target="_blank">Installation Instructions</a> | [23 empty] | 10.000 DW |  |  | 6.0000 IN | [89 empty] | 1.000 EA | 1.000 EA | [35 empty] | No | [42 empty] | https://www.lutron.com/TechnicalDocumentLibrary/369987_FRE.pdf | [7 empty] | Shelf Stock | [39 empty] | 39122206 | [6 empty] | <a href="https://lutron.widen.net/content/dsiex7hr8w/original/Ecom_CasetaGeneral_benefitsvideo.mp4" target="_blank">Product Video Clip</a> | [6 empty] | <a href="https://www.lutron.com/TechnicalDocumentLibrary/369-119_Wallbox_Warranty.pdf" target="_blank">Warranty Information</a> |  |  |  |  | 0.450 L | [14 empty] | 0 | 0 | 0 | 0 | Lighting Fixtures | 2016-07-15 15:02 | 2024-07-20 11:16 | 0000-00-00 00:00:00 | 2024-07-20 11:16 | 0000-00-00 00:00:00 | [6 empty] | White
1 | Lutron Electronics | MS-A102-WH | 4460-7077 | 4460 | 7077 | Lutron Electronics | Ecom_MS-A102-WH_withPackaging.jpeg?w=1500 | 784276086783 | Maestro Dual-Tech Sensor 6A White | Lutron Maestro Dual-Tech Motion Sensor switch, 6-Amp, Single-Pole, White |  | 2.3 | 4.3 | [50 empty] | 0 | 0 | 0 | [6 empty] | 0 | 1 | 1 | EA | 1 | Lighting Controls | [7 empty] | White | [19 empty] | Other Lighting Controls | [242 empty] | <a href="https://www.lutron.com/TechnicalDocumentLibrary/032453.pdf" target="_blank">Installation Instructions</a> | [23 empty] | 20.000 DW |  |  | 3.5000 IN | [89 empty] | 1.000 EA | 1.000 EA | [35 empty] | No | [42 empty] | https://www.lutron.com/TechnicalDocumentLibrary/369773_ENG.pdf | [7 empty] | Shelf Stock | [13 empty] | <a href="https://www.lutron.com/TechnicalDocumentLibrary/368-4493_Page_46.pdf" target="_blank">Tech Drawing</a> | [25 empty] | 39122236 | [6 empty] | <a href="https://lutron.widen.net/content/ljl01nfr11/mp4/In-wall-sensors_2021.mp4?w=2048" target="_blank">Product Video Clip</a> | [6 empty] | <a href="https://www.lutron.com/TechnicalDocumentLibrary/Sensor_Warranty.pdf" target="_blank">Warranty Information</a> |  |  |  |  | 0.250 L | [14 empty] | 0 | 0 | 0 | 0 | Lighting Fixtures | 2016-07-15 15:02 | 2024-07-20 11:16 | 0000-00-00 00:00:00 | 2024-07-20 11:16 | 0000-00-00 00:00:00 | [6 empty] | White
1 | Lutron Electronics | MS-A102-AL | 4460-7078 | 4460 | 7078 | Lutron Electronics | Ecom_MS-A102-AL_nowallplate.jpeg?w=1500 | 784276086790 | Maestro Dual-Tech Sensor 6A Almond | Lutron Maestro Dual-Tech Motion Sensor switch, 6-Amp, Single-Pole, Almond |  | 2.3 | 4.5 | [50 empty] | 0 | 0 | 0 | [6 empty] | 0 | 1 | 1 | EA | 1 | Lighting Controls | [27 empty] | Other Lighting Controls | [242 empty] | <a href="https://www.lutron.com/TechnicalDocumentLibrary/032453.pdf" target="_blank">Installation Instructions</a> | [23 empty] | 20.000 DW |  |  | 2.5000 IN | [89 empty] | 1.000 EA | 1.000 EA | [35 empty] | No | [42 empty] | https://www.lutron.com/TechnicalDocumentLibrary/369773_ENG.pdf | [7 empty] | Shelf Stock | [13 empty] | <a href="https://www.lutron.com/TechnicalDocumentLibrary/368-4493_Page_46.pdf" target="_blank">Tech Drawing</a> | [25 empty] | 39122236 | [6 empty] | <a href="https://lutron.widen.net/content/ljl01nfr11/mp4/In-wall-sensors_2021.mp4?w=2048" target="_blank">Product Video Clip</a> | [6 empty] | <a href="https://www.lutron.com/TechnicalDocumentLibrary/Sensor_Warranty.pdf" target="_blank">Warranty Information</a> |  |  |  |  | 0.250 L | [14 empty] | 0 | 0 | 0 | 0 | Lighting Fixtures | 2016-07-15 15:02 | 2024-07-20 11:16 | 0000-00-00 00:00:00 | 2024-07-20 11:16 | 0000-00-00 00:00:00 | [6 empty] | Almond
1 | Lutron Electronics | MS-A102-BI | 4460-7080 | 4460 | 7080 | Lutron Electronics | Ecom_MS-A102-BI_withWallPlate.jpeg?w=1500 | 784276086813 | Maestro Dual-Tech Sensor 6A Biscuit | Lutron Maestro Dual-Tech Motion Sensor switch, 6-Amp, Single-Pole, Biscuit |  | 2.3 | 4.5 | [50 empty] | 0 | 0 | 0 | [6 empty] | 0 | 1 | 1 | EA | 1 | Lighting Controls | [7 empty] | Brown | [19 empty] | Other Lighting Controls | [242 empty] | <a href="https://www.lutron.com/TechnicalDocumentLibrary/032453.pdf" target="_blank">Installation Instructions</a> | [23 empty] | 20.000 DW |  |  | 2.5000 IN | [89 empty] | 1.000 EA | 1.000 EA | [35 empty] | No | [42 empty] | https://www.lutron.com/TechnicalDocumentLibrary/369773_ENG.pdf | [7 empty] | Shelf Stock | [13 empty] | <a href="https://www.lutron.com/TechnicalDocumentLibrary/368-4493_Page_46.pdf" target="_blank">Tech Drawing</a> | [25 empty] | 39122236 | [6 empty] | <a href="https://lutron.widen.net/content/ljl01nfr11/mp4/In-wall-sensors_2021.mp4?w=2048" target="_blank">Product Video Clip</a> | [6 empty] | <a href="https://www.lutron.com/TechnicalDocumentLibrary/Sensor_Warranty.pdf" target="_blank">Warranty Information</a> |  |  |  |  | 0.250 L | [14 empty] | 0 | 0 | 0 | 0 | Lighting Fixtures | 2016-07-15 15:02 | 2024-07-20 11:16 | 0000-00-00 00:00:00 | 2024-07-20 11:16 | 0000-00-00 00:00:00 | [6 empty] | Biscuit
1 | Lutron Electronics | MS-A102-BL | 4460-7081 | 4460 | 7081 | Lutron Electronics | Ecom_MS-A102-BL_nowallplate.jpeg?w=1500 | 784276086820 | Maestro Dual-Tech Sensor 6A Black | Lutron Maestro Dual-Tech Motion Sensor switch, 6-Amp, Single-Pole, Black |  | 2.3 | 4.5 | [50 empty] | 0 | 0 | 0 | [6 empty] | 0 | 1 | 1 | EA | 1 | Lighting Controls | [7 empty] | Black | [19 empty] | Other Lighting Controls | [242 empty] | <a href="https://www.lutron.com/TechnicalDocumentLibrary/032453.pdf" target="_blank">Installation Instructions</a> | [23 empty] | 20.000 DW |  |  | 2.5000 IN | [89 empty] | 1.000 EA | 1.000 EA | [35 empty] | No | [42 empty] | https://www.lutron.com/TechnicalDocumentLibrary/369773_ENG.pdf | [7 empty] | Shelf Stock | [13 empty] | <a href="https://www.lutron.com/TechnicalDocumentLibrary/368-4493_Page_46.pdf" target="_blank">Tech Drawing</a> | [25 empty] | 39122236 | [6 empty] | <a href="https://lutron.widen.net/content/ljl01nfr11/mp4/In-wall-sensors_2021.mp4?w=2048" target="_blank">Product Video Clip</a> | [6 empty] | <a href="https://www.lutron.com/TechnicalDocumentLibrary/Sensor_Warranty.pdf" target="_blank">Warranty Information</a> |  |  |  |  | 0.250 L | [14 empty] | 0 | 0 | 0 | 0 | Lighting Fixtures | 2016-07-15 15:02 | 2024-07-20 11:17 | 0000-00-00 00:00:00 | 2024-07-20 11:17 | 0000-00-00 00:00:00 | [6 empty] | Black
1 | Lutron Electronics | MS-A102-BR | 4460-7082 | 4460 | 7082 | Lutron Electronics | Ecom_MS-A102-BR_nowallplate.jpeg?w=1500 | 784276086837 | Maestro Dual-Tech Sensor 6A Brown | Lutron Maestro Dual-Tech Motion Sensor switch, 6-Amp, Single-Pole, Brown |  | 2.3 | 4.5 | [50 empty] | 0 | 0 | 0 | [6 empty] | 0 | 1 | 1 | EA | 1 | Lighting Controls | [7 empty] | Brown | [19 empty] | Other Lighting Controls | [242 empty] | <a href="https://www.lutron.com/TechnicalDocumentLibrary/032453.pdf" target="_blank">Installation Instructions</a> | [23 empty] | 40.000 DW |  |  | 2.5000 IN | [89 empty] | 1.000 EA | 1.000 EA | [35 empty] | No | [42 empty] | https://www.lutron.com/TechnicalDocumentLibrary/369773_ENG.pdf | [7 empty] | Shelf Stock | [13 empty] | <a href="https://www.lutron.com/TechnicalDocumentLibrary/368-4493_Page_46.pdf" target="_blank">Tech Drawing</a> | [25 empty] | 39122236 | [6 empty] | <a href="https://lutron.widen.net/content/ljl01nfr11/mp4/In-wall-sensors_2021.mp4?w=2048" target="_blank">Product Video Clip</a> | [6 empty] | <a href="https://www.lutron.com/TechnicalDocumentLibrary/Sensor_Warranty.pdf" target="_blank">Warranty Information</a> |  |  |  |  | 0.250 L | [14 empty] | 0 | 0 | 0 | 0 | Lighting Fixtures | 2016-07-15 15:02 | 2024-07-20 11:15 | 0000-00-00 00:00:00 | 2024-07-20 11:15 | 0000-00-00 00:00:00 | [6 empty] | Brown
1 | Lutron Electronics | MS-A102-GR | 4460-7086 | 4460 | 7086 | Lutron Electronics | Ecom_MS-A102-GR_nowallplate.jpeg?w=1500 | 784276086875 | Maestro Dual-Tech Sensor 6A Gray | Lutron Maestro Dual-Tech Motion Sensor switch, 6-Amp, Single-Pole, Gray |  | 2.3 | 4.5 | [50 empty] | 0 | 0 | 0 | [6 empty] | 0 | 1 | 1 | EA | 1 | Lighting Controls | [7 empty] | Gray | [19 empty] | Other Lighting Controls | [242 empty] | <a href="https://www.lutron.com/TechnicalDocumentLibrary/032453.pdf" target="_blank">Installation Instructions</a> | [23 empty] | 20.000 DW |  |  | 2.5000 IN | [89 empty] | 1.000 EA | 1.000 EA | [35 empty] | No | [42 empty] | https://www.lutron.com/TechnicalDocumentLibrary/369773_ENG.pdf | [7 empty] | Shelf Stock | [13 empty] | <a href="https://www.lutron.com/TechnicalDocumentLibrary/368-4493_Page_46.pdf" target="_blank">Tech Drawing</a> | [25 empty] | 39122236 | [6 empty] | <a href="https://lutron.widen.net/content/ljl01nfr11/mp4/In-wall-sensors_2021.mp4?w=2048" target="_blank">Product Video Clip</a> | [6 empty] | <a href="https://www.lutron.com/TechnicalDocumentLibrary/Sensor_Warranty.pdf" target="_blank">Warranty Information</a> |  |  |  |  | 0.300 L | [14 empty] | 0 | 0 | 0 | 0 | Lighting Fixtures | 2016-07-15 15:02 | 2024-07-20 11:43 | 0000-00-00 00:00:00 | 2024-07-20 11:43 | 0000-00-00 00:00:00 | [6 empty] | Gray
1 | Lutron Electronics | MS-A102-HT | 4460-7088 | 4460 | 7088 | Lutron Electronics | Ecom_MS-A102-HT_WithWallPlate.jpeg?w=1500 | 784276086899 | Maestro Dual-Tech Sensor 6A Hot | Lutron Maestro Dual-Tech Motion Sensor switch, 6-Amp, Single-Pole, Hot |  | 2.3 | 4.5 | [50 empty] | 0 | 0 | 0 | [6 empty] | 0 | 1 | 1 | EA | 1 | Lighting Controls | [27 empty] | Other Lighting Controls | [242 empty] | <a href="https://www.lutron.com/TechnicalDocumentLibrary/032453.pdf" target="_blank">Installation Instructions</a> | [23 empty] | 40.000 DW |  |  | 2.5000 IN | [89 empty] | 1.000 EA | 1.000 EA | [35 empty] | No | [42 empty] | https://www.lutron.com/TechnicalDocumentLibrary/369773_ENG.pdf | [7 empty] | Shelf Stock | [13 empty] | <a href="https://www.lutron.com/TechnicalDocumentLibrary/368-4493_Page_46.pdf" target="_blank">Tech Drawing</a> | [25 empty] | 39122236 | [6 empty] | <a href="https://lutron.widen.net/content/ljl01nfr11/mp4/In-wall-sensors_2021.mp4?w=2048" target="_blank">Product Video Clip</a> | [6 empty] | <a href="https://www.lutron.com/TechnicalDocumentLibrary/Sensor_Warranty.pdf" target="_blank">Warranty Information</a> |  |  |  |  | 0.250 L | [14 empty] | 0 | 0 | 0 | 0 | Lighting Fixtures | 2016-07-15 15:02 | 2024-07-20 11:18 | 0000-00-00 00:00:00 | 2024-07-20 11:18 | 0000-00-00 00:00:00
1 | Lutron Electronics | MS-A102-IV | 4460-7089 | 4460 | 7089 | Lutron Electronics | Ecom_MS-A102-IV_nowallplate.jpeg?w=1500 | 784276086905 | Maestro Dual-Tech Sensor 6A Ivory | Lutron Maestro Dual-Tech Motion Sensor switch, 6-Amp, Single-Pole, Ivory |  | 2.3 | 4.5 | [50 empty] | 0 | 0 | 0 | [6 empty] | 0 | 1 | 1 | EA | 1 | Lighting Controls | [7 empty] | White | [19 empty] | Other Lighting Controls | [242 empty] | <a href="https://www.lutron.com/TechnicalDocumentLibrary/032453.pdf" target="_blank">Installation Instructions</a> | [23 empty] | 20.000 DW |  |  | 2.5000 IN | [89 empty] | 1.000 EA | 1.000 EA | [35 empty] | No | [42 empty] | https://www.lutron.com/TechnicalDocumentLibrary/369773_ENG.pdf | [7 empty] | Shelf Stock | [13 empty] | <a href="https://www.lutron.com/TechnicalDocumentLibrary/368-4493_Page_46.pdf" target="_blank">Tech Drawing</a> | [25 empty] | 39122236 | [6 empty] | <a href="https://lutron.widen.net/content/ljl01nfr11/mp4/In-wall-sensors_2021.mp4?w=2048" target="_blank">Product Video Clip</a> | [6 empty] | <a href="https://www.lutron.com/TechnicalDocumentLibrary/Sensor_Warranty.pdf" target="_blank">Warranty Information</a> |  |  |  |  | 0.250 L | [14 empty] | 0 | 0 | 0 | 0 | Lighting Fixtures | 2016-07-15 15:02 | 2024-07-20 11:43 | 0000-00-00 00:00:00 | 2024-07-20 11:43 | 0000-00-00 00:00:00 | [6 empty] | Ivory
1 | Lutron Electronics | MS-A102-LA | 4460-7090 | 4460 | 7090 | Lutron Electronics | Ecom_MS-A102-LA_nowallplate.jpeg?w=1500 | 784276086912 | Maestro Dual-Tech Sensor 6A Light Almond | Lutron Maestro Dual-Tech Motion Sensor switch, 6-Amp, Single-Pole, Light Almond |  | 2.3 | 4.5 | [50 empty] | 0 | 0 | 0 | [6 empty] | 0 | 1 | 1 | EA | 1 | Lighting Controls | [27 empty] | Other Lighting Controls | [242 empty] | <a href="https://www.lutron.com/TechnicalDocumentLibrary/032453.pdf" target="_blank">Installation Instructions</a> | [23 empty] | 20.000 DW |  |  | 2.5000 IN | [89 empty] | 1.000 EA | 1.000 EA | [35 empty] | No | [42 empty] | https://www.lutron.com/TechnicalDocumentLibrary/369773_ENG.pdf | [7 empty] | Shelf Stock | [13 empty] | <a href="https://www.lutron.com/TechnicalDocumentLibrary/368-4493_Page_46.pdf" target="_blank">Tech Drawing</a> | [25 empty] | 39122236 | [6 empty] | <a href="https://lutron.widen.net/content/ljl01nfr11/mp4/In-wall-sensors_2021.mp4?w=2048" target="_blank">Product Video Clip</a> | [6 empty] | <a href="https://www.lutron.com/TechnicalDocumentLibrary/Sensor_Warranty.pdf" target="_blank">Warranty Information</a> |  |  |  |  | 0.250 L | [14 empty] | 0 | 0 | 0 | 0 | Lighting Fixtures | 2016-07-15 15:02 | 2024-07-20 11:43 | 0000-00-00 00:00:00 | 2024-07-20 11:43 | 0000-00-00 00:00:00
1 | Lutron Electronics | MS-A102-MN | 4460-7092 | 4460 | 7092 | Lutron Electronics | Ecom_MS-A102-MN_WithWallPlate.jpeg?w=1500 | 784276086936 | Maestro Dual-Tech Sensor 6A Midnight | Lutron Maestro Dual-Tech Motion Sensor switch, 6-Amp, Single-Pole, Midnight |  | 2.3 | 4.5 | [50 empty] | 0 | 0 | 0 | [6 empty] | 0 | 1 | 1 | EA | 1 | Lighting Controls | [27 empty] | Other Lighting Controls | [242 empty] | <a href="https://www.lutron.com/TechnicalDocumentLibrary/032453.pdf" target="_blank">Installation Instructions</a> | [23 empty] | 20.000 DW |  |  | 2.5000 IN | [89 empty] | 1.000 EA | 1.000 EA | [35 empty] | No | [42 empty] | https://www.lutron.com/TechnicalDocumentLibrary/369773_ENG.pdf | [7 empty] | Shelf Stock | [13 empty] | <a href="https://www.lutron.com/TechnicalDocumentLibrary/368-4493_Page_46.pdf" target="_blank">Tech Drawing</a> | [25 empty] | 39122236 | [6 empty] | <a href="https://lutron.widen.net/content/ljl01nfr11/mp4/In-wall-sensors_2021.mp4?w=2048" target="_blank">Product Video Clip</a> | [6 empty] | <a href="https://www.lutron.com/TechnicalDocumentLibrary/Sensor_Warranty.pdf" target="_blank">Warranty Information</a> |  |  |  |  | 0.250 L | [14 empty] | 0 | 0 | 0 | 0 | Lighting Fixtures | 2016-07-15 15:02 | 2024-07-20 11:21 | 0000-00-00 00:00:00 | 2024-07-20 11:21 | 0000-00-00 00:00:00 | [6 empty] | Midnight
1 | Lutron Electronics | MS-A102-PD | 4460-7095 | 4460 | 7095 | Lutron Electronics | Ecom_MS-A102-PD_WithWallPlate.jpeg?w=1500 | 784276086967 | Maestro Dual-Tech Sensor 6A Palladium | Lutron Maestro Dual-Tech Motion Sensor switch, 6-Amp, Single-Pole, Palladium |  | 2.3 | 4.5 | [50 empty] | 0 | 0 | 0 | [6 empty] | 0 | 1 | 1 | EA | 1 | Lighting Controls | [27 empty] | Other Lighting Controls | [242 empty] | <a href="https://www.lutron.com/TechnicalDocumentLibrary/032453.pdf" target="_blank">Installation Instructions</a> | [23 empty] | 40.000 DW |  |  | 2.5000 IN | [89 empty] | 1.000 EA | 1.000 EA | [35 empty] | No | [42 empty] | https://www.lutron.com/TechnicalDocumentLibrary/369773_ENG.pdf | [7 empty] | Shelf Stock | [13 empty] | <a href="https://www.lutron.com/TechnicalDocumentLibrary/368-4493_Page_46.pdf" target="_blank">Tech Drawing</a> | [25 empty] | 39122236 | [6 empty] | <a href="https://lutron.widen.net/content/ljl01nfr11/mp4/In-wall-sensors_2021.mp4?w=2048" target="_blank">Product Video Clip</a> | [6 empty] | <a href="https://www.lutron.com/TechnicalDocumentLibrary/Sensor_Warranty.pdf" target="_blank">Warranty Information</a> |  |  |  |  | 0.250 L | [14 empty] | 0 | 0 | 0 | 0 | Lighting Fixtures | 2016-07-15 15:02 | 2024-07-20 11:18 | 0000-00-00 00:00:00 | 2024-07-20 11:18 | 0000-00-00 00:00:00 | [6 empty] | Palladium
1 | Lutron Electronics | PICO-WBX-ADAPT | 4460-7099 | 4460 | 7099 | Lutron Electronics | PICO-WBX-ADAPT.jpeg?w=1500 | 784276072137 | CasÃ©ta Wallplate Bracket for Pico Remote | Lutron Caseta Wireless Wallplate Bracket for Pico Smart Remote |  | 2.55 | 4.55 | [50 empty] | 0 | 0 | 0 | [6 empty] | 0 | 1 | 1 | EA | 1 | Specialty Items | [27 empty] | Lighting Accessories | [242 empty] | <a href="https://www.lutron.com/TechnicalDocumentLibrary/WallBoxAdapterInstallationInstructions.pdf" target="_blank">Installation Instructions</a> | [23 empty] | 10.000 DW |  |  | 2.5500 IN | [89 empty] | 1.000 EA | 1.000 EA | [35 empty] | No | [42 empty] | https://www.lutron.com/TechnicalDocumentLibrary/369612.pdf | [7 empty] | Shelf Stock | [39 empty] | 39122221 | [13 empty] | <a href="https://www.lutron.com/TechnicalDocumentLibrary/369-119_Wallbox_Warranty.pdf" target="_blank">Warranty Information</a> |  |  |  |  | 0.100 L | [14 empty] | 0 | 0 | 0 | 0 | Lighting Fixtures | 2016-07-15 15:02 | 2024-07-20 11:18 | 0000-00-00 00:00:00 | 2024-07-20 11:18 | 0000-00-00 00:00:00
1 | Lutron Electronics | MS-A102-SW | 4460-7101 | 4460 | 7101 | Lutron Electronics | Ecom_MS-A102-SW_WithWallPlate.jpeg?w=1500 | 784276089463 | Maestro Dual-Tech Sensor 6A Snow | Lutron Maestro Dual-Tech Motion Sensor switch, 6-Amp, Single-Pole, Snow |  | 2.3 | 4.5 | [50 empty] | 0 | 0 | 0 | [6 empty] | 0 | 1 | 1 | EA | 1 | Lighting Controls | [27 empty] | Other Lighting Controls | [242 empty] | <a href="https://www.lutron.com/TechnicalDocumentLibrary/032453.pdf" target="_blank">Installation Instructions</a> | [23 empty] | 20.000 DW |  |  | 2.5000 IN | [89 empty] | 1.000 EA | 1.000 EA | [35 empty] | No | [42 empty] | https://www.lutron.com/TechnicalDocumentLibrary/369773_ENG.pdf | [7 empty] | Shelf Stock | [13 empty] | <a href="https://www.lutron.com/TechnicalDocumentLibrary/368-4493_Page_46.pdf" target="_blank">Tech Drawing</a> | [25 empty] | 39122236 | [6 empty] | <a href="https://lutron.widen.net/content/ljl01nfr11/mp4/In-wall-sensors_2021.mp4?w=2048" target="_blank">Product Video Clip</a> | [6 empty] | <a href="https://www.lutron.com/TechnicalDocumentLibrary/Sensor_Warranty.pdf" target="_blank">Warranty Information</a> |  |  |  |  | 0.250 L | [14 empty] | 0 | 0 | 0 | 0 | Lighting Fixtures | 2016-07-15 15:02 | 2024-07-20 11:27 | 0000-00-00 00:00:00 | 2024-07-20 11:27 | 0000-00-00 00:00:00 | [6 empty] | Snow
1 | Lutron Electronics | MS-A102-TP | 4460-7103 | 4460 | 7103 | Lutron Electronics | Ecom_MS-A102-TP_WithWallPlate.jpeg?w=1500 | 784276089487 | Maestro Dual-Tech Sensor 6A Taupe | Lutron Maestro Dual-Tech Motion Sensor switch, 6-Amp, Single-Pole, Taupe |  | 2.3 | 4.5 | [50 empty] | 0 | 0 | 0 | [6 empty] | 0 | 1 | 1 | EA | 1 | Lighting Controls | [27 empty] | Other Lighting Controls | [242 empty] | <a href="https://www.lutron.com/TechnicalDocumentLibrary/032453.pdf" target="_blank">Installation Instructions</a> | [23 empty] | 40.000 DW |  |  | 2.5000 IN | [89 empty] | 1.000 EA | 1.000 EA | [35 empty] | No | [42 empty] | https://www.lutron.com/TechnicalDocumentLibrary/369773_ENG.pdf | [7 empty] | Shelf Stock | [13 empty] | <a href="https://www.lutron.com/TechnicalDocumentLibrary/368-4493_Page_46.pdf" target="_blank">Tech Drawing</a> | [25 empty] | 39122236 | [6 empty] | <a href="https://lutron.widen.net/content/ljl01nfr11/mp4/In-wall-sensors_2021.mp4?w=2048" target="_blank">Product Video Clip</a> | [6 empty] | <a href="https://www.lutron.com/TechnicalDocumentLibrary/Sensor_Warranty.pdf" target="_blank">Warranty Information</a> |  |  |  |  | 0.250 L | [14 empty] | 0 | 0 | 0 | 0 | Lighting Fixtures | 2016-07-15 15:02 | 2024-07-20 11:20 | 0000-00-00 00:00:00 | 2024-07-20 11:20 | 0000-00-00 00:00:00 | [6 empty] | Taupe
1 | Lutron Electronics | MS-A102-V-WH | 4460-7105 | 4460 | 7105 | Lutron Electronics | Ecom_MS-A102-WH_withPackaging.jpeg?w=1500 | 784276089500 | MAESTRO 1CIR DT SNS VAC SNSOR IN WHITE | Maestro Dual Technology (Dual Tech) vacancy sensor switch, applies exclusive XCT Technology for minor and fine motion detection in white |  | 2.3 | 4.5 | [50 empty] | 0 | 0 | 0 | [6 empty] | 0 | 1 | 1 | EA | 1 | Lighting Controls | [7 empty] | White | [19 empty] | Other Lighting Controls | [242 empty] | <a href="https://www.lutron.com/TechnicalDocumentLibrary/032453.pdf" target="_blank">Installation Instructions</a> | [23 empty] | 20.000 DW |  |  | 2.3000 IN | [89 empty] | 1.000 EA | 1.000 EA | [35 empty] | No | [42 empty] | https://www.lutron.com/TechnicalDocumentLibrary/369773_ENG.pdf | [7 empty] | Shelf Stock | [13 empty] | <a href="https://www.lutron.com/TechnicalDocumentLibrary/368-4493_Page_46.pdf" target="_blank">Tech Drawing</a> | [25 empty] | 39122236 | [6 empty] | <a href="https://lutron.widen.net/content/ljl01nfr11/mp4/In-wall-sensors_2021.mp4?w=2048" target="_blank">Product Video Clip</a> | [6 empty] | <a href="https://www.lutron.com/TechnicalDocumentLibrary/Sensor_Warranty.pdf" target="_blank">Warranty Information</a> |  |  |  |  | 0.250 L | [14 empty] | 0 | 0 | 0 | 0 | Lighting Fixtures | 2016-07-15 15:02 | 2024-07-20 11:21 | 0000-00-00 00:00:00 | 2024-07-20 11:21 | 0000-00-00 00:00:00 | [6 empty] | White
1 | Lutron Electronics | MS-A102-V-AL | 4460-7106 | 4460 | 7106 | Lutron Electronics | Ecom_MS-A102-AL_nowallplate.jpeg?w=1500 | 784276089517 | MAESTRO 1CIR DT SNS VAC SNSOR IN ALMOND | Maestro Dual Technology (Dual Tech) vacancy sensor switch, applies exclusive XCT Technology for minor and fine motion detection in almond |  | 2.3 | 4.5 | [50 empty] | 0 | 0 | 0 | [6 empty] | 0 | 1 | 1 | EA | 1 | Lighting Controls | [27 empty] | Other Lighting Controls | [242 empty] | <a href="https://www.lutron.com/TechnicalDocumentLibrary/032453.pdf" target="_blank">Installation Instructions</a> | [23 empty] | 40.000 DW |  |  | 2.3000 IN | [89 empty] | 1.000 EA | 1.000 EA | [35 empty] | No | [42 empty] | https://www.lutron.com/TechnicalDocumentLibrary/369773_ENG.pdf | [7 empty] | Shelf Stock | [13 empty] | <a href="https://www.lutron.com/TechnicalDocumentLibrary/368-4493_Page_46.pdf" target="_blank">Tech Drawing</a> | [25 empty] | 39122236 | [6 empty] | <a href="https://lutron.widen.net/content/ljl01nfr11/mp4/In-wall-sensors_2021.mp4?w=2048" target="_blank">Product Video Clip</a> | [6 empty] | <a href="https://www.lutron.com/TechnicalDocumentLibrary/Sensor_Warranty.pdf" target="_blank">Warranty Information</a> |  |  |  |  | 0.250 L | [14 empty] | 0 | 0 | 0 | 0 | Lighting Fixtures | 2016-07-15 15:02 | 2024-07-20 11:16 | 0000-00-00 00:00:00 | 2024-07-20 11:16 | 0000-00-00 00:00:00 | [6 empty] | Almond
1 | Lutron Electronics | MS-A102-V-BI | 4460-7108 | 4460 | 7108 | Lutron Electronics | Ecom_MS-A102-BI_withWallPlate.jpeg?w=1500 | 784276089531 | MAESTRO 1CIR DT SNS VAC SNSOR IN BISCUIT | Maestro Dual Technology (Dual Tech) vacancy sensor switch, applies exclusive XCT Technology for minor and fine motion detection in biscuit |  | 2.3 | 4.5 | [50 empty] | 0 | 0 | 0 | [6 empty] | 0 | 1 | 1 | EA | 1 | Lighting Controls | [7 empty] | Brown | [19 empty] | Other Lighting Controls | [242 empty] | <a href="https://www.lutron.com/TechnicalDocumentLibrary/032453.pdf" target="_blank">Installation Instructions</a> | [23 empty] | 40.000 DW |  |  | 2.3000 IN | [89 empty] | 1.000 EA | 1.000 EA | [35 empty] | No | [42 empty] | https://www.lutron.com/TechnicalDocumentLibrary/369773_ENG.pdf | [7 empty] | Shelf Stock | [13 empty] | <a href="https://www.lutron.com/TechnicalDocumentLibrary/368-4493_Page_46.pdf" target="_blank">Tech Drawing</a> | [25 empty] | 39122236 | [6 empty] | <a href="https://lutron.widen.net/content/ljl01nfr11/mp4/In-wall-sensors_2021.mp4?w=2048" target="_blank">Product Video Clip</a> | [6 empty] | <a href="https://www.lutron.com/TechnicalDocumentLibrary/Sensor_Warranty.pdf" target="_blank">Warranty Information</a> |  |  |  |  | 0.250 L | [14 empty] | 0 | 0 | 0 | 0 | Lighting Fixtures | 2016-07-15 15:02 | 2024-07-20 11:20 | 0000-00-00 00:00:00 | 2024-07-20 11:20 | 0000-00-00 00:00:00 | [6 empty] | Biscuit
1 | Lutron Electronics | MS-A102-V-BL | 4460-7109 | 4460 | 7109 | Lutron Electronics | Ecom_MS-A102-BL_nowallplate.jpeg?w=1500 | 784276089548 | MAESTRO 1CIR DT SNS VAC SNSOR IN BLACK | Maestro Dual Technology (Dual Tech) vacancy sensor switch, applies exclusive XCT Technology for minor and fine motion detection in black |  | 2.3 | 4.5 | [50 empty] | 0 | 0 | 0 | [6 empty] | 0 | 1 | 1 | EA | 1 | Lighting Controls | [7 empty] | Black | [19 empty] | Other Lighting Controls | [242 empty] | <a href="https://www.lutron.com/TechnicalDocumentLibrary/032453.pdf" target="_blank">Installation Instructions</a> | [23 empty] | 40.000 DW |  |  | 2.3000 IN | [89 empty] | 1.000 EA | 1.000 EA | [35 empty] | No | [42 empty] | https://www.lutron.com/TechnicalDocumentLibrary/369773_ENG.pdf | [7 empty] | Shelf Stock | [13 empty] | <a href="https://www.lutron.com/TechnicalDocumentLibrary/368-4493_Page_46.pdf" target="_blank">Tech Drawing</a> | [25 empty] | 39122236 | [6 empty] | <a href="https://lutron.widen.net/content/ljl01nfr11/mp4/In-wall-sensors_2021.mp4?w=2048" target="_blank">Product Video Clip</a> | [6 empty] | <a href="https://www.lutron.com/TechnicalDocumentLibrary/Sensor_Warranty.pdf" target="_blank">Warranty Information</a> |  |  |  |  | 0.250 L | [14 empty] | 0 | 0 | 0 | 0 | Lighting Fixtures | 2016-07-15 15:03 | 2024-07-20 11:18 | 0000-00-00 00:00:00 | 2024-07-20 11:18 | 0000-00-00 00:00:00 | [6 empty] | Black
1 | Lutron Electronics | MS-A102-V-BR | 4460-7110 | 4460 | 7110 | Lutron Electronics | Ecom_MS-A102-BR_nowallplate.jpeg?w=1500 | 784276089555 | MAESTRO 1CIR DT SNS VAC SNSOR IN BROWN | Maestro Dual Technology (Dual Tech) vacancy sensor switch, applies exclusive XCT Technology for minor and fine motion detection in brown |  | 2.3 | 4.5 | [50 empty] | 0 | 0 | 0 | [6 empty] | 0 | 1 | 1 | EA | 1 | Lighting Controls | [7 empty] | Brown | [19 empty] | Other Lighting Controls | [242 empty] | <a href="https://www.lutron.com/TechnicalDocumentLibrary/032453.pdf" target="_blank">Installation Instructions</a> | [23 empty] | 40.000 DW |  |  | 2.3000 IN | [89 empty] | 1.000 EA | 1.000 EA | [35 empty] | No | [42 empty] | https://www.lutron.com/TechnicalDocumentLibrary/369773_ENG.pdf | [7 empty] | Shelf Stock | [13 empty] | <a href="https://www.lutron.com/TechnicalDocumentLibrary/368-4493_Page_46.pdf" target="_blank">Tech Drawing</a> | [25 empty] | 39122236 | [6 empty] | <a href="https://lutron.widen.net/content/ljl01nfr11/mp4/In-wall-sensors_2021.mp4?w=2048" target="_blank">Product Video Clip</a> | [6 empty] | <a href="https://www.lutron.com/TechnicalDocumentLibrary/Sensor_Warranty.pdf" target="_blank">Warranty Information</a> |  |  |  |  | 0.250 L | [14 empty] | 0 | 0 | 0 | 0 | Lighting Fixtures | 2016-07-15 15:03 | 2024-07-20 11:16 | 0000-00-00 00:00:00 | 2024-07-20 11:16 | 0000-00-00 00:00:00 | [6 empty] | Brown
1 | Lutron Electronics | MS-A102-V-GR | 4460-7114 | 4460 | 7114 | Lutron Electronics | Ecom_MS-A102-GR_WithWallPlate.jpeg?w=1500 | 784276089593 | MAESTRO 1CIR DT SNS VAC SNSOR IN GRAY | Maestro Dual Technology (Dual Tech) vacancy sensor switch, applies exclusive XCT Technology for minor and fine motion detection in gray |  | 2.3 | 4.5 | [50 empty] | 0 | 0 | 0 | [6 empty] | 0 | 1 | 1 | EA | 1 | Lighting Controls | [7 empty] | Gray | [19 empty] | Other Lighting Controls | [242 empty] | <a href="https://www.lutron.com/TechnicalDocumentLibrary/032453.pdf" target="_blank">Installation Instructions</a> | [23 empty] | 40.000 DW |  |  | 2.3000 IN | [89 empty] | 1.000 EA | 1.000 EA | [35 empty] | No | [42 empty] | https://www.lutron.com/TechnicalDocumentLibrary/369773_ENG.pdf | [7 empty] | Shelf Stock | [13 empty] | <a href="https://www.lutron.com/TechnicalDocumentLibrary/368-4493_Page_46.pdf" target="_blank">Tech Drawing</a> | [25 empty] | 39122236 | [6 empty] | <a href="https://lutron.widen.net/content/ljl01nfr11/mp4/In-wall-sensors_2021.mp4?w=2048" target="_blank">Product Video Clip</a> | [6 empty] | <a href="https://www.lutron.com/TechnicalDocumentLibrary/Sensor_Warranty.pdf" target="_blank">Warranty Information</a> |  |  |  |  | 0.250 L | [14 empty] | 0 | 0 | 0 | 0 | Lighting Fixtures | 2016-07-15 15:03 | 2024-07-20 11:19 | 0000-00-00 00:00:00 | 2024-07-20 11:19 | 0000-00-00 00:00:00 | [6 empty] | Gray
1 | Lutron Electronics | MS-A102-V-HT | 4460-7116 | 4460 | 7116 | Lutron Electronics | Ecom_MS-A102-HT_WithWallPlate.jpeg?w=1500 | 784276089616 | MAESTRO 1CIR DT SNS VAC SNSOR IN HOT | Maestro Dual Technology (Dual Tech) vacancy sensor switch, applies exclusive XCT Technology for minor and fine motion detection in hot |  | 2.3 | 4.5 | [50 empty] | 0 | 0 | 0 | [6 empty] | 0 | 1 | 1 | EA | 1 | Lighting Controls | [27 empty] | Other Lighting Controls | [242 empty] | <a href="https://www.lutron.com/TechnicalDocumentLibrary/032453.pdf" target="_blank">Installation Instructions</a> | [23 empty] | 40.000 DW |  |  | 2.3000 IN | [89 empty] | 1.000 EA | 1.000 EA | [35 empty] | No | [42 empty] | https://www.lutron.com/TechnicalDocumentLibrary/369773_ENG.pdf | [7 empty] | Shelf Stock | [13 empty] | <a href="https://www.lutron.com/TechnicalDocumentLibrary/368-4493_Page_46.pdf" target="_blank">Tech Drawing</a> | [25 empty] | 39122236 | [6 empty] | <a href="https://lutron.widen.net/content/ljl01nfr11/mp4/In-wall-sensors_2021.mp4?w=2048" target="_blank">Product Video Clip</a> | [6 empty] | <a href="https://www.lutron.com/TechnicalDocumentLibrary/Sensor_Warranty.pdf" target="_blank">Warranty Information</a> |  |  |  |  | 0.250 L | [14 empty] | 0 | 0 | 0 | 0 | Lighting Fixtures | 2016-07-15 15:03 | 2024-07-20 11:23 | 0000-00-00 00:00:00 | 2024-07-20 11:23 | 0000-00-00 00:00:00
1 | Lutron Electronics | MS-A102-V-IV | 4460-7117 | 4460 | 7117 | Lutron Electronics | Ecom_MS-A102-IV_nowallplate.jpeg?w=1500 | 784276089623 | MAESTRO 1CIR DT SNS VAC SNSOR IN IVORY | Maestro Dual Technology (Dual Tech) vacancy sensor switch, applies exclusive XCT Technology for minor and fine motion detection in ivory |  | 2.3 | 4.5 | [50 empty] | 0 | 0 | 0 | [6 empty] | 0 | 1 | 1 | EA | 1 | Lighting Controls | [7 empty] | White | [19 empty] | Other Lighting Controls | [242 empty] | <a href="https://www.lutron.com/TechnicalDocumentLibrary/032453.pdf" target="_blank">Installation Instructions</a> | [23 empty] | 40.000 DW |  |  | 2.3000 IN | [89 empty] | 1.000 EA | 1.000 EA | [35 empty] | No | [42 empty] | https://www.lutron.com/TechnicalDocumentLibrary/369773_ENG.pdf | [7 empty] | Shelf Stock | [13 empty] | <a href="https://www.lutron.com/TechnicalDocumentLibrary/368-4493_Page_46.pdf" target="_blank">Tech Drawing</a> | [25 empty] | 39122236 | [6 empty] | <a href="https://lutron.widen.net/content/ljl01nfr11/mp4/In-wall-sensors_2021.mp4?w=2048" target="_blank">Product Video Clip</a> | [6 empty] | <a href="https://www.lutron.com/TechnicalDocumentLibrary/Sensor_Warranty.pdf" target="_blank">Warranty Information</a> |  |  |  |  | 0.250 L | [14 empty] | 0 | 0 | 0 | 0 | Lighting Fixtures | 2016-07-15 15:03 | 2024-07-20 11:16 | 0000-00-00 00:00:00 | 2024-07-20 11:16 | 0000-00-00 00:00:00 | [6 empty] | Ivory
1 | Lutron Electronics | MS-A102-V-LA | 4460-7118 | 4460 | 7118 | Lutron Electronics | Ecom_MS-A102-LA_nowallplate.jpeg?w=1500 | 784276089630 | MAESTRO 1CIR DT SNS VAC SNSOR IN LA | Maestro Dual Technology (Dual Tech) vacancy sensor switch, applies exclusive XCT Technology for minor and fine motion detection in light almond |  | 2.3 | 4.5 | [50 empty] | 0 | 0 | 0 | [6 empty] | 0 | 1 | 1 | EA | 1 | Lighting Controls | [27 empty] | Other Lighting Controls | [242 empty] | <a href="https://www.lutron.com/TechnicalDocumentLibrary/032453.pdf" target="_blank">Installation Instructions</a> | [23 empty] | 40.000 DW |  |  | 2.3000 IN | [89 empty] | 1.000 EA | 1.000 EA | [35 empty] | No | [42 empty] | https://www.lutron.com/TechnicalDocumentLibrary/369773_ENG.pdf | [7 empty] | Shelf Stock | [13 empty] | <a href="https://www.lutron.com/TechnicalDocumentLibrary/368-4493_Page_46.pdf" target="_blank">Tech Drawing</a> | [25 empty] | 39122236 | [6 empty] | <a href="https://lutron.widen.net/content/ljl01nfr11/mp4/In-wall-sensors_2021.mp4?w=2048" target="_blank">Product Video Clip</a> | [6 empty] | <a href="https://www.lutron.com/TechnicalDocumentLibrary/Sensor_Warranty.pdf" target="_blank">Warranty Information</a> |  |  |  |  | 0.250 L | [14 empty] | 0 | 0 | 0 | 0 | Lighting Fixtures | 2016-07-15 15:03 | 2024-07-20 11:15 | 0000-00-00 00:00:00 | 2024-07-20 11:15 | 0000-00-00 00:00:00
1 | Lutron Electronics | MS-A102-V-MN | 4460-7120 | 4460 | 7120 | Lutron Electronics | Ecom_MS-A102-MN_WithWallPlate.jpeg?w=1500 | 784276089654 | MAESTRO 1CIR DT SNS VAC SNSOR IN MIDNGHT | Maestro Dual Technology (Dual Tech) vacancy sensor switch, applies exclusive XCT Technology for minor and fine motion detection in midnight |  | 2.3 | 4.5 | [50 empty] | 0 | 0 | 0 | [6 empty] | 0 | 1 | 1 | EA | 1 | Lighting Controls | [27 empty] | Other Lighting Controls | [242 empty] | <a href="https://www.lutron.com/TechnicalDocumentLibrary/032453.pdf" target="_blank">Installation Instructions</a> | [23 empty] | 40.000 DW |  |  | 2.3000 IN | [89 empty] | 1.000 EA | 1.000 EA | [35 empty] | No | [42 empty] | https://www.lutron.com/TechnicalDocumentLibrary/369773_ENG.pdf | [7 empty] | Shelf Stock | [13 empty] | <a href="https://www.lutron.com/TechnicalDocumentLibrary/368-4493_Page_46.pdf" target="_blank">Tech Drawing</a> | [25 empty] | 39122236 | [6 empty] | <a href="https://lutron.widen.net/content/ljl01nfr11/mp4/In-wall-sensors_2021.mp4?w=2048" target="_blank">Product Video Clip</a> | [6 empty] | <a href="https://www.lutron.com/TechnicalDocumentLibrary/Sensor_Warranty.pdf" target="_blank">Warranty Information</a> |  |  |  |  | 0.250 L | [14 empty] | 0 | 0 | 0 | 0 | Lighting Fixtures | 2016-07-15 15:03 | 2024-07-20 11:20 | 0000-00-00 00:00:00 | 2024-07-20 11:20 | 0000-00-00 00:00:00 | [6 empty] | Midnight
1 | Lutron Electronics | MS-A102-V-PD | 4460-7123 | 4460 | 7123 | Lutron Electronics | Ecom_MS-A102-PD_WithWallPlate.jpeg?w=1500 | 784276089685 | MAESTRO 1CIR DT SNS VAC SNSOR IN PD | Maestro Dual Technology (Dual Tech) vacancy sensor switch, applies exclusive XCT Technology for minor and fine motion detection in palladium |  | 2.3 | 4.5 | [50 empty] | 0 | 0 | 0 | [6 empty] | 0 | 1 | 1 | EA | 1 | Lighting Controls | [27 empty] | Other Lighting Controls | [242 empty] | <a href="https://www.lutron.com/TechnicalDocumentLibrary/032453.pdf" target="_blank">Installation Instructions</a> | [23 empty] | 40.000 DW |  |  | 2.3000 IN | [89 empty] | 1.000 EA | 1.000 EA | [35 empty] | No | [42 empty] | https://www.lutron.com/TechnicalDocumentLibrary/369773_ENG.pdf | [7 empty] | Shelf Stock | [13 empty] | <a href="https://www.lutron.com/TechnicalDocumentLibrary/368-4493_Page_46.pdf" target="_blank">Tech Drawing</a> | [25 empty] | 39122236 | [6 empty] | <a href="https://lutron.widen.net/content/ljl01nfr11/mp4/In-wall-sensors_2021.mp4?w=2048" target="_blank">Product Video Clip</a> | [6 empty] | <a href="https://www.lutron.com/TechnicalDocumentLibrary/Sensor_Warranty.pdf" target="_blank">Warranty Information</a> |  |  |  |  | 0.250 L | [14 empty] | 0 | 0 | 0 | 0 | Lighting Fixtures | 2016-07-15 15:03 | 2024-07-20 11:18 | 0000-00-00 00:00:00 | 2024-07-20 11:18 | 0000-00-00 00:00:00 | [6 empty] | Palladium
1 | Lutron Electronics | MS-A102-V-SW | 4460-7128 | 4460 | 7128 | Lutron Electronics | Ecom_MS-A102-SW_WithWallPlate.jpeg?w=1500 | 784276089739 | MAESTRO 1CIR DT SNS VAC SNSOR IN SNOW | Maestro Dual Technology (Dual Tech) vacancy sensor switch, applies exclusive XCT Technology for minor and fine motion detection in snow |  | 2.3 | 4.5 | [50 empty] | 0 | 0 | 0 | [6 empty] | 0 | 1 | 1 | EA | 1 | Lighting Controls | [27 empty] | Other Lighting Controls | [242 empty] | <a href="https://www.lutron.com/TechnicalDocumentLibrary/032453.pdf" target="_blank">Installation Instructions</a> | [23 empty] | 40.000 DW |  |  | 2.3000 IN | [89 empty] | 1.000 EA | 1.000 EA | [35 empty] | No | [42 empty] | https://www.lutron.com/TechnicalDocumentLibrary/369773_ENG.pdf | [7 empty] | Shelf Stock | [13 empty] | <a href="https://www.lutron.com/TechnicalDocumentLibrary/368-4493_Page_46.pdf" target="_blank">Tech Drawing</a> | [25 empty] | 39122236 | [6 empty] | <a href="https://lutron.widen.net/content/ljl01nfr11/mp4/In-wall-sensors_2021.mp4?w=2048" target="_blank">Product Video Clip</a> | [6 empty] | <a href="https://www.lutron.com/TechnicalDocumentLibrary/Sensor_Warranty.pdf" target="_blank">Warranty Information</a> |  |  |  |  | 0.250 L | [14 empty] | 0 | 0 | 0 | 0 | Lighting Fixtures | 2016-07-15 15:03 | 2024-07-20 11:15 | 0000-00-00 00:00:00 | 2024-07-20 11:15 | 0000-00-00 00:00:00 | [6 empty] | Snow
1 | Lutron Electronics | MS-A102-V-TP | 4460-7130 | 4460 | 7130 | Lutron Electronics | Ecom_MS-A102-TP_WithWallPlate.jpeg?w=1500 | 784276089753 | MAESTRO 1CIR DT SNS VAC SNSOR IN TAUPE | Maestro Dual Technology (Dual Tech) vacancy sensor switch, applies exclusive XCT Technology for minor and fine motion detection in taupe |  | 2.3 | 4.5 | [50 empty] | 0 | 0 | 0 | [6 empty] | 0 | 1 | 1 | EA | 1 | Lighting Controls | [27 empty] | Other Lighting Controls | [242 empty] | <a href="https://www.lutron.com/TechnicalDocumentLibrary/032453.pdf" target="_blank">Installation Instructions</a> | [23 empty] | 40.000 DW |  |  | 2.3000 IN | [89 empty] | 1.000 EA | 1.000 EA | [35 empty] | No | [42 empty] | https://www.lutron.com/TechnicalDocumentLibrary/369773_ENG.pdf | [7 empty] | Shelf Stock | [13 empty] | <a href="https://www.lutron.com/TechnicalDocumentLibrary/368-4493_Page_46.pdf" target="_blank">Tech Drawing</a> | [25 empty] | 39122236 | [6 empty] | <a href="https://lutron.widen.net/content/ljl01nfr11/mp4/In-wall-sensors_2021.mp4?w=2048" target="_blank">Product Video Clip</a> | [6 empty] | <a href="https://www.lutron.com/TechnicalDocumentLibrary/Sensor_Warranty.pdf" target="_blank">Warranty Information</a> |  |  |  |  | 0.250 L | [14 empty] | 0 | 0 | 0 | 0 | Lighting Fixtures | 2016-07-15 15:03 | 2024-07-20 11:15 | 0000-00-00 00:00:00 | 2024-07-20 11:15 | 0000-00-00 00:00:00 | [6 empty] | Taupe
1 | Lutron Electronics | MS-A202-WH | 4460-7132 | 4460 | 7132 | Lutron Electronics | Ecom_MS-A202-WH_NoWallPlate.jpeg?w=1500 | 784276089777 | Maestro Dual-Circuit Sensor 6A White | Lutron Maestro Dual-Circuit Dual-Tech Motion Sensor switch, 6A, Single-Pole, White |  | 3.4 | 4.6 | [50 empty] | 0 | 0 | 0 | [6 empty] | 0 | 1 | 1 | EA | 1 | Lighting Controls | [7 empty] | White | [19 empty] | Other Lighting Controls | [242 empty] | <a href="https://www.lutron.com/TechnicalDocumentLibrary/032454.pdf" target="_blank">Installation Instructions</a> | [23 empty] | 20.000 DW |  |  | 2.4000 IN | [89 empty] | 1.000 EA | 1.000 EA | [35 empty] | No | [42 empty] | https://www.lutron.com/TechnicalDocumentLibrary/369773_ENG.pdf | [7 empty] | Shelf Stock | [13 empty] | <a href="https://www.lutron.com/TechnicalDocumentLibrary/368-4493_Page_65.pdf" target="_blank">Tech Drawing</a> | [25 empty] | 39122236 | [6 empty] | <a href="https://lutron.widen.net/content/ljl01nfr11/mp4/In-wall-sensors_2021.mp4?w=2048" target="_blank">Product Video Clip</a> | [6 empty] | <a href="https://www.lutron.com/TechnicalDocumentLibrary/Sensor_Warranty.pdf" target="_blank">Warranty Information</a> |  |  |  |  | 0.350 L | [14 empty] | 0 | 0 | 0 | 0 | Lighting Fixtures | 2016-07-15 15:03 | 2024-07-20 11:15 | 0000-00-00 00:00:00 | 2024-07-20 11:15 | 0000-00-00 00:00:00 | [6 empty] | White
1 | Lutron Electronics | MS-A202-AL | 4460-7133 | 4460 | 7133 | Lutron Electronics | Ecom_MS-A202-AL_nowallplate.jpeg?w=1500 | 784276089784 | Maestro Dual-Circuit Sensor 6A Almond | Lutron Maestro Dual-Circuit Dual-Tech Motion Sensor switch, 6A, Single-Pole, Almond |  | 3.4 | 4.6 | [50 empty] | 0 | 0 | 0 | [6 empty] | 0 | 1 | 1 | EA | 1 | Lighting Controls | [27 empty] | Other Lighting Controls | [242 empty] | <a href="https://www.lutron.com/TechnicalDocumentLibrary/032454.pdf" target="_blank">Installation Instructions</a> | [23 empty] | 40.000 DW |  |  | 2.4000 IN | [89 empty] | 1.000 EA | 1.000 EA | [35 empty] | No | [42 empty] | https://www.lutron.com/TechnicalDocumentLibrary/369773_ENG.pdf | [7 empty] | Shelf Stock | [13 empty] | <a href="https://www.lutron.com/TechnicalDocumentLibrary/368-4493_Page_65.pdf" target="_blank">Tech Drawing</a> | [25 empty] | 39122236 | [6 empty] | <a href="https://lutron.widen.net/content/ljl01nfr11/mp4/In-wall-sensors_2021.mp4?w=2048" target="_blank">Product Video Clip</a> | [6 empty] | <a href="https://www.lutron.com/TechnicalDocumentLibrary/Sensor_Warranty.pdf" target="_blank">Warranty Information</a> |  |  |  |  | 0.350 L | [14 empty] | 0 | 0 | 0 | 0 | Lighting Fixtures | 2016-07-15 15:03 | 2024-07-20 11:16 | 0000-00-00 00:00:00 | 2024-07-20 11:16 | 0000-00-00 00:00:00 | [6 empty] | Almond
1 | Lutron Electronics | MS-A202-BI | 4460-7135 | 4460 | 7135 | Lutron Electronics | Ecom_MS-A202-BI_WithWallPlate.jpeg?w=1500 | 784276089807 | Maestro Dual-Circuit Sensor 6A Biscuit | Lutron Maestro Dual-Circuit Dual-Tech Motion Sensor switch, 6A, Single-Pole, Biscuit |  | 3.4 | 4.6 | [50 empty] | 0 | 0 | 0 | [6 empty] | 0 | 1 | 1 | EA | 1 | Lighting Controls | [7 empty] | Brown | [19 empty] | Other Lighting Controls | [242 empty] | <a href="https://www.lutron.com/TechnicalDocumentLibrary/032454.pdf" target="_blank">Installation Instructions</a> | [23 empty] | 40.000 DW |  |  | 2.4000 IN | [89 empty] | 1.000 EA | 1.000 EA | [35 empty] | No | [42 empty] | https://www.lutron.com/TechnicalDocumentLibrary/369773_ENG.pdf | [7 empty] | Shelf Stock | [13 empty] | <a href="https://www.lutron.com/TechnicalDocumentLibrary/368-4493_Page_65.pdf" target="_blank">Tech Drawing</a> | [25 empty] | 39122236 | [6 empty] | <a href="https://lutron.widen.net/content/ljl01nfr11/mp4/In-wall-sensors_2021.mp4?w=2048" target="_blank">Product Video Clip</a> | [6 empty] | <a href="https://www.lutron.com/TechnicalDocumentLibrary/Sensor_Warranty.pdf" target="_blank">Warranty Information</a> |  |  |  |  | 0.350 L | [14 empty] | 0 | 0 | 0 | 0 | Lighting Fixtures | 2016-07-15 15:03 | 2024-07-20 11:20 | 0000-00-00 00:00:00 | 2024-07-20 11:20 | 0000-00-00 00:00:00 | [6 empty] | Biscuit
1 | Lutron Electronics | MS-A202-BL | 4460-7136 | 4460 | 7136 | Lutron Electronics | Ecom_MS-A202-BL_nowallplate.jpeg?w=1500 | 784276089814 | Maestro Dual-Circuit Sensor 6A Black | Lutron Maestro Dual-Circuit Dual-Tech Motion Sensor switch, 6A, Single-Pole, Black |  | 3.4 | 4.6 | [50 empty] | 0 | 0 | 0 | [6 empty] | 0 | 1 | 1 | EA | 1 | Lighting Controls | [7 empty] | Black | [19 empty] | Other Lighting Controls | [242 empty] | <a href="https://www.lutron.com/TechnicalDocumentLibrary/032454.pdf" target="_blank">Installation Instructions</a> | [23 empty] | 20.000 DW |  |  | 2.4000 IN | [89 empty] | 1.000 EA | 1.000 EA | [35 empty] | No | [42 empty] | https://www.lutron.com/TechnicalDocumentLibrary/369773_ENG.pdf | [7 empty] | Shelf Stock | [13 empty] | <a href="https://www.lutron.com/TechnicalDocumentLibrary/368-4493_Page_65.pdf" target="_blank">Tech Drawing</a> | [25 empty] | 39122236 | [6 empty] | <a href="https://lutron.widen.net/content/ljl01nfr11/mp4/In-wall-sensors_2021.mp4?w=2048" target="_blank">Product Video Clip</a> | [6 empty] | <a href="https://www.lutron.com/TechnicalDocumentLibrary/Sensor_Warranty.pdf" target="_blank">Warranty Information</a> |  |  |  |  | 0.350 L | [14 empty] | 0 | 0 | 0 | 0 | Lighting Fixtures | 2016-07-15 15:03 | 2024-07-20 11:19 | 0000-00-00 00:00:00 | 2024-07-20 11:19 | 0000-00-00 00:00:00 | [6 empty] | Black
1 | Lutron Electronics | MS-A202-BR | 4460-7137 | 4460 | 7137 | Lutron Electronics | Ecom_MS-A202-BR_nowallplate.jpeg?w=1500 | 784276089821 | Maestro Dual-Circuit Sensor 6A Brown | Lutron Maestro Dual-Circuit Dual-Tech Motion Sensor switch, 6A, Single-Pole, Brown |  | 3.4 | 4.6 | [50 empty] | 0 | 0 | 0 | [6 empty] | 0 | 1 | 1 | EA | 1 | Lighting Controls | [7 empty] | Brown | [19 empty] | Other Lighting Controls | [242 empty] | <a href="https://www.lutron.com/TechnicalDocumentLibrary/032454.pdf" target="_blank">Installation Instructions</a> | [23 empty] | 40.000 DW |  |  | 2.4000 IN | [89 empty] | 1.000 EA | 1.000 EA | [35 empty] | No | [42 empty] | https://www.lutron.com/TechnicalDocumentLibrary/369773_ENG.pdf | [7 empty] | Shelf Stock | [13 empty] | <a href="https://www.lutron.com/TechnicalDocumentLibrary/368-4493_Page_65.pdf" target="_blank">Tech Drawing</a> | [25 empty] | 39122236 | [6 empty] | <a href="https://lutron.widen.net/content/ljl01nfr11/mp4/In-wall-sensors_2021.mp4?w=2048" target="_blank">Product Video Clip</a> | [6 empty] | <a href="https://www.lutron.com/TechnicalDocumentLibrary/Sensor_Warranty.pdf" target="_blank">Warranty Information</a> |  |  |  |  | 0.350 L | [14 empty] | 0 | 0 | 0 | 0 | Lighting Fixtures | 2016-07-15 15:03 | 2024-07-20 11:15 | 0000-00-00 00:00:00 | 2024-07-20 11:15 | 0000-00-00 00:00:00 | [6 empty] | Brown
1 | Lutron Electronics | MS-A202-GR | 4460-7141 | 4460 | 7141 | Lutron Electronics | Ecom_MS-A202-GR_nowallplate.jpeg?w=1500 | 784276089869 | Maestro Dual-Circuit Sensor 6A Gray | Lutron Maestro Dual-Circuit Dual-Tech Motion Sensor switch, 6A, Single-Pole, Gray |  | 3.4 | 4.6 | [50 empty] | 0 | 0 | 0 | [6 empty] | 0 | 1 | 1 | EA | 1 | Lighting Controls | [7 empty] | Gray | [19 empty] | Other Lighting Controls | [242 empty] | <a href="https://www.lutron.com/TechnicalDocumentLibrary/032454.pdf" target="_blank">Installation Instructions</a> | [23 empty] | 40.000 DW |  |  | 2.4000 IN | [89 empty] | 1.000 EA | 1.000 EA | [35 empty] | No | [42 empty] | https://www.lutron.com/TechnicalDocumentLibrary/369773_ENG.pdf | [7 empty] | Shelf Stock | [13 empty] | <a href="https://www.lutron.com/TechnicalDocumentLibrary/368-4493_Page_65.pdf" target="_blank">Tech Drawing</a> | [25 empty] | 39122236 | [6 empty] | <a href="https://lutron.widen.net/content/ljl01nfr11/mp4/In-wall-sensors_2021.mp4?w=2048" target="_blank">Product Video Clip</a> | [6 empty] | <a href="https://www.lutron.com/TechnicalDocumentLibrary/Sensor_Warranty.pdf" target="_blank">Warranty Information</a> |  |  |  |  | 0.350 L | [14 empty] | 0 | 0 | 0 | 0 | Lighting Fixtures | 2016-07-15 15:03 | 2024-07-20 11:18 | 0000-00-00 00:00:00 | 2024-07-20 11:18 | 0000-00-00 00:00:00 | [6 empty] | Gray
1 | Lutron Electronics | MS-A202-HT | 4460-7143 | 4460 | 7143 | Lutron Electronics | Ecom_MS-A202-HT_WithWallPlate.jpeg?w=1500 | 784276089883 | Maestro Dual-Circuit Sensor 6A Hot | Lutron Maestro Dual-Circuit Dual-Tech Motion Sensor switch, 6A, Single-Pole, Hot |  | 3.4 | 4.6 | [50 empty] | 0 | 0 | 0 | [6 empty] | 0 | 1 | 1 | EA | 1 | Lighting Controls | [27 empty] | Other Lighting Controls | [242 empty] | <a href="https://www.lutron.com/TechnicalDocumentLibrary/032454.pdf" target="_blank">Installation Instructions</a> | [23 empty] | 40.000 DW |  |  | 2.4000 IN | [89 empty] | 1.000 EA | 1.000 EA | [35 empty] | No | [42 empty] | https://www.lutron.com/TechnicalDocumentLibrary/369773_ENG.pdf | [7 empty] | Shelf Stock | [13 empty] | <a href="https://www.lutron.com/TechnicalDocumentLibrary/368-4493_Page_65.pdf" target="_blank">Tech Drawing</a> | [25 empty] | 39122236 | [6 empty] | <a href="https://lutron.widen.net/content/ljl01nfr11/mp4/In-wall-sensors_2021.mp4?w=2048" target="_blank">Product Video Clip</a> | [6 empty] | <a href="https://www.lutron.com/TechnicalDocumentLibrary/Sensor_Warranty.pdf" target="_blank">Warranty Information</a> |  |  |  |  | 0.350 L | [14 empty] | 0 | 0 | 0 | 0 | Lighting Fixtures | 2016-07-15 15:04 | 2024-07-20 11:25 | 0000-00-00 00:00:00 | 2024-07-20 11:25 | 0000-00-00 00:00:00
1 | Lutron Electronics | MS-A202-IV | 4460-7144 | 4460 | 7144 | Lutron Electronics | Ecom_MS-A202-IV_nowallplate.jpeg?w=1500 | 784276089890 | Maestro Dual-Circuit Sensor 6A Ivory | Lutron Maestro Dual-Circuit Dual-Tech Motion Sensor switch, 6A, Single-Pole, Ivory |  | 3.4 | 4.6 | [50 empty] | 0 | 0 | 0 | [6 empty] | 0 | 1 | 1 | EA | 1 | Lighting Controls | [7 empty] | White | [19 empty] | Other Lighting Controls | [242 empty] | <a href="https://www.lutron.com/TechnicalDocumentLibrary/032454.pdf" target="_blank">Installation Instructions</a> | [23 empty] | 20.000 DW |  |  | 2.4000 IN | [89 empty] | 1.000 EA | 1.000 EA | [35 empty] | No | [42 empty] | https://www.lutron.com/TechnicalDocumentLibrary/369773_ENG.pdf | [7 empty] | Shelf Stock | [13 empty] | <a href="https://www.lutron.com/TechnicalDocumentLibrary/368-4493_Page_65.pdf" target="_blank">Tech Drawing</a> | [25 empty] | 39122236 | [6 empty] | <a href="https://lutron.widen.net/content/ljl01nfr11/mp4/In-wall-sensors_2021.mp4?w=2048" target="_blank">Product Video Clip</a> | [6 empty] | <a href="https://www.lutron.com/TechnicalDocumentLibrary/Sensor_Warranty.pdf" target="_blank">Warranty Information</a> |  |  |  |  | 0.350 L | [14 empty] | 0 | 0 | 0 | 0 | Lighting Fixtures | 2016-07-15 15:04 | 2024-07-20 11:21 | 0000-00-00 00:00:00 | 2024-07-20 11:21 | 0000-00-00 00:00:00 | [6 empty] | Ivory
1 | Lutron Electronics | MS-A202-LA | 4460-7145 | 4460 | 7145 | Lutron Electronics | Ecom_MS-A202-LA_nowallplate.jpeg?w=1500 | 784276089906 | Maestro Dual-Circuit Sensor 6A Lt Almond | Lutron Maestro Dual-Circuit Dual-Tech Motion Sensor switch, 6A, Single-Pole, Light Almond |  | 3.4 | 4.6 | [50 empty] | 0 | 0 | 0 | [6 empty] | 0 | 1 | 1 | EA | 1 | Lighting Controls | [27 empty] | Other Lighting Controls | [242 empty] | <a href="https://www.lutron.com/TechnicalDocumentLibrary/032454.pdf" target="_blank">Installation Instructions</a> | [23 empty] | 20.000 DW |  |  | 2.4000 IN | [89 empty] | 1.000 EA | 1.000 EA | [35 empty] | No | [42 empty] | https://www.lutron.com/TechnicalDocumentLibrary/369773_ENG.pdf | [7 empty] | Shelf Stock | [13 empty] | <a href="https://www.lutron.com/TechnicalDocumentLibrary/368-4493_Page_65.pdf" target="_blank">Tech Drawing</a> | [25 empty] | 39122236 | [6 empty] | <a href="https://lutron.widen.net/content/ljl01nfr11/mp4/In-wall-sensors_2021.mp4?w=2048" target="_blank">Product Video Clip</a> | [6 empty] | <a href="https://www.lutron.com/TechnicalDocumentLibrary/Sensor_Warranty.pdf" target="_blank">Warranty Information</a> |  |  |  |  | 0.350 L | [14 empty] | 0 | 0 | 0 | 0 | Lighting Fixtures | 2016-07-15 15:04 | 2024-07-20 11:21 | 0000-00-00 00:00:00 | 2024-07-20 11:21 | 0000-00-00 00:00:00
1 | Lutron Electronics | MS-A202-MN | 4460-7147 | 4460 | 7147 | Lutron Electronics | Ecom_MS-A202-MN_WithWallPlate.jpeg?w=1500 | 784276089920 | Maestro Dual-Circuit Sensor 6A Midnight | Lutron Maestro Dual-Circuit Dual-Tech Motion Sensor switch, 6A, Single-Pole, Midnight |  | 3.4 | 4.6 | [50 empty] | 0 | 0 | 0 | [6 empty] | 0 | 1 | 1 | EA | 1 | Lighting Controls | [27 empty] | Other Lighting Controls | [242 empty] | <a href="https://www.lutron.com/TechnicalDocumentLibrary/032454.pdf" target="_blank">Installation Instructions</a> | [23 empty] | 20.000 DW |  |  | 2.4000 IN | [89 empty] | 1.000 EA | 1.000 EA | [35 empty] | No | [42 empty] | https://www.lutron.com/TechnicalDocumentLibrary/369773_ENG.pdf | [7 empty] | Shelf Stock | [13 empty] | <a href="https://www.lutron.com/TechnicalDocumentLibrary/368-4493_Page_65.pdf" target="_blank">Tech Drawing</a> | [25 empty] | 39122236 | [6 empty] | <a href="https://lutron.widen.net/content/ljl01nfr11/mp4/In-wall-sensors_2021.mp4?w=2048" target="_blank">Product Video Clip</a> | [6 empty] | <a href="https://www.lutron.com/TechnicalDocumentLibrary/Sensor_Warranty.pdf" target="_blank">Warranty Information</a> |  |  |  |  | 0.350 L | [14 empty] | 0 | 0 | 0 | 0 | Lighting Fixtures | 2016-07-15 15:04 | 2024-07-20 11:15 | 0000-00-00 00:00:00 | 2024-07-20 11:15 | 0000-00-00 00:00:00 | [6 empty] | Midnight
1 | Lutron Electronics | MS-A202-PD | 4460-7150 | 4460 | 7150 | Lutron Electronics | Ecom_MS-A202-PD_WithWallPlate.jpeg?w=1500 | 784276089951 | Maestro Dual-Circuit Sensor 6A Palladium | Lutron Maestro Dual-Circuit Dual-Tech Motion Sensor switch, 6A, Single-Pole, Palladium |  | 3.4 | 4.6 | [50 empty] | 0 | 0 | 0 | [6 empty] | 0 | 1 | 1 | EA | 1 | Lighting Controls | [27 empty] | Other Lighting Controls | [242 empty] | <a href="https://www.lutron.com/TechnicalDocumentLibrary/032454.pdf" target="_blank">Installation Instructions</a> | [23 empty] | 40.000 DW |  |  | 2.4000 IN | [89 empty] | 1.000 EA | 1.000 EA | [35 empty] | No | [42 empty] | https://www.lutron.com/TechnicalDocumentLibrary/369773_ENG.pdf | [7 empty] | Shelf Stock | [13 empty] | <a href="https://www.lutron.com/TechnicalDocumentLibrary/368-4493_Page_65.pdf" target="_blank">Tech Drawing</a> | [25 empty] | 39122236 | [6 empty] | <a href="https://lutron.widen.net/content/ljl01nfr11/mp4/In-wall-sensors_2021.mp4?w=2048" target="_blank">Product Video Clip</a> | [6 empty] | <a href="https://www.lutron.com/TechnicalDocumentLibrary/Sensor_Warranty.pdf" target="_blank">Warranty Information</a> |  |  |  |  | 0.350 L | [14 empty] | 0 | 0 | 0 | 0 | Lighting Fixtures | 2016-07-15 15:04 | 2024-07-20 11:25 | 0000-00-00 00:00:00 | 2024-07-20 11:25 | 0000-00-00 00:00:00 | [6 empty] | Palladium
1 | Lutron Electronics | MS-A202-SW | 4460-7155 | 4460 | 7155 | Lutron Electronics | Ecom_MS-A202-SW_WithWallPlate.jpeg?w=1500 | 784276090001 | Maestro Dual-Circuit Sensor 6A Snow | Lutron Maestro Dual-Circuit Dual-Tech Motion Sensor switch, 6A, Single-Pole, Snow |  | 3.4 | 4.6 | [50 empty] | 0 | 0 | 0 | [6 empty] | 0 | 1 | 1 | EA | 1 | Lighting Controls | [27 empty] | Other Lighting Controls | [242 empty] | <a href="https://www.lutron.com/TechnicalDocumentLibrary/032454.pdf" target="_blank">Installation Instructions</a> | [23 empty] | 40.000 DW |  |  | 2.4000 IN | [89 empty] | 1.000 EA | 1.000 EA | [35 empty] | No | [42 empty] | https://www.lutron.com/TechnicalDocumentLibrary/369773_ENG.pdf | [7 empty] | Shelf Stock | [13 empty] | <a href="https://www.lutron.com/TechnicalDocumentLibrary/368-4493_Page_65.pdf" target="_blank">Tech Drawing</a> | [25 empty] | 39122236 | [6 empty] | <a href="https://lutron.widen.net/content/ljl01nfr11/mp4/In-wall-sensors_2021.mp4?w=2048" target="_blank">Product Video Clip</a> | [6 empty] | <a href="https://www.lutron.com/TechnicalDocumentLibrary/Sensor_Warranty.pdf" target="_blank">Warranty Information</a> |  |  |  |  | 0.350 L | [14 empty] | 0 | 0 | 0 | 0 | Lighting Fixtures | 2016-07-15 15:04 | 2024-07-20 11:17 | 0000-00-00 00:00:00 | 2024-07-20 11:17 | 0000-00-00 00:00:00 | [6 empty] | Snow
1 | Lutron Electronics | MS-A202-TP | 4460-7157 | 4460 | 7157 | Lutron Electronics | Ecom_MS-A202-TP_WithWallPlate.jpeg?w=1500 | 784276090025 | Maestro Dual-Circuit Sensor 6A Taupe | Lutron Maestro Dual-Circuit Dual-Tech Motion Sensor switch, 6A, Single-Pole, Taupe |  | 3.4 | 4.6 | [50 empty] | 0 | 0 | 0 | [6 empty] | 0 | 1 | 1 | EA | 1 | Lighting Controls | [27 empty] | Other Lighting Controls | [242 empty] | <a href="https://www.lutron.com/TechnicalDocumentLibrary/032454.pdf" target="_blank">Installation Instructions</a> | [23 empty] | 40.000 DW |  |  | 2.4000 IN | [89 empty] | 1.000 EA | 1.000 EA | [35 empty] | No | [42 empty] | https://www.lutron.com/TechnicalDocumentLibrary/369773_ENG.pdf | [7 empty] | Shelf Stock | [13 empty] | <a href="https://www.lutron.com/TechnicalDocumentLibrary/368-4493_Page_65.pdf" target="_blank">Tech Drawing</a> | [25 empty] | 39122236 | [6 empty] | <a href="https://lutron.widen.net/content/ljl01nfr11/mp4/In-wall-sensors_2021.mp4?w=2048" target="_blank">Product Video Clip</a> | [6 empty] | <a href="https://www.lutron.com/TechnicalDocumentLibrary/Sensor_Warranty.pdf" target="_blank">Warranty Information</a> |  |  |  |  | 0.350 L | [14 empty] | 0 | 0 | 0 | 0 | Lighting Fixtures | 2016-07-15 15:04 | 2024-07-20 11:25 | 0000-00-00 00:00:00 | 2024-07-20 11:25 | 0000-00-00 00:00:00 | [6 empty] | Taupe
1 | Lutron Electronics | AYCL-253P-WH | 4460-7159 | 4460 | 7159 | Lutron Electronics | aycl-253p-wh | 784276090100 | ARIADNI CFL/LED 250W WHITE | Ariadni Dimmer for 250W CFL/LED, 600W inc/hal, or Lutron Hi-Lume A-Series LTE LED Driver in white |  | 2.4 | 4.6 | [50 empty] | 0 | 0 | 0 | [6 empty] | 0 | 1 | 1 | EA | 1 | Lighting Controls | [7 empty] | White | [19 empty] | Dimmers | [242 empty] | <a href="https://www.lutron.com/TechnicalDocumentLibrary/0301882.pdf" target="_blank">Installation Instructions</a> | [23 empty] | 10.000 DW |  |  | 2.4000 IN | [89 empty] | 1.000 EA | 1.000 EA | [35 empty] | No | [42 empty] | https://www.lutron.com/TechnicalDocumentLibrary/369809_Ariadni%20250W%20C.L_Spec%20Sub.pdf | [7 empty] | Shelf Stock | [13 empty] | <a href="https://www.lutron.com/TechnicalDocumentLibrary/368-4493_Page_7.pdf" target="_blank">Tech Drawing</a> | [25 empty] | 39122206 | [6 empty] | <a href="https://www.lutron.com/Education-Training/Tools/Pages/InstallDimmer.aspx?syst=Dimmers+%26+Switches&prodn=Ariadni%c2%ae+%2f+Toggler%c2%ae+dimmer" target="_blank">Product Video Clip</a> | [6 empty] | <a href="https://www.lutron.com/TechnicalDocumentLibrary/369-119_Wallbox_Warranty.pdf" target="_blank">Warranty Information</a> |  |  |  |  | 0.220 L | [14 empty] | 0 | 0 | 0 | 0 | Lighting Fixtures | 2016-07-15 15:04 | 2024-07-20 11:16 | 0000-00-00 00:00:00 | 2024-07-20 11:16 | 0000-00-00 00:00:00 | [6 empty] | White
1 | Lutron Electronics | AYCL-253P-AL | 4460-7160 | 4460 | 7160 | Lutron Electronics | Ecom_AYCL-253P-AL_nowallplate.jpeg | 784276090117 | ARIADNI CFL/LED 250W ALMOND | Ariadni Dimmer for 250W CFL/LED, 600W inc/hal, or Lutron Hi-Lume A-Series LTE LED Driver in almond |  | 2.25 | 4.5 |  | Ecom_AYCL-253P-AL_nowallplate.jpeg | http://grandbrass.xologic.com/vendors/4460/large/Ecom_AYCL-253P-AL_nowallplate.jpeg | [47 empty] | 0 | 0 | 0 | [6 empty] | 0 | 1 | 1 | EA | 1 | Lighting Controls | [27 empty] | Dimmers | [242 empty] | <a href="https://www.lutron.com/TechnicalDocumentLibrary/0301882.pdf" target="_blank">Installation Instructions</a> | [23 empty] | 10.000 DW |  |  | 2.2500 IN | [89 empty] | 1.000 EA | 1.000 EA | [35 empty] | No | [42 empty] | https://www.lutron.com/TechnicalDocumentLibrary/369809_Ariadni%20250W%20C.L_Spec%20Sub.pdf | [7 empty] | Shelf Stock | [13 empty] | <a href="https://www.lutron.com/TechnicalDocumentLibrary/368-4493_Page_7.pdf" target="_blank">Tech Drawing</a> | [25 empty] | 39122206 | [6 empty] | <a href="https://www.lutron.com/Education-Training/Tools/Pages/InstallDimmer.aspx?syst=Dimmers+%26+Switches&prodn=Ariadni%c2%ae+%2f+Toggler%c2%ae+dimmer" target="_blank">Product Video Clip</a> | [6 empty] | <a href="https://www.lutron.com/TechnicalDocumentLibrary/369-119_Wallbox_Warranty.pdf" target="_blank">Warranty Information</a> |  |  |  |  | 0.220 L | [14 empty] | 0 | 0 | 0 | 0 | Lighting Fixtures | 2016-07-15 15:04 | 2024-07-20 11:43 | 0000-00-00 00:00:00 | 2024-07-20 11:43 | 0000-00-00 00:00:00 | [6 empty] | Almond
1 | Lutron Electronics | AYCL-253P-BL | 4460-7161 | 4460 | 7161 | Lutron Electronics | Ecom_AYCL-253P-BL_nowallplate.jpeg | 784276090124 | ARIADNI CFL/LED 250W BLACK | Ariadni Dimmer for 250W CFL/LED, 600W inc/hal, or Lutron Hi-Lume A-Series LTE LED Driver in black |  | 2.25 | 4.5 |  | Ecom_AYCL-253P-BL_nowallplate.jpeg | http://grandbrass.xologic.com/vendors/4460/large/Ecom_AYCL-253P-BL_nowallplate.jpeg | [47 empty] | 0 | 0 | 0 | [6 empty] | 0 | 1 | 1 | EA | 1 | Lighting Controls | [7 empty] | Black | [19 empty] | Dimmers | [242 empty] | <a href="https://www.lutron.com/TechnicalDocumentLibrary/0301882.pdf" target="_blank">Installation Instructions</a> | [23 empty] | 10.000 DW |  |  | 2.2500 IN | [89 empty] | 1.000 EA | 1.000 EA | [35 empty] | No | [42 empty] | https://www.lutron.com/TechnicalDocumentLibrary/369809_Ariadni%20250W%20C.L_Spec%20Sub.pdf | [7 empty] | Shelf Stock | [13 empty] | <a href="https://www.lutron.com/TechnicalDocumentLibrary/368-4493_Page_7.pdf" target="_blank">Tech Drawing</a> | [25 empty] | 39122206 | [6 empty] | <a href="https://www.lutron.com/Education-Training/Tools/Pages/InstallDimmer.aspx?syst=Dimmers+%26+Switches&prodn=Ariadni%c2%ae+%2f+Toggler%c2%ae+dimmer" target="_blank">Product Video Clip</a> | [6 empty] | <a href="https://www.lutron.com/TechnicalDocumentLibrary/369-119_Wallbox_Warranty.pdf" target="_blank">Warranty Information</a> |  |  |  |  | 0.220 L | [14 empty] | 0 | 0 | 0 | 0 | Lighting Fixtures | 2016-07-15 15:04 | 2024-07-20 11:43 | 0000-00-00 00:00:00 | 2024-07-20 11:43 | 0000-00-00 00:00:00 | [6 empty] | Black
1 | Lutron Electronics | AYCL-253P-BR | 4460-7162 | 4460 | 7162 | Lutron Electronics | Ecom_AYCL-253P-BR_nowallplate.jpeg | 784276090131 | ARIADNI CFL/LED 250W BROWN | Ariadni Dimmer for 250W CFL/LED, 600W inc/hal, or Lutron Hi-Lume A-Series LTE LED Driver in brown |  | 2.25 | 4.5 |  | Ecom_AYCL-253P-BR_nowallplate.jpeg | http://grandbrass.xologic.com/vendors/4460/large/Ecom_AYCL-253P-BR_nowallplate.jpeg | [47 empty] | 0 | 0 | 0 | [6 empty] | 0 | 1 | 1 | EA | 1 | Lighting Controls | [7 empty] | Brown | [19 empty] | Dimmers | [242 empty] | <a href="https://www.lutron.com/TechnicalDocumentLibrary/0301882.pdf" target="_blank">Installation Instructions</a> | [23 empty] | 10.000 DW |  |  | 2.2500 IN | [89 empty] | 1.000 EA | 1.000 EA | [35 empty] | No | [42 empty] | https://www.lutron.com/TechnicalDocumentLibrary/369809_Ariadni%20250W%20C.L_Spec%20Sub.pdf | [7 empty] | Shelf Stock | [13 empty] | <a href="https://www.lutron.com/TechnicalDocumentLibrary/368-4493_Page_7.pdf" target="_blank">Tech Drawing</a> | [25 empty] | 39122206 | [6 empty] | <a href="https://www.lutron.com/Education-Training/Tools/Pages/InstallDimmer.aspx?syst=Dimmers+%26+Switches&prodn=Ariadni%c2%ae+%2f+Toggler%c2%ae+dimmer" target="_blank">Product Video Clip</a> | [6 empty] | <a href="https://www.lutron.com/TechnicalDocumentLibrary/369-119_Wallbox_Warranty.pdf" target="_blank">Warranty Information</a> |  |  |  |  | 0.220 L | [14 empty] | 0 | 0 | 0 | 0 | Lighting Fixtures | 2016-07-15 15:04 | 2024-07-20 11:21 | 0000-00-00 00:00:00 | 2024-07-20 11:21 | 0000-00-00 00:00:00 | [6 empty] | Brown
1 | Lutron Electronics | AYCL-253P-IV | 4460-7163 | 4460 | 7163 | Lutron Electronics | Ecom_AYCL-253P-IV_nowallplate.jpeg | 784276090148 | ARIADNI CFL/LED 250W IVORY | Ariadni Dimmer for 250W CFL/LED, 600W inc/hal, or Lutron Hi-Lume A-Series LTE LED Driver in ivory |  | 2.25 | 4.5 |  | Ecom_AYCL-253P-IV_nowallplate.jpeg | http://grandbrass.xologic.com/vendors/4460/large/Ecom_AYCL-253P-IV_nowallplate.jpeg | [47 empty] | 0 | 0 | 0 | [6 empty] | 0 | 1 | 1 | EA | 1 | Lighting Controls | [7 empty] | White | [19 empty] | Dimmers | [242 empty] | <a href="https://www.lutron.com/TechnicalDocumentLibrary/0301882.pdf" target="_blank">Installation Instructions</a> | [23 empty] | 10.000 DW |  |  | 2.2500 IN | [89 empty] | 1.000 EA | 1.000 EA | [35 empty] | No | [42 empty] | https://www.lutron.com/TechnicalDocumentLibrary/369809_Ariadni%20250W%20C.L_Spec%20Sub.pdf | [7 empty] | Shelf Stock | [13 empty] | <a href="https://www.lutron.com/TechnicalDocumentLibrary/368-4493_Page_7.pdf" target="_blank">Tech Drawing</a> | [25 empty] | 39122206 | [6 empty] | <a href="https://www.lutron.com/Education-Training/Tools/Pages/InstallDimmer.aspx?syst=Dimmers+%26+Switches&prodn=Ariadni%c2%ae+%2f+Toggler%c2%ae+dimmer" target="_blank">Product Video Clip</a> | [6 empty] | <a href="https://www.lutron.com/TechnicalDocumentLibrary/369-119_Wallbox_Warranty.pdf" target="_blank">Warranty Information</a> |  |  |  |  | 0.220 L | [14 empty] | 0 | 0 | 0 | 0 | Lighting Fixtures | 2016-07-15 15:04 | 2024-07-20 11:16 | 0000-00-00 00:00:00 | 2024-07-20 11:16 | 0000-00-00 00:00:00 | [6 empty] | Ivory
1 | Lutron Electronics | AYCL-253P-LA | 4460-7164 | 4460 | 7164 | Lutron Electronics | Ecom_AYCL-253P-LA_nowallplate.jpeg | 784276090155 | ARIADNI CFL/LED 250W LIGHT ALMOND | Ariadni Dimmer for 250W CFL/LED, 600W inc/hal, or Lutron Hi-Lume A-Series LTE LED Driver in light almond |  | 2.25 | 4.5 |  | Ecom_AYCL-253P-LA_nowallplate.jpeg | http://grandbrass.xologic.com/vendors/4460/large/Ecom_AYCL-253P-LA_nowallplate.jpeg | [47 empty] | 0 | 0 | 0 | [6 empty] | 0 | 1 | 1 | EA | 1 | Lighting Controls | [27 empty] | Dimmers | [242 empty] | <a href="https://www.lutron.com/TechnicalDocumentLibrary/0301882.pdf" target="_blank">Installation Instructions</a> | [23 empty] | 10.000 DW |  |  | 2.2500 IN | [89 empty] | 1.000 EA | 1.000 EA | [35 empty] | No | [42 empty] | https://www.lutron.com/TechnicalDocumentLibrary/369809_Ariadni%20250W%20C.L_Spec%20Sub.pdf | [7 empty] | Shelf Stock | [13 empty] | <a href="https://www.lutron.com/TechnicalDocumentLibrary/368-4493_Page_7.pdf" target="_blank">Tech Drawing</a> | [25 empty] | 39122206 | [6 empty] | <a href="https://www.lutron.com/Education-Training/Tools/Pages/InstallDimmer.aspx?syst=Dimmers+%26+Switches&prodn=Ariadni%c2%ae+%2f+Toggler%c2%ae+dimmer" target="_blank">Product Video Clip</a> | [6 empty] | <a href="https://www.lutron.com/TechnicalDocumentLibrary/369-119_Wallbox_Warranty.pdf" target="_blank">Warranty Information</a> |  |  |  |  | 0.220 L | [14 empty] | 0 | 0 | 0 | 0 | Lighting Fixtures | 2016-07-15 15:04 | 2024-07-20 11:15 | 0000-00-00 00:00:00 | 2024-07-20 11:15 | 0000-00-00 00:00:00
1 | Lutron Electronics | AYCL-253PH-WH | 4460-7165 | 4460 | 7165 | Lutron Electronics | aycl-253ph-wh | 784276090162 | ARIADNI CFL/LED 250W WHITE, CLAM PKG | Ariadni Dimmer for 250W CFL/LED, 600W inc/hal, or Lutron Hi-Lume A-Series LTE LED Driver, clamshell packaging in white |  | 3.92 | 5.82 | [50 empty] | 0 | 0 | 0 | [6 empty] | 0 | 1 | 1 | EA | 1 | Lighting Controls | [7 empty] | White | [19 empty] | Dimmers | [242 empty] | <a href="https://www.lutron.com/TechnicalDocumentLibrary/0301870.pdf" target="_blank">Installation Instructions</a> | [23 empty] | 10.000 DW |  |  | 1.6200 IN | [89 empty] | 1.000 EA | 1.000 EA | [35 empty] | No | [42 empty] | https://www.lutron.com/TechnicalDocumentLibrary/369809_Ariadni%20250W%20C.L_Spec%20Sub.pdf | [7 empty] | Shelf Stock | [13 empty] | <a href="https://www.lutron.com/TechnicalDocumentLibrary/368-4493_Page_7.pdf" target="_blank">Tech Drawing</a> | [25 empty] | 39122206 | [6 empty] | <a href="https://www.lutron.com/Education-Training/Tools/Pages/InstallDimmer.aspx?syst=Dimmers+%26+Switches&prodn=Ariadni%c2%ae+%2f+Toggler%c2%ae+dimmer" target="_blank">Product Video Clip</a> | [6 empty] | <a href="https://www.lutron.com/TechnicalDocumentLibrary/369-119_Wallbox_Warranty.pdf" target="_blank">Warranty Information</a> |  |  |  |  | 0.250 L | [14 empty] | 0 | 0 | 0 | 0 | Lighting Fixtures | 2016-07-15 15:04 | 2024-07-20 11:25 | 0000-00-00 00:00:00 | 2024-07-20 11:25 | 0000-00-00 00:00:00 | [6 empty] | White
1 | Lutron Electronics | AYCL-253PH-IV | 4460-7166 | 4460 | 7166 | Lutron Electronics | Ecom_AYCL-253P-IV_nowallplate.jpeg | 784276091893 | ARIADNI CFL/LED 250W IVORY, CLAM PKG | Ariadni Dimmer for 250W CFL/LED, 600W inc/hal, or Lutron Hi-Lume A-Series LTE LED Driver, clamshell packaging in ivory |  | 3.92 | 5.82 |  | Ecom_AYCL-253P-IV_nowallplate.jpeg | http://grandbrass.xologic.com/vendors/4460/large/Ecom_AYCL-253P-IV_nowallplate.jpeg | [47 empty] | 0 | 0 | 0 | [6 empty] | 0 | 1 | 1 | EA | 1 | Lighting Controls | [7 empty] | White | [19 empty] | Dimmers | [242 empty] | <a href="https://www.lutron.com/TechnicalDocumentLibrary/0301870.pdf" target="_blank">Installation Instructions</a> | [23 empty] | 10.000 DW |  |  | 1.6200 IN | [89 empty] | 1.000 EA | 1.000 EA | [35 empty] | No | [42 empty] | https://www.lutron.com/TechnicalDocumentLibrary/369809_Ariadni%20250W%20C.L_Spec%20Sub.pdf | [7 empty] | Shelf Stock | [13 empty] | <a href="https://www.lutron.com/TechnicalDocumentLibrary/368-4493_Page_7.pdf" target="_blank">Tech Drawing</a> | [25 empty] | 39122206 | [6 empty] | <a href="https://www.lutron.com/Education-Training/Tools/Pages/InstallDimmer.aspx?syst=Dimmers+%26+Switches&prodn=Ariadni%c2%ae+%2f+Toggler%c2%ae+dimmer" target="_blank">Product Video Clip</a> | [6 empty] | <a href="https://www.lutron.com/TechnicalDocumentLibrary/369-119_Wallbox_Warranty.pdf" target="_blank">Warranty Information</a> |  |  |  |  | 0.250 L | [14 empty] | 0 | 0 | 0 | 0 | Lighting Fixtures | 2016-07-15 15:04 | 2024-07-20 11:21 | 0000-00-00 00:00:00 | 2024-07-20 11:21 | 0000-00-00 00:00:00 | [6 empty] | Ivory
1 | Lutron Electronics | AYCL-253PH-LA | 4460-7167 | 4460 | 7167 | Lutron Electronics | Ecom_AYCL-253P-LA_nowallplate.jpeg | 784276091909 | ARIADNI CFL/LED 250W LA, CLAM PKG | Ariadni Dimmer for 250W CFL/LED, 600W inc/hal, or Lutron Hi-Lume A-Series LTE LED Driver, clamshell packaging in light almond |  | 3.92 | 5.82 |  | Ecom_AYCL-253P-LA_nowallplate.jpeg | http://grandbrass.xologic.com/vendors/4460/large/Ecom_AYCL-253P-LA_nowallplate.jpeg | [47 empty] | 0 | 0 | 0 | [6 empty] | 0 | 1 | 1 | EA | 1 | Lighting Controls | [27 empty] | Dimmers | [242 empty] | <a href="https://www.lutron.com/TechnicalDocumentLibrary/0301870.pdf" target="_blank">Installation Instructions</a> | [23 empty] | 10.000 DW |  |  | 1.6200 IN | [89 empty] | 1.000 EA | 1.000 EA | [35 empty] | No | [42 empty] | https://www.lutron.com/TechnicalDocumentLibrary/369809_Ariadni%20250W%20C.L_Spec%20Sub.pdf | [7 empty] | Shelf Stock | [13 empty] | <a href="https://www.lutron.com/TechnicalDocumentLibrary/368-4493_Page_7.pdf" target="_blank">Tech Drawing</a> | [25 empty] | 39122206 | [6 empty] | <a href="https://www.lutron.com/Education-Training/Tools/Pages/InstallDimmer.aspx?syst=Dimmers+%26+Switches&prodn=Ariadni%c2%ae+%2f+Toggler%c2%ae+dimmer" target="_blank">Product Video Clip</a> | [6 empty] | <a href="https://www.lutron.com/TechnicalDocumentLibrary/369-119_Wallbox_Warranty.pdf" target="_blank">Warranty Information</a> |  |  |  |  | 0.250 L | [14 empty] | 0 | 0 | 0 | 0 | Lighting Fixtures | 2016-07-15 15:04 | 2024-07-20 11:21 | 0000-00-00 00:00:00 | 2024-07-20 11:21 | 0000-00-00 00:00:00
1 | Lutron Electronics | DVCL-253P-WH | 4460-7168 | 4460 | 7168 | Lutron Electronics | dvcl-253p-wh | 784276091978 | DIVA CFL/LED BOX 250W WHITE | Diva gloss dimmer for 250W CFL/LED, 600W inc/hal, or Lutron Hi-Lume A-Series LTE LED Driver in white |  | 2.25 | 4.5 | [50 empty] | 0 | 0 | 0 | [6 empty] | 0 | 1 | 1 | EA | 1 | Lighting Controls | [7 empty] | White | [19 empty] | Dimmers | [242 empty] | <a href="https://www.lutron.com/TechnicalDocumentLibrary/0301882.pdf" target="_blank">Installation Instructions</a> | [23 empty] | 10.000 DW |  |  | 2.2500 IN | [89 empty] | 1.000 EA | 1.000 EA | [35 empty] | No | [42 empty] | https://www.lutron.com/TechnicalDocumentLibrary/369810_Diva%20250W%20C.L%20Dimmer_Spec%20Sub.pdf | [7 empty] | Shelf Stock | [13 empty] | <a href="https://www.lutron.com/TechnicalDocumentLibrary/368-4493_Page_5.pdf" target="_blank">Tech Drawing</a> | [25 empty] | 39122206 | [13 empty] | <a href="https://www.lutron.com/TechnicalDocumentLibrary/369-119_Wallbox_Warranty.pdf" target="_blank">Warranty Information</a> |  |  |  |  | 0.220 L | [14 empty] | 0 | 0 | 0 | 0 | Lighting Fixtures | 2016-07-15 15:04 | 2024-07-20 11:16 | 0000-00-00 00:00:00 | 2024-07-20 11:16 | 0000-00-00 00:00:00 | [6 empty] | White
1 | Lutron Electronics | DVCL-253P-AL | 4460-7169 | 4460 | 7169 | Lutron Electronics | Ecom_DVCL-253P-AL_nowallplate.jpeg | 784276091985 | DIVA CFL/LED BOX 250W ALMOND | Diva gloss dimmer for 250W CFL/LED, 600W inc/hal, or Lutron Hi-Lume A-Series LTE LED Driver in almond |  | 2.25 | 4.5 |  | Ecom_DVCL-253P-AL_nowallplate.jpeg | http://grandbrass.xologic.com/vendors/4460/large/Ecom_DVCL-253P-AL_nowallplate.jpeg | [47 empty] | 0 | 0 | 0 | [6 empty] | 0 | 1 | 1 | EA | 1 | Lighting Controls | [27 empty] | Dimmers | [242 empty] | <a href="https://www.lutron.com/TechnicalDocumentLibrary/0301882.pdf" target="_blank">Installation Instructions</a> | [23 empty] | 10.000 DW |  |  | 2.2500 IN | [89 empty] | 1.000 EA | 1.000 EA | [35 empty] | No | [42 empty] | https://www.lutron.com/TechnicalDocumentLibrary/369810_Diva%20250W%20C.L%20Dimmer_Spec%20Sub.pdf | [7 empty] | Shelf Stock | [13 empty] | <a href="https://www.lutron.com/TechnicalDocumentLibrary/368-4493_Page_5.pdf" target="_blank">Tech Drawing</a> | [25 empty] | 39122206 | [13 empty] | <a href="https://www.lutron.com/TechnicalDocumentLibrary/369-119_Wallbox_Warranty.pdf" target="_blank">Warranty Information</a> |  |  |  |  | 0.220 L | [14 empty] | 0 | 0 | 0 | 0 | Lighting Fixtures | 2016-07-15 15:04 | 2024-07-20 11:17 | 0000-00-00 00:00:00 | 2024-07-20 11:17 | 0000-00-00 00:00:00 | [6 empty] | Almond
1 | Lutron Electronics | DVCL-253P-BL | 4460-7170 | 4460 | 7170 | Lutron Electronics | Ecom_DVCL-253P-BL_nowallplate.jpeg | 784276091992 | DIVA CFL/LED BOX 250W BLACK | Diva gloss dimmer for 250W CFL/LED, 600W inc/hal, or Lutron Hi-Lume A-Series LTE LED Driver in black |  | 2.25 | 4.5 |  | Ecom_DVCL-253P-BL_nowallplate.jpeg | http://grandbrass.xologic.com/vendors/4460/large/Ecom_DVCL-253P-BL_nowallplate.jpeg | [47 empty] | 0 | 0 | 0 | [6 empty] | 0 | 1 | 1 | EA | 1 | Lighting Controls | [7 empty] | Black | [19 empty] | Dimmers | [242 empty] | <a href="https://www.lutron.com/TechnicalDocumentLibrary/0301882.pdf" target="_blank">Installation Instructions</a> | [23 empty] | 10.000 DW |  |  | 2.2500 IN | [89 empty] | 1.000 EA | 1.000 EA | [35 empty] | No | [42 empty] | https://www.lutron.com/TechnicalDocumentLibrary/369810_Diva%20250W%20C.L%20Dimmer_Spec%20Sub.pdf | [7 empty] | Shelf Stock | [13 empty] | <a href="https://www.lutron.com/TechnicalDocumentLibrary/368-4493_Page_5.pdf" target="_blank">Tech Drawing</a> | [25 empty] | 39122206 | [13 empty] | <a href="https://www.lutron.com/TechnicalDocumentLibrary/369-119_Wallbox_Warranty.pdf" target="_blank">Warranty Information</a> |  |  |  |  | 0.220 L | [14 empty] | 0 | 0 | 0 | 0 | Lighting Fixtures | 2016-07-15 15:04 | 2024-07-20 11:27 | 0000-00-00 00:00:00 | 2024-07-20 11:27 | 0000-00-00 00:00:00 | [6 empty] | Black
1 | Lutron Electronics | DVCL-253P-BR | 4460-7171 | 4460 | 7171 | Lutron Electronics | Ecom_DVCL-253P-BR_nowallplate.jpeg | 784276092005 | DIVA CFL/LED BOX 250W BROWN | Diva gloss dimmer for 250W CFL/LED, 600W inc/hal, or Lutron Hi-Lume A-Series LTE LED Driver in brown |  | 2.25 | 4.5 |  | Ecom_DVCL-253P-BR_nowallplate.jpeg | http://grandbrass.xologic.com/vendors/4460/large/Ecom_DVCL-253P-BR_nowallplate.jpeg | [47 empty] | 0 | 0 | 0 | [6 empty] | 0 | 1 | 1 | EA | 1 | Lighting Controls | [7 empty] | Brown | [19 empty] | Dimmers | [242 empty] | <a href="https://www.lutron.com/TechnicalDocumentLibrary/0301882.pdf" target="_blank">Installation Instructions</a> | [23 empty] | 10.000 DW |  |  | 2.2500 IN | [89 empty] | 1.000 EA | 1.000 EA | [35 empty] | No | [42 empty] | https://www.lutron.com/TechnicalDocumentLibrary/369810_Diva%20250W%20C.L%20Dimmer_Spec%20Sub.pdf | [7 empty] | Shelf Stock | [13 empty] | <a href="https://www.lutron.com/TechnicalDocumentLibrary/368-4493_Page_5.pdf" target="_blank">Tech Drawing</a> | [25 empty] | 39122206 | [13 empty] | <a href="https://www.lutron.com/TechnicalDocumentLibrary/369-119_Wallbox_Warranty.pdf" target="_blank">Warranty Information</a> |  |  |  |  | 0.220 L | [14 empty] | 0 | 0 | 0 | 0 | Lighting Fixtures | 2016-07-15 15:04 | 2024-07-20 11:15 | 0000-00-00 00:00:00 | 2024-07-20 11:15 | 0000-00-00 00:00:00 | [6 empty] | Brown
1 | Lutron Electronics | DVCL-253P-GR | 4460-7172 | 4460 | 7172 | Lutron Electronics | Ecom_DVCL-253P-GR_nowallplate.jpeg | 784276092012 | DIVA CFL/LED BOX 250W GRAY | Diva gloss dimmer for 250W CFL/LED, 600W inc/hal, or Lutron Hi-Lume A-Series LTE LED Driver in gray |  | 2.25 | 4.5 |  | Ecom_DVCL-253P-GR_nowallplate.jpeg | http://grandbrass.xologic.com/vendors/4460/large/Ecom_DVCL-253P-GR_nowallplate.jpeg | [47 empty] | 0 | 0 | 0 | [6 empty] | 0 | 1 | 1 | EA | 1 | Lighting Controls | [7 empty] | Gray | [19 empty] | Dimmers | [242 empty] | <a href="https://www.lutron.com/TechnicalDocumentLibrary/0301882.pdf" target="_blank">Installation Instructions</a> | [23 empty] | 10.000 DW |  |  | 2.2500 IN | [89 empty] | 1.000 EA | 1.000 EA | [35 empty] | No | [42 empty] | https://www.lutron.com/TechnicalDocumentLibrary/369810_Diva%20250W%20C.L%20Dimmer_Spec%20Sub.pdf | [7 empty] | Shelf Stock | [13 empty] | <a href="https://www.lutron.com/TechnicalDocumentLibrary/368-4493_Page_5.pdf" target="_blank">Tech Drawing</a> | [25 empty] | 39122206 | [13 empty] | <a href="https://www.lutron.com/TechnicalDocumentLibrary/369-119_Wallbox_Warranty.pdf" target="_blank">Warranty Information</a> |  |  |  |  | 0.220 L | [14 empty] | 0 | 0 | 0 | 0 | Lighting Fixtures | 2016-07-15 15:04 | 2024-07-20 11:16 | 0000-00-00 00:00:00 | 2024-07-20 11:16 | 0000-00-00 00:00:00 | [6 empty] | Gray
1 | Lutron Electronics | DVCL-253P-IV | 4460-7173 | 4460 | 7173 | Lutron Electronics | Ecom_DVCL-253P-IV_nowallplate.jpeg | 784276092029 | DIVA CFL/LED BOX 250W IVORY | Diva gloss dimmer for 250W CFL/LED, 600W inc/hal, or Lutron Hi-Lume A-Series LTE LED Driver in ivory |  | 2.25 | 4.5 |  | Ecom_DVCL-253P-IV_nowallplate.jpeg | http://grandbrass.xologic.com/vendors/4460/large/Ecom_DVCL-253P-IV_nowallplate.jpeg | [47 empty] | 0 | 0 | 0 | [6 empty] | 0 | 1 | 1 | EA | 1 | Lighting Controls | [7 empty] | White | [19 empty] | Dimmers | [242 empty] | <a href="https://www.lutron.com/TechnicalDocumentLibrary/0301882.pdf" target="_blank">Installation Instructions</a> | [23 empty] | 10.000 DW |  |  | 2.2500 IN | [89 empty] | 1.000 EA | 1.000 EA | [35 empty] | No | [42 empty] | https://www.lutron.com/TechnicalDocumentLibrary/369810_Diva%20250W%20C.L%20Dimmer_Spec%20Sub.pdf | [7 empty] | Shelf Stock | [13 empty] | <a href="https://www.lutron.com/TechnicalDocumentLibrary/368-4493_Page_5.pdf" target="_blank">Tech Drawing</a> | [25 empty] | 39122206 | [13 empty] | <a href="https://www.lutron.com/TechnicalDocumentLibrary/369-119_Wallbox_Warranty.pdf" target="_blank">Warranty Information</a> |  |  |  |  | 0.220 L | [14 empty] | 0 | 0 | 0 | 0 | Lighting Fixtures | 2016-07-15 15:04 | 2024-07-20 11:23 | 0000-00-00 00:00:00 | 2024-07-20 11:23 | 0000-00-00 00:00:00 | [6 empty] | Ivory
1 | Lutron Electronics | DVCL-253P-LA | 4460-7174 | 4460 | 7174 | Lutron Electronics | Ecom_DVCL-253P-LA_nowallplate.jpeg | 784276092036 | DIVA CFL/LED BOX 250W LIGHT ALMOND | Diva gloss dimmer for 250W CFL/LED, 600W inc/hal, or Lutron Hi-Lume A-Series LTE LED Driver in light almond |  | 2.25 | 4.5 |  | Ecom_DVCL-253P-LA_nowallplate.jpeg | http://grandbrass.xologic.com/vendors/4460/large/Ecom_DVCL-253P-LA_nowallplate.jpeg | [47 empty] | 0 | 0 | 0 | [6 empty] | 0 | 1 | 1 | EA | 1 | Lighting Controls | [27 empty] | Dimmers | [242 empty] | <a href="https://www.lutron.com/TechnicalDocumentLibrary/0301882.pdf" target="_blank">Installation Instructions</a> | [23 empty] | 10.000 DW |  |  | 2.2500 IN | [89 empty] | 1.000 EA | 1.000 EA | [35 empty] | No | [42 empty] | https://www.lutron.com/TechnicalDocumentLibrary/369810_Diva%20250W%20C.L%20Dimmer_Spec%20Sub.pdf | [7 empty] | Shelf Stock | [13 empty] | <a href="https://www.lutron.com/TechnicalDocumentLibrary/368-4493_Page_5.pdf" target="_blank">Tech Drawing</a> | [25 empty] | 39122206 | [13 empty] | <a href="https://www.lutron.com/TechnicalDocumentLibrary/369-119_Wallbox_Warranty.pdf" target="_blank">Warranty Information</a> |  |  |  |  | 0.220 L | [14 empty] | 0 | 0 | 0 | 0 | Lighting Fixtures | 2016-07-15 15:05 | 2024-07-20 11:20 | 0000-00-00 00:00:00 | 2024-07-20 11:20 | 0000-00-00 00:00:00
1 | Lutron Electronics | DVCL-253PH-WH | 4460-7175 | 4460 | 7175 | Lutron Electronics | dvcl-253ph-wh | 784276092043 | DIVA CFL/LED CLAM 250W WHITE | Diva gloss dimmer for 250W CFL/LED, 600W inc/hal, or Lutron Hi-Lume A-Series LTE LED Driver, clamshell packaging in white |  | 5.83 | 3.9 | [50 empty] | 0 | 0 | 0 | [6 empty] | 0 | 1 | 1 | EA | 1 | Lighting Controls | [7 empty] | White | [19 empty] | Dimmers | [242 empty] | <a href="https://www.lutron.com/TechnicalDocumentLibrary/0301882.pdf" target="_blank">Installation Instructions</a> | [23 empty] | 10.000 DW |  |  | 2.3800 IN | [89 empty] | 1.000 EA | 1.000 EA | [35 empty] | No | [42 empty] | https://www.lutron.com/TechnicalDocumentLibrary/369810_Diva%20250W%20C.L%20Dimmer_Spec%20Sub.pdf | [7 empty] | Shelf Stock | [13 empty] | <a href="https://www.lutron.com/TechnicalDocumentLibrary/368-4493_Page_5.pdf" target="_blank">Tech Drawing</a> | [25 empty] | 39122206 | [13 empty] | <a href="https://www.lutron.com/TechnicalDocumentLibrary/369-119_Wallbox_Warranty.pdf" target="_blank">Warranty Information</a> |  |  |  |  | 0.270 L | [14 empty] | 0 | 0 | 0 | 0 | Lighting Fixtures | 2016-07-15 15:05 | 2024-07-20 11:17 | 0000-00-00 00:00:00 | 2024-07-20 11:17 | 0000-00-00 00:00:00 | [6 empty] | White
1 | Lutron Electronics | DVCL-253PH-IV | 4460-7176 | 4460 | 7176 | Lutron Electronics | Ecom_DVCL-253P-IV_nowallplate.jpeg | 784276092098 | DIVA CFL/LED CLAM 250W IVORY | Diva gloss dimmer for 250W CFL/LED, 600W inc/hal, or Lutron Hi-Lume A-Series LTE LED Driver, clamshell packaging in ivory |  | 5.83 | 3.9 |  | Ecom_DVCL-253P-IV_nowallplate.jpeg | http://grandbrass.xologic.com/vendors/4460/large/Ecom_DVCL-253P-IV_nowallplate.jpeg | [47 empty] | 0 | 0 | 0 | [6 empty] | 0 | 1 | 1 | EA | 1 | Lighting Controls | [7 empty] | White | [19 empty] | Dimmers | [242 empty] | <a href="https://www.lutron.com/TechnicalDocumentLibrary/0301882.pdf" target="_blank">Installation Instructions</a> | [23 empty] | 10.000 DW |  |  | 2.3800 IN | [89 empty] | 1.000 EA | 1.000 EA | [35 empty] | No | [42 empty] | https://www.lutron.com/TechnicalDocumentLibrary/369810_Diva%20250W%20C.L%20Dimmer_Spec%20Sub.pdf | [7 empty] | Shelf Stock | [13 empty] | <a href="https://www.lutron.com/TechnicalDocumentLibrary/368-4493_Page_5.pdf" target="_blank">Tech Drawing</a> | [25 empty] | 39122206 | [13 empty] | <a href="https://www.lutron.com/TechnicalDocumentLibrary/369-119_Wallbox_Warranty.pdf" target="_blank">Warranty Information</a> |  |  |  |  | 0.270 L | [14 empty] | 0 | 0 | 0 | 0 | Lighting Fixtures | 2016-07-15 15:05 | 2024-07-20 11:16 | 0000-00-00 00:00:00 | 2024-07-20 11:16 | 0000-00-00 00:00:00 | [6 empty] | Ivory
1 | Lutron Electronics | DVCL-253PH-LA | 4460-7177 | 4460 | 7177 | Lutron Electronics | Ecom_DVCL-253P-LA_nowallplate.jpeg | 784276092104 | DIVA CFL/LED CLAM 250W LIGHT ALMOND | Diva gloss dimmer for 250W CFL/LED, 600W inc/hal, or Lutron Hi-Lume A-Series LTE LED Driver, clamshell packaging in light almond |  | 5.83 | 3.9 |  | Ecom_DVCL-253P-LA_nowallplate.jpeg | http://grandbrass.xologic.com/vendors/4460/large/Ecom_DVCL-253P-LA_nowallplate.jpeg | [47 empty] | 0 | 0 | 0 | [6 empty] | 0 | 1 | 1 | EA | 1 | Lighting Controls | [27 empty] | Dimmers | [242 empty] | <a href="https://www.lutron.com/TechnicalDocumentLibrary/0301882.pdf" target="_blank">Installation Instructions</a> | [23 empty] | 10.000 DW |  |  | 2.3800 IN | [89 empty] | 1.000 EA | 1.000 EA | [35 empty] | No | [42 empty] | https://www.lutron.com/TechnicalDocumentLibrary/369810_Diva%20250W%20C.L%20Dimmer_Spec%20Sub.pdf | [7 empty] | Shelf Stock | [13 empty] | <a href="https://www.lutron.com/TechnicalDocumentLibrary/368-4493_Page_5.pdf" target="_blank">Tech Drawing</a> | [25 empty] | 39122206 | [13 empty] | <a href="https://www.lutron.com/TechnicalDocumentLibrary/369-119_Wallbox_Warranty.pdf" target="_blank">Warranty Information</a> |  |  |  |  | 0.270 L | [14 empty] | 0 | 0 | 0 | 0 | Lighting Fixtures | 2016-07-15 15:05 | 2024-07-20 11:19 | 0000-00-00 00:00:00 | 2024-07-20 11:19 | 0000-00-00 00:00:00
1 | Lutron Electronics | DVSCCL-253P-SW | 4460-7178 | 4460 | 7178 | Lutron Electronics | Ecom_DVSCCL-253P-SW_nowallplate.jpeg | 784276092180 | DIVA CFL/LED BOX 250W SNOW | Diva satin dimmer for 250W CFL/LED, 600W inc/hal, or Lutron Hi-Lume A-Series LTE LED Driver in snow |  | 2.3 | 4.5 |  | Ecom_DVSCCL-253P-SW_nowallplate.jpeg | http://grandbrass.xologic.com/vendors/4460/large/Ecom_DVSCCL-253P-SW_nowallplate.jpeg | [47 empty] | 0 | 0 | 0 | [6 empty] | 0 | 1 | 1 | EA | 1 | Lighting Controls | [7 empty] | White | [19 empty] | Dimmers | [242 empty] | <a href="https://www.lutron.com/TechnicalDocumentLibrary/0301882.pdf" target="_blank">Installation Instructions</a> | [23 empty] | 15.000 DW |  |  | 2.3000 IN | [89 empty] | 1.000 EA | 1.000 EA | [35 empty] | No | [42 empty] | https://www.lutron.com/TechnicalDocumentLibrary/369810_Diva%20250W%20C.L%20Dimmer_Spec%20Sub.pdf | [7 empty] | Shelf Stock | [13 empty] | <a href="https://www.lutron.com/TechnicalDocumentLibrary/368-4493_Page_5.pdf" target="_blank">Tech Drawing</a> | [25 empty] | 39122206 | [13 empty] | <a href="https://www.lutron.com/TechnicalDocumentLibrary/369-119_Wallbox_Warranty.pdf" target="_blank">Warranty Information</a> |  |  |  |  | 0.260 L | [14 empty] | 0 | 0 | 0 | 0 | Lighting Fixtures | 2016-07-15 15:05 | 2024-07-20 11:15 | 0000-00-00 00:00:00 | 2024-07-20 11:15 | 0000-00-00 00:00:00 | [6 empty] | Snow
1 | Lutron Electronics | DVSCCL-253P-BI | 4460-7180 | 4460 | 7180 | Lutron Electronics | Ecom_DVSCCL-253P-BI_nowallplate.jpeg | 784276092203 | DIVA CFL/LED BOX 250W BISCUIT | Diva satin dimmer for 250W CFL/LED, 600W inc/hal, or Lutron Hi-Lume A-Series LTE LED Driver in biscuit |  | 2.3 | 4.5 |  | Ecom_DVSCCL-253P-BI_nowallplate.jpeg | http://grandbrass.xologic.com/vendors/4460/large/Ecom_DVSCCL-253P-BI_nowallplate.jpeg | [47 empty] | 0 | 0 | 0 | [6 empty] | 0 | 1 | 1 | EA | 1 | Lighting Controls | [7 empty] | Brown | [19 empty] | Dimmers | [242 empty] | <a href="https://www.lutron.com/TechnicalDocumentLibrary/0301882.pdf" target="_blank">Installation Instructions</a> | [23 empty] | 15.000 DW |  |  | 2.3000 IN | [89 empty] | 1.000 EA | 1.000 EA | [35 empty] | No | [42 empty] | https://www.lutron.com/TechnicalDocumentLibrary/369810_Diva%20250W%20C.L%20Dimmer_Spec%20Sub.pdf | [7 empty] | Shelf Stock | [13 empty] | <a href="https://www.lutron.com/TechnicalDocumentLibrary/368-4493_Page_5.pdf" target="_blank">Tech Drawing</a> | [25 empty] | 39122206 | [13 empty] | <a href="https://www.lutron.com/TechnicalDocumentLibrary/369-119_Wallbox_Warranty.pdf" target="_blank">Warranty Information</a> |  |  |  |  | 0.260 L | [14 empty] | 0 | 0 | 0 | 0 | Lighting Fixtures | 2016-07-15 15:05 | 2024-07-20 11:20 | 0000-00-00 00:00:00 | 2024-07-20 11:20 | 0000-00-00 00:00:00 | [6 empty] | Biscuit
1 | Lutron Electronics | DVSCCL-253P-MN | 4460-7187 | 4460 | 7187 | Lutron Electronics | Ecom_DVSCCL-253P-MN_nowallplate.jpeg | 784276092272 | DIVA CFL/LED BOX 250W MIDNIGHT | Diva satin dimmer for 250W CFL/LED, 600W inc/hal, or Lutron Hi-Lume A-Series LTE LED Driver in midnight |  | 2.3 | 4.5 |  | Ecom_DVSCCL-253P-MN_nowallplate.jpeg | http://grandbrass.xologic.com/vendors/4460/large/Ecom_DVSCCL-253P-MN_nowallplate.jpeg | [47 empty] | 0 | 0 | 0 | [6 empty] | 0 | 1 | 1 | EA | 1 | Lighting Controls | [27 empty] | Dimmers | [242 empty] | <a href="https://www.lutron.com/TechnicalDocumentLibrary/0301882.pdf" target="_blank">Installation Instructions</a> | [23 empty] | 15.000 DW |  |  | 2.3000 IN | [89 empty] | 1.000 EA | 1.000 EA | [35 empty] | No | [42 empty] | https://www.lutron.com/TechnicalDocumentLibrary/369810_Diva%20250W%20C.L%20Dimmer_Spec%20Sub.pdf | [7 empty] | Shelf Stock | [13 empty] | <a href="https://www.lutron.com/TechnicalDocumentLibrary/368-4493_Page_5.pdf" target="_blank">Tech Drawing</a> | [25 empty] | 39122206 | [13 empty] | <a href="https://www.lutron.com/TechnicalDocumentLibrary/369-119_Wallbox_Warranty.pdf" target="_blank">Warranty Information</a> |  |  |  |  | 0.260 L | [14 empty] | 0 | 0 | 0 | 0 | Lighting Fixtures | 2016-07-15 15:05 | 2024-07-20 11:16 | 0000-00-00 00:00:00 | 2024-07-20 11:16 | 0000-00-00 00:00:00 | [6 empty] | Midnight
1 | Lutron Electronics | DVSCCL-253P-TP | 4460-7196 | 4460 | 7196 | Lutron Electronics | Ecom_DVSCCL-253P-TP_nowallplate.jpeg | 784276092364 | DIVA CFL/LED BOX 250W TAUPE | Diva satin dimmer for 250W CFL/LED, 600W inc/hal, or Lutron Hi-Lume A-Series LTE LED Driver in taupe |  | 2.3 | 4.5 |  | Ecom_DVSCCL-253P-TP_nowallplate.jpeg | http://grandbrass.xologic.com/vendors/4460/large/Ecom_DVSCCL-253P-TP_nowallplate.jpeg | [47 empty] | 0 | 0 | 0 | [6 empty] | 0 | 1 | 1 | EA | 1 | Lighting Controls | [27 empty] | Dimmers | [242 empty] | <a href="https://www.lutron.com/TechnicalDocumentLibrary/0301882.pdf" target="_blank">Installation Instructions</a> | [23 empty] | 15.000 DW |  |  | 2.3000 IN | [89 empty] | 1.000 EA | 1.000 EA | [35 empty] | No | [42 empty] | https://www.lutron.com/TechnicalDocumentLibrary/369810_Diva%20250W%20C.L%20Dimmer_Spec%20Sub.pdf | [7 empty] | Shelf Stock | [13 empty] | <a href="https://www.lutron.com/TechnicalDocumentLibrary/368-4493_Page_5.pdf" target="_blank">Tech Drawing</a> | [25 empty] | 39122206 | [13 empty] | <a href="https://www.lutron.com/TechnicalDocumentLibrary/369-119_Wallbox_Warranty.pdf" target="_blank">Warranty Information</a> |  |  |  |  | 0.260 L | [14 empty] | 0 | 0 | 0 | 0 | Lighting Fixtures | 2016-07-15 15:05 | 2024-07-20 11:43 | 0000-00-00 00:00:00 | 2024-07-20 11:43 | 0000-00-00 00:00:00 | [6 empty] | Taupe
1 | Lutron Electronics | MS-Z101-V-BI | 4460-7200 | 4460 | 7200 | Lutron Electronics | Ecom_MS-Z101-BI_NoWallPlate.jpeg?w=1500 | 784276100229 | 0-10V DIMMER SENSOR VAC BISCUIT | Maestro 0-10V dimmer vacancy sensor, passive infrared, 8A fluorescent ballast or LED driver, 120-277V, in biscuit |  | 3.4 | 4.6 | [50 empty] | 0 | 0 | 0 | [6 empty] | 0 | 1 | 1 | EA | 1 | Lighting Controls | [7 empty] | Brown | [19 empty] | Other Lighting Controls | [242 empty] | <a href="https://www.lutron.com/TechnicalDocumentLibrary/032504.pdf" target="_blank">Installation Instructions</a> | [23 empty] | 90.000 DW |  |  | 2.3000 IN | [89 empty] | 1.000 EA | 1.000 EA | [35 empty] | No | [42 empty] | https://www.lutron.com/TechnicalDocumentLibrary/369833.pdf | [7 empty] | Shelf Stock | [13 empty] | <a href="https://www.lutron.com/TechnicalDocumentLibrary/368-4493_Page_62.pdf" target="_blank">Tech Drawing</a> | [25 empty] | 39122236 | [6 empty] | <a href="https://lutron.widen.net/content/ljl01nfr11/mp4/In-wall-sensors_2021.mp4?w=2048" target="_blank">Product Video Clip</a> | [6 empty] | <a href="https://www.lutron.com/TechnicalDocumentLibrary/Sensor_Warranty.pdf" target="_blank">Warranty Information</a> |  |  |  |  | 0.300 L | [14 empty] | 0 | 0 | 0 | 0 | Lighting Fixtures | 2016-07-15 15:05 | 2024-07-20 11:20 | 0000-00-00 00:00:00 | 2024-07-20 11:20 | 0000-00-00 00:00:00 | [6 empty] | Biscuit
1 | Lutron Electronics | MS-Z101-V-GR | 4460-7201 | 4460 | 7201 | Lutron Electronics | Ecom_MS-Z101-GR_NoWallPlate.jpeg?w=1500 | 784276100175 | 0-10V DIMMER SENSOR VAC GRAY | Maestro 0-10V dimmer vacancy sensor, passive infrared, 8A fluorescent ballast or LED driver, 120-277V, in gray |  | 3.4 | 4.6 | [50 empty] | 0 | 0 | 0 | [6 empty] | 0 | 1 | 1 | EA | 1 | Lighting Controls | [7 empty] | Gray | [19 empty] | Other Lighting Controls | [242 empty] | <a href="https://www.lutron.com/TechnicalDocumentLibrary/032504.pdf" target="_blank">Installation Instructions</a> | [23 empty] | 90.000 DW |  |  | 2.3000 IN | [89 empty] | 1.000 EA | 1.000 EA | [35 empty] | No | [42 empty] | https://www.lutron.com/TechnicalDocumentLibrary/369833.pdf | [7 empty] | Shelf Stock | [13 empty] | <a href="https://www.lutron.com/TechnicalDocumentLibrary/368-4493_Page_62.pdf" target="_blank">Tech Drawing</a> | [25 empty] | 39122236 | [6 empty] | <a href="https://lutron.widen.net/content/ljl01nfr11/mp4/In-wall-sensors_2021.mp4?w=2048" target="_blank">Product Video Clip</a> | [6 empty] | <a href="https://www.lutron.com/TechnicalDocumentLibrary/Sensor_Warranty.pdf" target="_blank">Warranty Information</a> |  |  |  |  | 0.300 L | [14 empty] | 0 | 0 | 0 | 0 | Lighting Fixtures | 2016-07-15 15:05 | 2024-07-20 11:15 | 0000-00-00 00:00:00 | 2024-07-20 11:15 | 0000-00-00 00:00:00 | [6 empty] | Gray
1 | Lutron Electronics | MS-Z101-LA | 4460-7205 | 4460 | 7205 | Lutron Electronics | Ecom_MS-Z101-LA_NoWallPlate.jpeg?w=1500 | 784276099851 | 0-10V DIMMER SENSOR LIGHT ALMOND | Maestro 0-10V dimmer occupancy/vacancy sensor, passive infrared, 8A fluorescent ballast or LED driver, 120-277V, in light almond |  | 3.4 | 4.5 | [50 empty] | 0 | 0 | 0 | [6 empty] | 0 | 1 | 1 | EA | 1 | Lighting Controls | [27 empty] | Other Lighting Controls | [242 empty] | <a href="https://www.lutron.com/TechnicalDocumentLibrary/032504.pdf" target="_blank">Installation Instructions</a> | [23 empty] | 40.000 DW |  |  | 2.4000 IN | [89 empty] | 1.000 EA | 1.000 EA | [35 empty] | No | [42 empty] | https://www.lutron.com/TechnicalDocumentLibrary/369833.pdf | [7 empty] | Shelf Stock | [13 empty] | <a href="https://www.lutron.com/TechnicalDocumentLibrary/368-4493_Page_62.pdf" target="_blank">Tech Drawing</a> | [25 empty] | 39122236 | [6 empty] | <a href="https://lutron.widen.net/content/ljl01nfr11/mp4/In-wall-sensors_2021.mp4?w=2048" target="_blank">Product Video Clip</a> | [6 empty] | <a href="https://www.lutron.com/TechnicalDocumentLibrary/Sensor_Warranty.pdf" target="_blank">Warranty Information</a> |  |  |  |  | 0.450 L | [14 empty] | 0 | 0 | 0 | 0 | Lighting Fixtures | 2016-07-15 15:05 | 2024-07-20 11:16 | 0000-00-00 00:00:00 | 2024-07-20 11:16 | 0000-00-00 00:00:00
1 | Lutron Electronics | PJ2-4B-GWH-L21 | 4460-7211 | 4460 | 7211 | Lutron Electronics | PJ2-4B-GWH-L21P.jpeg?w=1500 | 784276091596 | PICO 4B 2 GROUP LIGHT CONTROL WH | Pico Wireless Control, 4-button, 434 MHz, 2 group control of lights, in white |  | 2.3 | 4.5 | [50 empty] | 0 | 0 | 0 | [6 empty] | 0 | 1 | 1 | EA | 1 | Lighting Controls | [27 empty] | Other Lighting Controls | [242 empty] | <a href="https://www.lutron.com/TechnicalDocumentLibrary/041481.pdf" target="_blank">Installation Instructions</a> | [23 empty] | 10.000 DW |  |  | 2.3000 IN | [89 empty] | 1.000 EA | 1.000 EA | [35 empty] | No | [42 empty] | https://www.lutron.com/TechnicalDocumentLibrary/369847.pdf | [7 empty] | Shelf Stock | [39 empty] | 52161525 | [6 empty] | <a href="https://lutron.widen.net/content/fomoe9knmc/MP4/Ecom_PicoBenefits_video.MP4?w=2048" target="_blank">Product Video Clip</a> | [6 empty] | <a href="https://www.lutron.com/TechnicalDocumentLibrary/369-119_Wallbox_Warranty.pdf" target="_blank">Warranty Information</a> |  |  |  |  | 0.100 L | [14 empty] | 0 | 0 | 0 | 0 | Lighting Fixtures | 2016-07-15 15:06 | 2024-07-20 11:18 | 0000-00-00 00:00:00 | 2024-07-20 11:18 | 0000-00-00 00:00:00
1 | Lutron Electronics | FC-SENSOR | 4460-7213 | 4460 | 7213 | Lutron Electronics | FC-SENSOR.jpg | 784276100816 | FIXTURE SENSOR | PowPak occupancy fixture sensor mounts to the ceiling or a fixture to determine passive infrared occupancy |  | 3.5 | 4.5 |  | FC-SENSOR.jpg | http://grandbrass.xologic.com/vendors/4460/large/FC-SENSOR.jpg | [47 empty] | 0 | 0 | 0 | [6 empty] | 0 | 1 | 1 | EA | 1 | Lighting Controls | [27 empty] | Other Lighting Controls | [242 empty] | <a href="https://www.lutron.com/TechnicalDocumentLibrary/041490.pdf" target="_blank">Installation Instructions</a> | [23 empty] | 10.000 DW |  |  | 2.2500 IN | [89 empty] | 1.000 EA | 1.000 EA | [35 empty] | No | [42 empty] | https://www.lutron.com/TechnicalDocumentLibrary/369918_CAN.pdf | [7 empty] | Shelf Stock | [39 empty] | 39122230 | [13 empty] | <a href="https://www.lutron.com/TechnicalDocumentLibrary/Sensor_Warranty.pdf" target="_blank">Warranty Information</a> |  |  |  |  | 0.300 L | [14 empty] | 0 | 0 | 0 | 0 | Lighting Fixtures | 2016-07-15 15:06 | 2024-07-20 11:18 | 0000-00-00 00:00:00 | 2024-07-20 11:18 | 0000-00-00 00:00:00
1 | Lutron Electronics | DVSCSTV-TP | 4460-7214 | 4460 | 7214 | Lutron Electronics | DVSCSTV-TP.jpg | 784276099813 | DIVA 0-10 W/SWITCHING BOX TAUPE | Diva Dimmer - Satin Finish, Fluorescent or LED Dimming with 0-10V Ballasts and Drivers, Single-pole/3-way, 120-277V/50mA/8A in taupe |  | 2.3 | 4.5 |  | DVSCSTV-TP.jpg | http://grandbrass.xologic.com/vendors/4460/large/DVSCSTV-TP.jpg | [47 empty] | 0 | 0 | 0 | [6 empty] | 0 | 1 | 1 | EA | 1 | Lighting Controls | [27 empty] | Dimmers | [242 empty] | <a href="https://www.lutron.com/TechnicalDocumentLibrary/0301973.pdf" target="_blank">Installation Instructions</a> | [23 empty] | 10.000 DW |  |  | 2.3000 IN | [89 empty] | 1.000 EA | 1.000 EA | [35 empty] | No | [42 empty] | https://www.lutron.com/TechnicalDocumentLibrary/369147_SPA.pdf | [7 empty] | Shelf Stock | [13 empty] | <a href="https://www.lutron.com/TechnicalDocumentLibrary/368-4493_Page_50.pdf" target="_blank">Tech Drawing</a> | [25 empty] | 39122206 | [6 empty] | <a href="https://www.lutron.com/Education-Training/Tools/Pages/InstallDimmer.aspx?syst=Dimmers+%26+Switches&prodn=Diva%c2%ae+dimmer+%26+switch" target="_blank">Product Video Clip</a> | [6 empty] | <a href="https://www.lutron.com/TechnicalDocumentLibrary/369-119_Wallbox_Warranty.pdf" target="_blank">Warranty Information</a> |  |  |  |  | 0.260 L | [14 empty] | 0 | 0 | 0 | 0 | Lighting Fixtures | 2016-07-15 15:06 | 2024-07-20 11:15 | 0000-00-00 00:00:00 | 2024-07-20 11:15 | 0000-00-00 00:00:00 | [6 empty] | Taupe
1 | Lutron Electronics | RT-GRDW | 4460-7218 | 4460 | 7218 | Lutron Electronics | RT-GRDW.jpg | 784276101493 | GRAFIK T ACC DIMMER RA2 | RadioRA 2 GRAFIK T Companion device for multi-location use, 120V |  | 2.3 | 4.5 |  | RT-GRDW.jpg | http://grandbrass.xologic.com/vendors/4460/large/RT-GRDW.jpg | [47 empty] | 0 | 0 | 0 | [6 empty] | 0 | 1 | 1 | EA | 1 | Specialty Items | [7 empty] | Gray | [19 empty] | Lighting Accessories | [242 empty] | <a href="https://www.lutron.com/TechnicalDocumentLibrary/0301797.pdf" target="_blank">Installation Instructions</a> | [23 empty] | 10.000 DW |  |  | 2.3000 IN | [89 empty] | 1.000 EA | 1.000 EA | [35 empty] | No | [42 empty] | https://www.lutron.com/TechnicalDocumentLibrary/369830_FRE.pdf | [7 empty] | Shelf Stock | [13 empty] | <a href="https://www.lutron.com/TechnicalDocumentLibrary/368-4493_Page_73.pdf" target="_blank">Tech Drawing</a> | [25 empty] | 39122221 | [13 empty] | <a href="https://www.lutron.com/TechnicalDocumentLibrary/043492.pdf" target="_blank">Warranty Information</a> |  |  |  |  | 0.250 L | [14 empty] | 0 | 0 | 0 | 0 | Lighting Fixtures | 2016-07-15 15:06 | 2024-07-20 11:20 | 0000-00-00 00:00:00 | 2024-07-20 11:20 | 0000-00-00 00:00:00
1 | Lutron Electronics | DVSTV-BL | 4460-7221 | 4460 | 7221 | Lutron Electronics | Ecom_DVSTV-BL_NoWallplate.jpeg | 784276099578 | DIVA 0-10 W/SWITCHING BOX BLACK | Diva Dimmer - Gloss Finish, Fluorescent or LED Dimming with 0-10V Ballasts and Drivers, Single-pole/3-way, 120-277V/50mA/8A in black |  | 2.3 | 4.5 |  | Ecom_DVSTV-BL_NoWallplate.jpeg | http://grandbrass.xologic.com/vendors/4460/large/Ecom_DVSTV-BL_NoWallplate.jpeg | [47 empty] | 0 | 0 | 0 | [6 empty] | 0 | 1 | 1 | EA | 1 | Lighting Controls | [7 empty] | Black | [19 empty] | Dimmers | [242 empty] | <a href="https://www.lutron.com/TechnicalDocumentLibrary/0301973.pdf" target="_blank">Installation Instructions</a> | [23 empty] | 10.000 DW |  |  | 2.3000 IN | [89 empty] | 1.000 EA | 1.000 EA | [35 empty] | No | [42 empty] | https://www.lutron.com/TechnicalDocumentLibrary/369147_SPA.pdf | [7 empty] | Shelf Stock | [13 empty] | <a href="https://www.lutron.com/TechnicalDocumentLibrary/368-4493_Page_50.pdf" target="_blank">Tech Drawing</a> | [25 empty] | 39122206 | [6 empty] | <a href="https://www.lutron.com/Education-Training/Tools/Pages/InstallDimmer.aspx?syst=Dimmers+%26+Switches&prodn=Diva%c2%ae+dimmer+%26+switch" target="_blank">Product Video Clip</a> | [6 empty] | <a href="https://www.lutron.com/TechnicalDocumentLibrary/369-119_Wallbox_Warranty.pdf" target="_blank">Warranty Information</a> |  |  |  |  | 0.260 L | [14 empty] | 0 | 0 | 0 | 0 | Lighting Fixtures | 2016-07-15 15:06 | 2024-07-20 11:20 | 0000-00-00 00:00:00 | 2024-07-20 11:20 | 0000-00-00 00:00:00 | [6 empty] | Black
1 | Lutron Electronics | PJ2-4B-GIV-L01 | 4460-7224 | 4460 | 7224 | Lutron Electronics | PJ2-4B-GIV-L01P.jpeg?w=1500 | 784276091428 | PICO 4B ZONE LIGHT CONTROL IV | Pico Wireless Control, 4-button, 434 MHz, zone control of lights, standard engraving, in ivory |  | 2.5 | 0.4 | [50 empty] | 0 | 0 | 0 | [6 empty] | 0 | 1 | 1 | EA | 1 | Lighting Controls | [27 empty] | Other Lighting Controls | [242 empty] | <a href="https://www.lutron.com/TechnicalDocumentLibrary/041481.pdf" target="_blank">Installation Instructions</a> | [23 empty] | 10.000 DW |  |  | 3.8000 IN | [89 empty] | 1.000 EA | 1.000 EA | [35 empty] | No | [42 empty] | https://www.lutron.com/TechnicalDocumentLibrary/369847.pdf | [7 empty] | Shelf Stock | [39 empty] | 52161525 | [6 empty] | <a href="https://lutron.widen.net/content/fomoe9knmc/MP4/Ecom_PicoBenefits_video.MP4?w=2048" target="_blank">Product Video Clip</a> | [6 empty] | <a href="https://www.lutron.com/TechnicalDocumentLibrary/369-119_Wallbox_Warranty.pdf" target="_blank">Warranty Information</a> |  |  |  |  | 0.150 L | [14 empty] | 0 | 0 | 0 | 0 | Lighting Fixtures | 2016-07-15 15:06 | 2024-07-20 11:19 | 0000-00-00 00:00:00 | 2024-07-20 11:19 | 0000-00-00 00:00:00
1 | Lutron Electronics | DVSTV-BR | 4460-7225 | 4460 | 7225 | Lutron Electronics | Ecom_DVSTV-BR_NoWallplate.jpeg | 784276099585 | DIVA 0-10 W/SWITCHING BOX BROWN | Diva Dimmer - Gloss Finish, Fluorescent or LED Dimming with 0-10V Ballasts and Drivers, Single-pole/3-way, 120-277V/50mA/8A in brown |  | 2.3 | 4.5 |  | Ecom_DVSTV-BR_NoWallplate.jpeg | http://grandbrass.xologic.com/vendors/4460/large/Ecom_DVSTV-BR_NoWallplate.jpeg | [47 empty] | 0 | 0 | 0 | [6 empty] | 0 | 1 | 1 | EA | 1 | Lighting Controls | [7 empty] | Brown | [19 empty] | Dimmers | [242 empty] | <a href="https://www.lutron.com/TechnicalDocumentLibrary/0301973.pdf" target="_blank">Installation Instructions</a> | [23 empty] | 10.000 DW |  |  | 2.3000 IN | [89 empty] | 1.000 EA | 1.000 EA | [35 empty] | No | [42 empty] | https://www.lutron.com/TechnicalDocumentLibrary/369147_SPA.pdf | [7 empty] | Shelf Stock | [13 empty] | <a href="https://www.lutron.com/TechnicalDocumentLibrary/368-4493_Page_50.pdf" target="_blank">Tech Drawing</a> | [25 empty] | 39122206 | [6 empty] | <a href="https://www.lutron.com/Education-Training/Tools/Pages/InstallDimmer.aspx?syst=Dimmers+%26+Switches&prodn=Diva%c2%ae+dimmer+%26+switch" target="_blank">Product Video Clip</a> | [6 empty] | <a href="https://www.lutron.com/TechnicalDocumentLibrary/369-119_Wallbox_Warranty.pdf" target="_blank">Warranty Information</a> |  |  |  |  | 0.260 L | [14 empty] | 0 | 0 | 0 | 0 | Lighting Fixtures | 2016-07-15 15:06 | 2024-07-20 11:20 | 0000-00-00 00:00:00 | 2024-07-20 11:20 | 0000-00-00 00:00:00 | [6 empty] | Brown
1 | Lutron Electronics | PICO-CAR-CLIP | 4460-7233 | 4460 | 7233 | Lutron Electronics | PICO-CAR-CLIP.jpg | 784276072144 | PICO CAR VISOR CLIP | Car visor clip for Pico controls |  | 2.4 | 4.6 |  | PICO-CAR-CLIP.jpg | http://grandbrass.xologic.com/vendors/4460/large/PICO-CAR-CLIP.jpg | [47 empty] | 0 | 0 | 0 | [6 empty] | 0 | 1 | 1 | EA | 1 | Specialty Items | [27 empty] | Lighting Accessories | [242 empty] | <a href="https://www.lutron.com/TechnicalDocumentLibrary/031398.pdf" target="_blank">Installation Instructions</a> | [23 empty] | 10.000 DW |  |  | 2.4000 IN | [89 empty] | 1.000 EA | 1.000 EA | [35 empty] | No | [42 empty] | https://www.lutron.com/TechnicalDocumentLibrary/369612.pdf | [7 empty] | Shelf Stock | [39 empty] | 39122221 | [13 empty] | <a href="https://www.lutron.com/TechnicalDocumentLibrary/369-119_Wallbox_Warranty.pdf" target="_blank">Warranty Information</a> |  |  |  |  | 0.100 L | [14 empty] | 0 | 0 | 0 | 0 | Lighting Fixtures | 2016-07-15 15:06 | 2024-07-20 11:20 | 0000-00-00 00:00:00 | 2024-07-20 11:20 | 0000-00-00 00:00:00
1 | Lutron Electronics | MS-Z101-BR | 4460-7237 | 4460 | 7237 | Lutron Electronics | Ecom_MS-Z101-BR_NoWallPlate.jpeg?w=1500 | 784276099899 | 0-10V DIMMER SENSOR BROWN | Maestro 0-10V dimmer occupancy/vacancy sensor, passive infrared, 8A fluorescent ballast or LED driver, 120-277V, in brown |  | 3.4 | 4.5 | [50 empty] | 0 | 0 | 0 | [6 empty] | 0 | 1 | 1 | EA | 1 | Lighting Controls | [7 empty] | Brown | [19 empty] | Other Lighting Controls | [242 empty] | <a href="https://www.lutron.com/TechnicalDocumentLibrary/032504.pdf" target="_blank">Installation Instructions</a> | [23 empty] | 90.000 DW |  |  | 2.4000 IN | [89 empty] | 1.000 EA | 1.000 EA | [35 empty] | No | [42 empty] | https://www.lutron.com/TechnicalDocumentLibrary/369833.pdf | [7 empty] | Shelf Stock | [13 empty] | <a href="https://www.lutron.com/TechnicalDocumentLibrary/368-4493_Page_62.pdf" target="_blank">Tech Drawing</a> | [25 empty] | 39122236 | [6 empty] | <a href="https://lutron.widen.net/content/ljl01nfr11/mp4/In-wall-sensors_2021.mp4?w=2048" target="_blank">Product Video Clip</a> | [6 empty] | <a href="https://www.lutron.com/TechnicalDocumentLibrary/Sensor_Warranty.pdf" target="_blank">Warranty Information</a> |  |  |  |  | 0.450 L | [14 empty] | 0 | 0 | 0 | 0 | Lighting Fixtures | 2016-07-15 15:06 | 2024-07-20 11:16 | 0000-00-00 00:00:00 | 2024-07-20 11:16 | 0000-00-00 00:00:00 | [6 empty] | Brown
1 | Lutron Electronics | PJ2-4B-GBL-L21 | 4460-7238 | 4460 | 7238 | Lutron Electronics | PJ2-4B-GBL-L21P.jpeg?w=1500 | 784276091626 | PICO 4B 2 GROUP LIGHT CONTROL BL | Pico Wireless Control, 4-button, 434 MHz, 2 group control of lights, in black |  | 2.3 | 4.5 | [50 empty] | 0 | 0 | 0 | [6 empty] | 0 | 1 | 1 | EA | 1 | Lighting Controls | [27 empty] | Other Lighting Controls | [242 empty] | <a href="https://www.lutron.com/TechnicalDocumentLibrary/041481.pdf" target="_blank">Installation Instructions</a> | [23 empty] | 15.000 DW |  |  | 2.3000 IN | [89 empty] | 1.000 EA | 1.000 EA | [35 empty] | No | [42 empty] | https://www.lutron.com/TechnicalDocumentLibrary/369847.pdf | [7 empty] | Shelf Stock | [39 empty] | 52161525 | [6 empty] | <a href="https://lutron.widen.net/content/fomoe9knmc/MP4/Ecom_PicoBenefits_video.MP4?w=2048" target="_blank">Product Video Clip</a> | [6 empty] | <a href="https://www.lutron.com/TechnicalDocumentLibrary/369-119_Wallbox_Warranty.pdf" target="_blank">Warranty Information</a> |  |  |  |  | 0.100 L | [14 empty] | 0 | 0 | 0 | 0 | Lighting Fixtures | 2016-07-15 15:06 | 2024-07-20 11:27 | 0000-00-00 00:00:00 | 2024-07-20 11:27 | 0000-00-00 00:00:00
1 | Lutron Electronics | MS-Z101-V-PD | 4460-7239 | 4460 | 7239 | Lutron Electronics | Ecom_MS-Z101-PD_NoWallPlate.jpeg?w=1500 | 784276100243 | 0-10V DIMMER SENSOR VAC PALLADIUM | Maestro 0-10V dimmer vacancy sensor, passive infrared, 8A fluorescent ballast or LED driver, 120-277V, in palladium |  | 3.4 | 4.6 | [50 empty] | 0 | 0 | 0 | [6 empty] | 0 | 1 | 1 | EA | 1 | Lighting Controls | [27 empty] | Other Lighting Controls | [242 empty] | <a href="https://www.lutron.com/TechnicalDocumentLibrary/032504.pdf" target="_blank">Installation Instructions</a> | [23 empty] | 90.000 DW |  |  | 2.3000 IN | [89 empty] | 1.000 EA | 1.000 EA | [35 empty] | No | [42 empty] | https://www.lutron.com/TechnicalDocumentLibrary/369833.pdf | [7 empty] | Shelf Stock | [13 empty] | <a href="https://www.lutron.com/TechnicalDocumentLibrary/368-4493_Page_62.pdf" target="_blank">Tech Drawing</a> | [25 empty] | 39122236 | [6 empty] | <a href="https://lutron.widen.net/content/ljl01nfr11/mp4/In-wall-sensors_2021.mp4?w=2048" target="_blank">Product Video Clip</a> | [6 empty] | <a href="https://www.lutron.com/TechnicalDocumentLibrary/Sensor_Warranty.pdf" target="_blank">Warranty Information</a> |  |  |  |  | 0.300 L | [14 empty] | 0 | 0 | 0 | 0 | Lighting Fixtures | 2016-07-15 15:06 | 2024-07-20 11:20 | 0000-00-00 00:00:00 | 2024-07-20 11:20 | 0000-00-00 00:00:00 | [6 empty] | Palladium
1 | Lutron Electronics | MS-Z101-SW | 4460-7242 | 4460 | 7242 | Lutron Electronics | Ecom_MS-Z101-SW_NoWallPlate.jpeg?w=1500 | 784276099912 | 0-10V DIMMER SENSOR SNOW | Maestro 0-10V dimmer occupancy/vacancy sensor, passive infrared, 8A fluorescent ballast or LED driver, 120-277V, in snow |  | 3.4 | 4.5 | [50 empty] | 0 | 0 | 0 | [6 empty] | 0 | 1 | 1 | EA | 1 | Lighting Controls | [27 empty] | Other Lighting Controls | [242 empty] | <a href="https://www.lutron.com/TechnicalDocumentLibrary/032504.pdf" target="_blank">Installation Instructions</a> | [23 empty] | 40.000 DW |  |  | 2.2500 IN | [89 empty] | 1.000 EA | 1.000 EA | [35 empty] | No | [42 empty] | https://www.lutron.com/TechnicalDocumentLibrary/369833.pdf | [7 empty] | Shelf Stock | [13 empty] | <a href="https://www.lutron.com/TechnicalDocumentLibrary/368-4493_Page_62.pdf" target="_blank">Tech Drawing</a> | [25 empty] | 39122236 | [6 empty] | <a href="https://lutron.widen.net/content/ljl01nfr11/mp4/In-wall-sensors_2021.mp4?w=2048" target="_blank">Product Video Clip</a> | [6 empty] | <a href="https://www.lutron.com/TechnicalDocumentLibrary/Sensor_Warranty.pdf" target="_blank">Warranty Information</a> |  |  |  |  | 0.330 L | [14 empty] | 0 | 0 | 0 | 0 | Lighting Fixtures | 2016-07-15 15:07 | 2024-07-20 11:16 | 0000-00-00 00:00:00 | 2024-07-20 11:16 | 0000-00-00 00:00:00 | [6 empty] | Snow
1 | Lutron Electronics | MS-Z101-V-TP | 4460-7248 | 4460 | 7248 | Lutron Electronics | Ecom_MS-Z101-TP_NoWallPlate.jpeg?w=1500 | 784276100250 | 0-10V DIMMER SENSOR VAC TAUPE | Maestro 0-10V dimmer vacancy sensor, passive infrared, 8A fluorescent ballast or LED driver, 120-277V, in taupe |  | 3.4 | 4.6 | [50 empty] | 0 | 0 | 0 | [6 empty] | 0 | 1 | 1 | EA | 1 | Lighting Controls | [27 empty] | Other Lighting Controls | [242 empty] | <a href="https://www.lutron.com/TechnicalDocumentLibrary/032504.pdf" target="_blank">Installation Instructions</a> | [23 empty] | 90.000 DW |  |  | 2.3000 IN | [89 empty] | 1.000 EA | 1.000 EA | [35 empty] | No | [42 empty] | https://www.lutron.com/TechnicalDocumentLibrary/369833.pdf | [7 empty] | Shelf Stock | [13 empty] | <a href="https://www.lutron.com/TechnicalDocumentLibrary/368-4493_Page_62.pdf" target="_blank">Tech Drawing</a> | [25 empty] | 39122236 | [6 empty] | <a href="https://lutron.widen.net/content/ljl01nfr11/mp4/In-wall-sensors_2021.mp4?w=2048" target="_blank">Product Video Clip</a> | [6 empty] | <a href="https://www.lutron.com/TechnicalDocumentLibrary/Sensor_Warranty.pdf" target="_blank">Warranty Information</a> |  |  |  |  | 0.300 L | [14 empty] | 0 | 0 | 0 | 0 | Lighting Fixtures | 2016-07-15 15:07 | 2024-07-20 11:19 | 0000-00-00 00:00:00 | 2024-07-20 11:19 | 0000-00-00 00:00:00 | [6 empty] | Taupe
1 | Lutron Electronics | DVSTV-LA | 4460-7249 | 4460 | 7249 | Lutron Electronics | Ecom_DVSTV-LA_NoWallplate.jpeg | 784276099615 | DIVA 0-10 W/SWITCHING BOX LIGHT ALMOND | Diva Dimmer - Gloss Finish, Fluorescent or LED Dimming with 0-10V Ballasts and Drivers, Single-pole/3-way, 120-277V/50mA/8A in light almond |  | 2.3 | 4.5 |  | Ecom_DVSTV-LA_NoWallplate.jpeg | http://grandbrass.xologic.com/vendors/4460/large/Ecom_DVSTV-LA_NoWallplate.jpeg | [47 empty] | 0 | 0 | 0 | [6 empty] | 0 | 1 | 1 | EA | 1 | Lighting Controls | [27 empty] | Dimmers | [242 empty] | <a href="https://www.lutron.com/TechnicalDocumentLibrary/0301973.pdf" target="_blank">Installation Instructions</a> | [23 empty] | 10.000 DW |  |  | 2.3000 IN | [89 empty] | 1.000 EA | 1.000 EA | [35 empty] | No | [42 empty] | https://www.lutron.com/TechnicalDocumentLibrary/369147_SPA.pdf | [7 empty] | Shelf Stock | [13 empty] | <a href="https://www.lutron.com/TechnicalDocumentLibrary/368-4493_Page_50.pdf" target="_blank">Tech Drawing</a> | [25 empty] | 39122206 | [6 empty] | <a href="https://www.lutron.com/Education-Training/Tools/Pages/InstallDimmer.aspx?syst=Dimmers+%26+Switches&prodn=Diva%c2%ae+dimmer+%26+switch" target="_blank">Product Video Clip</a> | [6 empty] | <a href="https://www.lutron.com/TechnicalDocumentLibrary/369-119_Wallbox_Warranty.pdf" target="_blank">Warranty Information</a> |  |  |  |  | 0.260 L | [14 empty] | 0 | 0 | 0 | 0 | Lighting Fixtures | 2016-07-15 15:07 | 2024-07-20 11:20 | 0000-00-00 00:00:00 | 2024-07-20 11:20 | 0000-00-00 00:00:00
4 | Lutron Electronics | CARS-15-TR-WH | 4460-7252 | 4460 | 7252 | Lutron Electronics | Ecom_CARS-15-TR-WH_nowallplate.jpeg | 27557618267 | CA 15A TAMPER RESIST RECP WHITE | Lutron Claro Tamper-Resistant Duplex Receptacle, 15 Amp, White |  | 2.3 | 4.6 |  | Ecom_CARS-15-TR-WH_nowallplate.jpeg | http://grandbrass.xologic.com/vendors/4460/large/Ecom_CARS-15-TR-WH_nowallplate.jpeg | [47 empty] | 0 | 0 | 0 | [6 empty] | 0 | 1 | 1 | EA | 1 | Lighting Controls |  |  | Electrical Distribution Equipment |  | Receptacles |  | Electrical Receptacles | White | [16 empty] | Traditional |  |  | Other Lighting Controls | [242 empty] | <a href="https://www.lutron.com/TechnicalDocumentLibrary/0301636.pdf" target="_blank">Installation Instructions</a> | [23 empty] | 35.000 DW |  |  | 2.3000 IN | [89 empty] | 1.000 EA | 1.000 EA | [35 empty] | No | [42 empty] | https://www.lutron.com/technicaldocumentlibrary/spec%20guide%20volume%201%20with%20addendums.pdf#page=24 | [7 empty] | Shelf Stock | [13 empty] | <a href="https://www.lutron.com/TechnicalDocumentLibrary/368-4493_Page_5.pdf" target="_blank">Tech Drawing</a> | [25 empty] | 39121406 | [13 empty] | <a href="https://www.lutron.com/TechnicalDocumentLibrary/369-119_Wallbox_Warranty.pdf" target="_blank">Warranty Information</a> |  |  |  |  | 0.150 L | [14 empty] | 0 | 0 | 0 | 0 | Electrical | 2016-07-15 15:07 | 2024-07-20 11:20 | 0000-00-00 00:00:00 | 2025-11-29 02:00 | 0000-00-00 00:00:00 | [6 empty] | White
1 | Lutron Electronics | PJ2-4B-GIV-L21 | 4460-7254 | 4460 | 7254 | Lutron Electronics | PJ2-4B-GIV-L21P.jpeg?w=1500 | 784276091619 | PICO 4B 2 GROUP LIGHT CONTROL IV | Pico Wireless Control, 4-button, 434 MHz, 2 group control of lights, in ivory |  | 2.25 | 4.5 | [50 empty] | 0 | 0 | 0 | [6 empty] | 0 | 1 | 1 | EA | 1 | Lighting Controls | [27 empty] | Other Lighting Controls | [242 empty] | <a href="https://www.lutron.com/TechnicalDocumentLibrary/041481.pdf" target="_blank">Installation Instructions</a> | [23 empty] | 10.000 DW |  |  | 2.2500 IN | [89 empty] | 1.000 EA | 1.000 EA | [35 empty] | No | [42 empty] | https://www.lutron.com/TechnicalDocumentLibrary/369847.pdf | [7 empty] | Shelf Stock | [39 empty] | 52161525 | [6 empty] | <a href="https://lutron.widen.net/content/fomoe9knmc/MP4/Ecom_PicoBenefits_video.MP4?w=2048" target="_blank">Product Video Clip</a> | [6 empty] | <a href="https://www.lutron.com/TechnicalDocumentLibrary/369-119_Wallbox_Warranty.pdf" target="_blank">Warranty Information</a> |  |  |  |  | 0.100 L | [14 empty] | 0 | 0 | 0 | 0 | Lighting Fixtures | 2016-07-15 15:07 | 2024-07-20 11:19 | 0000-00-00 00:00:00 | 2024-07-20 11:19 | 0000-00-00 00:00:00
1 | Lutron Electronics | PJ2-4B-GBL-L31 | 4460-7258 | 4460 | 7258 | Lutron Electronics | PJ2-4B-BL-L31P.jpeg?w=1500 | 784276091541 | PICO 4B SCENE LIGHT CONTROL BL | Pico Wireless Control, 4-button, 434 MHz, scene control of lights, standard engraving, in black |  | 2.3 | 4.5 | [50 empty] | 0 | 0 | 0 | [6 empty] | 0 | 1 | 1 | EA | 1 | Lighting Controls | [27 empty] | Other Lighting Controls | [242 empty] | <a href="https://www.lutron.com/TechnicalDocumentLibrary/041481.pdf" target="_blank">Installation Instructions</a> | [23 empty] | 10.000 DW |  |  | 2.3000 IN | [89 empty] | 1.000 EA | 1.000 EA | [35 empty] | No | [42 empty] | https://www.lutron.com/TechnicalDocumentLibrary/369847.pdf | [7 empty] | Shelf Stock | [39 empty] | 52161525 | [6 empty] | <a href="https://lutron.widen.net/content/fomoe9knmc/MP4/Ecom_PicoBenefits_video.MP4?w=2048" target="_blank">Product Video Clip</a> | [6 empty] | <a href="https://www.lutron.com/TechnicalDocumentLibrary/369-119_Wallbox_Warranty.pdf" target="_blank">Warranty Information</a> |  |  |  |  | 0.100 L | [14 empty] | 0 | 0 | 0 | 0 | Lighting Fixtures | 2016-07-15 15:07 | 2024-07-20 11:21 | 0000-00-00 00:00:00 | 2024-07-20 11:21 | 0000-00-00 00:00:00
1 | Lutron Electronics | MS-Z101-MN | 4460-7263 | 4460 | 7263 | Lutron Electronics | Ecom_MS-Z101-MN_NoWallPlate.jpeg?w=1500 | 784276100106 | 0-10V DIMMER SENSOR MIDNIGHT | Maestro 0-10V dimmer occupancy/vacancy sensor, passive infrared, 8A fluorescent ballast or LED driver, 120-277V, in midnight |  | 3.4 | 4.5 | [50 empty] | 0 | 0 | 0 | [6 empty] | 0 | 1 | 1 | EA | 1 | Lighting Controls | [27 empty] | Other Lighting Controls | [242 empty] | <a href="https://www.lutron.com/TechnicalDocumentLibrary/032504.pdf" target="_blank">Installation Instructions</a> | [23 empty] | 90.000 DW |  |  | 2.4000 IN | [89 empty] | 1.000 EA | 1.000 EA | [35 empty] | No | [42 empty] | https://www.lutron.com/TechnicalDocumentLibrary/369833.pdf | [7 empty] | Shelf Stock | [13 empty] | <a href="https://www.lutron.com/TechnicalDocumentLibrary/368-4493_Page_62.pdf" target="_blank">Tech Drawing</a> | [25 empty] | 39122236 | [6 empty] | <a href="https://lutron.widen.net/content/ljl01nfr11/mp4/In-wall-sensors_2021.mp4?w=2048" target="_blank">Product Video Clip</a> | [6 empty] | <a href="https://www.lutron.com/TechnicalDocumentLibrary/Sensor_Warranty.pdf" target="_blank">Warranty Information</a> |  |  |  |  | 0.450 L | [14 empty] | 0 | 0 | 0 | 0 | Lighting Fixtures | 2016-07-15 15:07 | 2024-07-20 11:20 | 0000-00-00 00:00:00 | 2024-07-20 11:20 | 0000-00-00 00:00:00 | [6 empty] | Midnight
1 | Lutron Electronics | MS-Z101-V-AL | 4460-7264 | 4460 | 7264 | Lutron Electronics | Ecom_MS-Z101-AL_NoWallPlate.jpeg?w=1500 | 784276100168 | 0-10V DIMMER SENSOR VAC ALMOND | Maestro 0-10V dimmer vacancy sensor, passive infrared, 8A fluorescent ballast or LED driver, 120-277V, in almond |  | 3.4 | 4.6 | [50 empty] | 0 | 0 | 0 | [6 empty] | 0 | 1 | 1 | EA | 1 | Lighting Controls | [27 empty] | Other Lighting Controls | [242 empty] | <a href="https://www.lutron.com/TechnicalDocumentLibrary/032504.pdf" target="_blank">Installation Instructions</a> | [23 empty] | 90.000 DW |  |  | 2.3000 IN | [89 empty] | 1.000 EA | 1.000 EA | [35 empty] | No | [42 empty] | https://www.lutron.com/TechnicalDocumentLibrary/369833.pdf | [7 empty] | Shelf Stock | [13 empty] | <a href="https://www.lutron.com/TechnicalDocumentLibrary/368-4493_Page_62.pdf" target="_blank">Tech Drawing</a> | [25 empty] | 39122236 | [6 empty] | <a href="https://lutron.widen.net/content/ljl01nfr11/mp4/In-wall-sensors_2021.mp4?w=2048" target="_blank">Product Video Clip</a> | [6 empty] | <a href="https://www.lutron.com/TechnicalDocumentLibrary/Sensor_Warranty.pdf" target="_blank">Warranty Information</a> |  |  |  |  | 0.300 L | [14 empty] | 0 | 0 | 0 | 0 | Lighting Fixtures | 2016-07-15 15:07 | 2024-07-20 11:22 | 0000-00-00 00:00:00 | 2024-07-20 11:22 | 0000-00-00 00:00:00 | [6 empty] | Almond
1 | Lutron Electronics | MS-Z101-BI | 4460-7265 | 4460 | 7265 | Lutron Electronics | Ecom_MS-Z101-BI_NoWallPlate.jpeg?w=1500 | 784276099936 | 0-10V DIMMER SENSOR BISCUIT | Maestro 0-10V dimmer occupancy/vacancy sensor, passive infrared, 8A fluorescent ballast or LED driver, 120-277V, in biscuit |  | 3.4 | 4.5 | [50 empty] | 0 | 0 | 0 | [6 empty] | 0 | 1 | 1 | EA | 1 | Lighting Controls | [7 empty] | Brown | [19 empty] | Other Lighting Controls | [242 empty] | <a href="https://www.lutron.com/TechnicalDocumentLibrary/032504.pdf" target="_blank">Installation Instructions</a> | [23 empty] | 90.000 DW |  |  | 2.4000 IN | [89 empty] | 1.000 EA | 1.000 EA | [35 empty] | No | [42 empty] | https://www.lutron.com/TechnicalDocumentLibrary/369833.pdf | [7 empty] | Shelf Stock | [13 empty] | <a href="https://www.lutron.com/TechnicalDocumentLibrary/368-4493_Page_62.pdf" target="_blank">Tech Drawing</a> | [25 empty] | 39122236 | [6 empty] | <a href="https://lutron.widen.net/content/ljl01nfr11/mp4/In-wall-sensors_2021.mp4?w=2048" target="_blank">Product Video Clip</a> | [6 empty] | <a href="https://www.lutron.com/TechnicalDocumentLibrary/Sensor_Warranty.pdf" target="_blank">Warranty Information</a> |  |  |  |  | 0.450 L | [14 empty] | 0 | 0 | 0 | 0 | Lighting Fixtures | 2016-07-15 15:07 | 2024-07-20 11:20 | 0000-00-00 00:00:00 | 2024-07-20 11:20 | 0000-00-00 00:00:00 | [6 empty] | Biscuit
1 | Lutron Electronics | PJ2-4B-GIV-L31 | 4460-7269 | 4460 | 7269 | Lutron Electronics | PJ2-4B-GIV-L31.jpeg?w=1500 | 784276091534 | PICO 4B SCENE LIGHT CONTROL IV | Pico Wireless Control, 4-button, 434 MHz, scene control of lights, standard engraving, in ivory |  | 2.5 | 0.4 | [50 empty] | 0 | 0 | 0 | [6 empty] | 0 | 1 | 1 | EA | 1 | Lighting Controls | [27 empty] | Other Lighting Controls | [242 empty] | <a href="https://www.lutron.com/TechnicalDocumentLibrary/041481.pdf" target="_blank">Installation Instructions</a> | [23 empty] | 10.000 DW |  |  | 3.8000 IN | [89 empty] | 1.000 EA | 1.000 EA | [35 empty] | No | [42 empty] | https://www.lutron.com/TechnicalDocumentLibrary/369847.pdf | [7 empty] | Shelf Stock | [39 empty] | 52161525 | [6 empty] | <a href="https://lutron.widen.net/content/fomoe9knmc/MP4/Ecom_PicoBenefits_video.MP4?w=2048" target="_blank">Product Video Clip</a> | [6 empty] | <a href="https://www.lutron.com/TechnicalDocumentLibrary/369-119_Wallbox_Warranty.pdf" target="_blank">Warranty Information</a> |  |  |  |  | 0.150 L | [14 empty] | 0 | 0 | 0 | 0 | Lighting Fixtures | 2016-07-15 15:07 | 2024-07-20 11:19 | 0000-00-00 00:00:00 | 2024-07-20 11:19 | 0000-00-00 00:00:00
1 | Lutron Electronics | MS-Z101-IV | 4460-7272 | 4460 | 7272 | Lutron Electronics | Ecom_MS-Z101-IV_NoWallPlate.jpeg?w=1500 | 784276099868 | 0-10V DIMMER SENSOR IVORY | Maestro 0-10V dimmer occupancy/vacancy sensor, passive infrared, 8A fluorescent ballast or LED driver, 120-277V, in ivory |  | 3.4 | 4.5 | [50 empty] | 0 | 0 | 0 | [6 empty] | 0 | 1 | 1 | EA | 1 | Lighting Controls | [7 empty] | White | [19 empty] | Other Lighting Controls | [242 empty] | <a href="https://www.lutron.com/TechnicalDocumentLibrary/032504.pdf" target="_blank">Installation Instructions</a> | [23 empty] | 40.000 DW |  |  | 2.4000 IN | [89 empty] | 1.000 EA | 1.000 EA | [35 empty] | No | [42 empty] | https://www.lutron.com/TechnicalDocumentLibrary/369833.pdf | [7 empty] | Shelf Stock | [13 empty] | <a href="https://www.lutron.com/TechnicalDocumentLibrary/368-4493_Page_62.pdf" target="_blank">Tech Drawing</a> | [25 empty] | 39122236 | [6 empty] | <a href="https://lutron.widen.net/content/ljl01nfr11/mp4/In-wall-sensors_2021.mp4?w=2048" target="_blank">Product Video Clip</a> | [6 empty] | <a href="https://www.lutron.com/TechnicalDocumentLibrary/Sensor_Warranty.pdf" target="_blank">Warranty Information</a> |  |  |  |  | 0.450 L | [14 empty] | 0 | 0 | 0 | 0 | Lighting Fixtures | 2016-07-15 15:08 | 2024-07-20 11:21 | 0000-00-00 00:00:00 | 2024-07-20 11:21 | 0000-00-00 00:00:00 | [6 empty] | Ivory
1 | Lutron Electronics | MS-Z101-AL | 4460-7273 | 4460 | 7273 | Lutron Electronics | Ecom_MS-Z101-AL_NoWallPlate.jpeg?w=1500 | 784276099875 | 0-10V DIMMER SENSOR ALMOND | Maestro 0-10V dimmer occupancy/vacancy sensor, passive infrared, 8A fluorescent ballast or LED driver, 120-277V, in almond |  | 3.4 | 4.5 | [50 empty] | 0 | 0 | 0 | [6 empty] | 0 | 1 | 1 | EA | 1 | Lighting Controls | [27 empty] | Other Lighting Controls | [242 empty] | <a href="https://www.lutron.com/TechnicalDocumentLibrary/032504.pdf" target="_blank">Installation Instructions</a> | [23 empty] | 90.000 DW |  |  | 2.4000 IN | [89 empty] | 1.000 EA | 1.000 EA | [35 empty] | No | [42 empty] | https://www.lutron.com/TechnicalDocumentLibrary/369833.pdf | [7 empty] | Shelf Stock | [13 empty] | <a href="https://www.lutron.com/TechnicalDocumentLibrary/368-4493_Page_62.pdf" target="_blank">Tech Drawing</a> | [25 empty] | 39122236 | [6 empty] | <a href="https://lutron.widen.net/content/ljl01nfr11/mp4/In-wall-sensors_2021.mp4?w=2048" target="_blank">Product Video Clip</a> | [6 empty] | <a href="https://www.lutron.com/TechnicalDocumentLibrary/Sensor_Warranty.pdf" target="_blank">Warranty Information</a> |  |  |  |  | 0.450 L | [14 empty] | 0 | 0 | 0 | 0 | Lighting Fixtures | 2016-07-15 15:08 | 2024-07-20 11:17 | 0000-00-00 00:00:00 | 2024-07-20 11:17 | 0000-00-00 00:00:00 | [6 empty] | Almond
1 | Lutron Electronics | L-WIRECAGE-C | 4460-7275 | 4460 | 7275 | Lutron Electronics | L-WIRECAGE-C.jpg | 784276092487 | WIRE CAGE-CEILING SENSOR | Lutron heavy duty , coated, 9-gauge wire guards for LOS-CDT, LOS-CIR, and LOS-CUS sensors |  | 5.1 | 3.3 |  | L-WIRECAGE-C.jpg | http://grandbrass.xologic.com/vendors/4460/large/L-WIRECAGE-C.jpg | [47 empty] | 0 | 0 | 0 | [6 empty] | 0 | 1 | 1 | EA | 1 | Utility | [27 empty] | Utility Accessories | [242 empty] | <a href="https://www.lutron.com/TechnicalDocumentLibrary/041496.pdf" target="_blank">Installation Instructions</a> | [23 empty] | 2.000 DW |  |  | 5.7000 IN | [89 empty] | 1.000 EA | 1.000 EA | [35 empty] | No | [42 empty] | https://www.lutron.com/TechnicalDocumentLibrary/369822.pdf | [7 empty] | Shelf Stock | [39 empty] | 39111815 | [13 empty] | <a href="https://www.lutron.com/TechnicalDocumentLibrary/Sensor_Warranty.pdf" target="_blank">Warranty Information</a> |  |  |  |  | 0.750 L | [14 empty] | 0 | 0 | 0 | 0 | Lighting Fixtures | 2016-07-15 15:08 | 2024-07-20 11:20 | 0000-00-00 00:00:00 | 2024-07-20 11:20 | 0000-00-00 00:00:00
1 | Lutron Electronics | MS-Z101-HT | 4460-7280 | 4460 | 7280 | Lutron Electronics | Ecom_MS-Z101-HT_NoWallPlate.jpeg?w=1500 | 784276100083 | 0-10V DIMMER SENSOR HOT | Maestro 0-10V dimmer occupancy/vacancy sensor, passive infrared, 8A fluorescent ballast or LED driver, 120-277V, in hot |  | 3.4 | 4.5 | [50 empty] | 0 | 0 | 0 | [6 empty] | 0 | 1 | 1 | EA | 1 | Lighting Controls | [27 empty] | Other Lighting Controls | [242 empty] | <a href="https://www.lutron.com/TechnicalDocumentLibrary/032504.pdf" target="_blank">Installation Instructions</a> | [23 empty] | 40.000 DW |  |  | 2.4000 IN | [89 empty] | 1.000 EA | 1.000 EA | [35 empty] | No | [42 empty] | https://www.lutron.com/TechnicalDocumentLibrary/369833.pdf | [7 empty] | Shelf Stock | [13 empty] | <a href="https://www.lutron.com/TechnicalDocumentLibrary/368-4493_Page_62.pdf" target="_blank">Tech Drawing</a> | [25 empty] | 39122236 | [6 empty] | <a href="https://lutron.widen.net/content/ljl01nfr11/mp4/In-wall-sensors_2021.mp4?w=2048" target="_blank">Product Video Clip</a> | [6 empty] | <a href="https://www.lutron.com/TechnicalDocumentLibrary/Sensor_Warranty.pdf" target="_blank">Warranty Information</a> |  |  |  |  | 0.450 L | [14 empty] | 0 | 0 | 0 | 0 | Lighting Fixtures | 2016-07-15 15:08 | 2024-07-20 11:18 | 0000-00-00 00:00:00 | 2024-07-20 11:18 | 0000-00-00 00:00:00
1 | Lutron Electronics | DVSCSTV-BI | 4460-7281 | 4460 | 7281 | Lutron Electronics | DVSCSTV-BI.jpg | 784276099646 | DIVA 0-10 W/SWITCHING BOX BISCUIT | Diva Dimmer - Satin Finish, Fluorescent or LED Dimming with 0-10V Ballasts and Drivers, Single-pole/3-way, 120-277V/50mA/8A in biscuit |  | 2.3 | 4.5 |  | DVSCSTV-BI.jpg | http://grandbrass.xologic.com/vendors/4460/large/DVSCSTV-BI.jpg | [47 empty] | 0 | 0 | 0 | [6 empty] | 0 | 1 | 1 | EA | 1 | Lighting Controls | [7 empty] | Brown | [19 empty] | Dimmers | [242 empty] | <a href="https://www.lutron.com/TechnicalDocumentLibrary/0301973.pdf" target="_blank">Installation Instructions</a> | [23 empty] | 10.000 DW |  |  | 2.3000 IN | [89 empty] | 1.000 EA | 1.000 EA | [35 empty] | No | [42 empty] | https://www.lutron.com/TechnicalDocumentLibrary/369147_SPA.pdf | [7 empty] | Shelf Stock | [13 empty] | <a href="https://www.lutron.com/TechnicalDocumentLibrary/368-4493_Page_50.pdf" target="_blank">Tech Drawing</a> | [25 empty] | 39122206 | [6 empty] | <a href="https://www.lutron.com/Education-Training/Tools/Pages/InstallDimmer.aspx?syst=Dimmers+%26+Switches&prodn=Diva%c2%ae+dimmer+%26+switch" target="_blank">Product Video Clip</a> | [6 empty] | <a href="https://www.lutron.com/TechnicalDocumentLibrary/369-119_Wallbox_Warranty.pdf" target="_blank">Warranty Information</a> |  |  |  |  | 0.260 L | [14 empty] | 0 | 0 | 0 | 0 | Lighting Fixtures | 2016-07-15 15:08 | 2024-07-20 11:19 | 0000-00-00 00:00:00 | 2024-07-20 11:19 | 0000-00-00 00:00:00 | [6 empty] | Biscuit
1 | Lutron Electronics | LRF-ARM-WH | 4460-7283 | 4460 | 7283 | Lutron Electronics | LRF-ARM-WH.jpg | 784276092470 | RPS SENSOR ARMATURE | Radio Powr Savr sensor armature for use with wall-mounted sensors |  | 5.25 | 3.75 |  | LRF-ARM-WH.jpg | http://grandbrass.xologic.com/vendors/4460/large/LRF-ARM-WH.jpg | [47 empty] | 0 | 0 | 0 | [6 empty] | 0 | 1 | 1 | EA | 1 | Specialty Items | [7 empty] | White | [19 empty] | Lighting Accessories | [242 empty] | <a href="https://www.lutron.com/TechnicalDocumentLibrary/041-375A_ALL.pdf" target="_blank">Installation Instructions</a> | [23 empty] | 65.000 DW |  |  | 5.2500 IN | [89 empty] | 1.000 EA | 1.000 EA | [35 empty] | No | [42 empty] | https://www.lutron.com/TechnicalDocumentLibrary/Spec_Sheet_369481a_ENG.pdf | [7 empty] | Shelf Stock | [39 empty] | 39122221 | [13 empty] | <a href="https://www.lutron.com/TechnicalDocumentLibrary/Sensor_Warranty.pdf" target="_blank">Warranty Information</a> |  |  |  |  | 0.350 L | [14 empty] | 0 | 0 | 0 | 0 | Lighting Fixtures | 2016-07-15 15:08 | 2024-07-20 11:21 | 0000-00-00 00:00:00 | 2024-07-20 11:21 | 0000-00-00 00:00:00 | [6 empty] | White
1 | Lutron Electronics | PD-5WS-DV-BL | 4460-7284 | 4460 | 7284 | Lutron Electronics | Ecom_PD-5WS-DV-BL_WithWallPlate.jpeg?w=1500 | 784276041140 | RF SWTCH DUAL V, 5A LTNG OR 3A FAN, BL | Caseta Wireless switch, 5A lighting or 3A fan, 120/277V in black |  | 3.4 | 4.6 | [50 empty] | 0 | 0 | 0 | [6 empty] | 0 | 1 | 1 | EA | 1 | Lighting Controls | [7 empty] | Black | [19 empty] | Lightswitches | [242 empty] | <a href="https://www.lutron.com/TechnicalDocumentLibrary/0301979.pdf" target="_blank">Installation Instructions</a> | [23 empty] | 20.000 DW |  |  | 2.3000 IN | [89 empty] | 1.000 EA | 1.000 EA | [35 empty] | No | [42 empty] | https://www.lutron.com/TechnicalDocumentLibrary/369987_FRE.pdf | [7 empty] | Shelf Stock | [13 empty] | <a href="https://www.lutron.com/TechnicalDocumentLibrary/368-4493_Page_13.pdf" target="_blank">Tech Drawing</a> | [25 empty] | 39122216 | [6 empty] | <a href="https://lutron.widen.net/content/dsiex7hr8w/MP4/Ecom_CasetaGeneral_benefitsvideo.MP4?w=2048" target="_blank">Product Video Clip</a> | [6 empty] | <a href="https://www.lutron.com/TechnicalDocumentLibrary/369-119_Wallbox_Warranty.pdf" target="_blank">Warranty Information</a> |  |  |  |  | 0.350 L | [14 empty] | 0 | 0 | 0 | 0 | Lighting Fixtures | 2016-07-15 15:08 | 2024-07-20 11:21 | 0000-00-00 00:00:00 | 2024-07-20 11:21 | 0000-00-00 00:00:00 | [6 empty] | Black
1 | Lutron Electronics | PJ2-4B-GLA-L21 | 4460-7289 | 4460 | 7289 | Lutron Electronics | PJ2-4B-GLA-L21P.jpeg?w=1500 | 784276091602 | PICO 4B 2 GROUP LIGHT CONTROL LA | Pico Wireless Control, 4-button, 434 MHz, 2 group control of lights, in light almond |  | 2.25 | 4.5 | [50 empty] | 0 | 0 | 0 | [6 empty] | 0 | 1 | 1 | EA | 1 | Lighting Controls | [27 empty] | Other Lighting Controls | [242 empty] | <a href="https://www.lutron.com/TechnicalDocumentLibrary/041481.pdf" target="_blank">Installation Instructions</a> | [23 empty] | 10.000 DW |  |  | 2.2500 IN | [89 empty] | 1.000 EA | 1.000 EA | [35 empty] | No | [42 empty] | https://www.lutron.com/TechnicalDocumentLibrary/369847.pdf | [7 empty] | Shelf Stock | [39 empty] | 52161525 | [6 empty] | <a href="https://lutron.widen.net/content/fomoe9knmc/MP4/Ecom_PicoBenefits_video.MP4?w=2048" target="_blank">Product Video Clip</a> | [6 empty] | <a href="https://www.lutron.com/TechnicalDocumentLibrary/369-119_Wallbox_Warranty.pdf" target="_blank">Warranty Information</a> |  |  |  |  | 0.100 L | [14 empty] | 0 | 0 | 0 | 0 | Lighting Fixtures | 2016-07-15 15:08 | 2024-07-20 11:15 | 0000-00-00 00:00:00 | 2024-07-20 11:15 | 0000-00-00 00:00:00
1 | Lutron Electronics | PJ2-4B-GBL-L01 | 4460-7298 | 4460 | 7298 | Lutron Electronics | PJ2-4B-GBL-L01P.jpeg?w=1500 | 784276091435 | PICO 4B ZONE LIGHT CONTROL BL | Pico Wireless Control, 4-button, 434 MHz, zone control of lights, standard engraving, in black |  | 2.3 | 4.5 | [50 empty] | 0 | 0 | 0 | [6 empty] | 0 | 1 | 1 | EA | 1 | Lighting Controls | [27 empty] | Other Lighting Controls | [242 empty] | <a href="https://www.lutron.com/TechnicalDocumentLibrary/041481.pdf" target="_blank">Installation Instructions</a> | [23 empty] | 10.000 DW |  |  | 2.3000 IN | [89 empty] | 1.000 EA | 1.000 EA | [35 empty] | No | [42 empty] | https://www.lutron.com/TechnicalDocumentLibrary/369847.pdf | [7 empty] | Shelf Stock | [39 empty] | 52161525 | [6 empty] | <a href="https://lutron.widen.net/content/fomoe9knmc/MP4/Ecom_PicoBenefits_video.MP4?w=2048" target="_blank">Product Video Clip</a> | [6 empty] | <a href="https://www.lutron.com/TechnicalDocumentLibrary/369-119_Wallbox_Warranty.pdf" target="_blank">Warranty Information</a> |  |  |  |  | 0.100 L | [14 empty] | 0 | 0 | 0 | 0 | Lighting Fixtures | 2016-07-15 15:08 | 2024-07-20 11:21 | 0000-00-00 00:00:00 | 2024-07-20 11:21 | 0000-00-00 00:00:00
1 | Lutron Electronics | DVSCSTV-MN | 4460-7308 | 4460 | 7308 | Lutron Electronics | DVSCSTV-MN.jpg | 784276099714 | DIVA 0-10 W/SWITCHING BOX MIDNIGHT | Diva Dimmer - Satin Finish, Fluorescent or LED Dimming with 0-10V Ballasts and Drivers, Single-pole/3-way, 120-277V/50mA/8A in midnight |  | 2.3 | 4.5 |  | DVSCSTV-MN.jpg | http://grandbrass.xologic.com/vendors/4460/large/DVSCSTV-MN.jpg | [47 empty] | 0 | 0 | 0 | [6 empty] | 0 | 1 | 1 | EA | 1 | Lighting Controls | [27 empty] | Dimmers | [242 empty] | <a href="https://www.lutron.com/TechnicalDocumentLibrary/0301973.pdf" target="_blank">Installation Instructions</a> | [23 empty] | 10.000 DW |  |  | 2.3000 IN | [89 empty] | 1.000 EA | 1.000 EA | [35 empty] | No | [42 empty] | https://www.lutron.com/TechnicalDocumentLibrary/369147_SPA.pdf | [7 empty] | Shelf Stock | [13 empty] | <a href="https://www.lutron.com/TechnicalDocumentLibrary/368-4493_Page_50.pdf" target="_blank">Tech Drawing</a> | [25 empty] | 39122206 | [6 empty] | <a href="https://www.lutron.com/Education-Training/Tools/Pages/InstallDimmer.aspx?syst=Dimmers+%26+Switches&prodn=Diva%c2%ae+dimmer+%26+switch" target="_blank">Product Video Clip</a> | [6 empty] | <a href="https://www.lutron.com/TechnicalDocumentLibrary/369-119_Wallbox_Warranty.pdf" target="_blank">Warranty Information</a> |  |  |  |  | 0.260 L | [14 empty] | 0 | 0 | 0 | 0 | Lighting Fixtures | 2016-07-15 15:09 | 2024-07-20 11:21 | 0000-00-00 00:00:00 | 2024-07-20 11:21 | 0000-00-00 00:00:00 | [6 empty] | Midnight
1 | Lutron Electronics | PJ2-4B-GWH-L01 | 4460-7315 | 4460 | 7315 | Lutron Electronics | PJ2-4B-GWH-L01P.jpeg?w=1500 | 784276091404 | PICO 4B ZONE LIGHT CONTROL WH | Pico Wireless Control, 4-button, 434 MHz, zone control of lights, standard engraving, in white |  | 2.5 | 4.6 | [50 empty] | 0 | 0 | 0 | [6 empty] | 0 | 1 | 1 | EA | 1 | Lighting Controls | [27 empty] | Other Lighting Controls | [242 empty] | <a href="https://www.lutron.com/TechnicalDocumentLibrary/041481.pdf" target="_blank">Installation Instructions</a> | [23 empty] | 10.000 DW |  |  | 2.5000 IN | [89 empty] | 1.000 EA | 1.000 EA | [35 empty] | No | [42 empty] | https://www.lutron.com/TechnicalDocumentLibrary/369847.pdf | [7 empty] | Shelf Stock | [39 empty] | 52161525 | [6 empty] | <a href="https://lutron.widen.net/content/fomoe9knmc/MP4/Ecom_PicoBenefits_video.MP4?w=2048" target="_blank">Product Video Clip</a> | [6 empty] | <a href="https://www.lutron.com/TechnicalDocumentLibrary/369-119_Wallbox_Warranty.pdf" target="_blank">Warranty Information</a> |  |  |  |  | 0.150 L | [14 empty] | 0 | 0 | 0 | 0 | Lighting Fixtures | 2016-07-15 15:09 | 2024-07-20 11:25 | 0000-00-00 00:00:00 | 2024-07-20 11:25 | 0000-00-00 00:00:00
1 | Lutron Electronics | MS-Z101-GR | 4460-7319 | 4460 | 7319 | Lutron Electronics | Ecom_MS-Z101-GR_NoWallPlate.jpeg?w=1500 | 784276099882 | 0-10V DIMMER SENSOR GRAY | Maestro 0-10V dimmer occupancy/vacancy sensor, passive infrared, 8A fluorescent ballast or LED driver, 120-277V, in gray |  | 3.4 | 4.5 | [50 empty] | 0 | 0 | 0 | [6 empty] | 0 | 1 | 1 | EA | 1 | Lighting Controls | [7 empty] | Gray | [19 empty] | Other Lighting Controls | [242 empty] | <a href="https://www.lutron.com/TechnicalDocumentLibrary/032504.pdf" target="_blank">Installation Instructions</a> | [23 empty] | 40.000 DW |  |  | 2.4000 IN | [89 empty] | 1.000 EA | 1.000 EA | [35 empty] | No | [42 empty] | https://www.lutron.com/TechnicalDocumentLibrary/369833.pdf | [7 empty] | Shelf Stock | [13 empty] | <a href="https://www.lutron.com/TechnicalDocumentLibrary/368-4493_Page_62.pdf" target="_blank">Tech Drawing</a> | [25 empty] | 39122236 | [6 empty] | <a href="https://lutron.widen.net/content/ljl01nfr11/mp4/In-wall-sensors_2021.mp4?w=2048" target="_blank">Product Video Clip</a> | [6 empty] | <a href="https://www.lutron.com/TechnicalDocumentLibrary/Sensor_Warranty.pdf" target="_blank">Warranty Information</a> |  |  |  |  | 0.450 L | [14 empty] | 0 | 0 | 0 | 0 | Lighting Fixtures | 2016-07-15 15:09 | 2024-07-20 11:18 | 0000-00-00 00:00:00 | 2024-07-20 11:18 | 0000-00-00 00:00:00 | [6 empty] | Gray
1 | Lutron Electronics | MS-Z101-V-LA | 4460-7321 | 4460 | 7321 | Lutron Electronics | Ecom_MS-Z101-LA_NoWallPlate.jpeg?w=1500 | 784276100144 | 0-10V DIMMER SENSOR VAC LIGHT ALMOND | Maestro 0-10V dimmer vacancy sensor, passive infrared, 8A fluorescent ballast or LED driver, 120-277V, in light almond |  | 3.4 | 4.6 | [50 empty] | 0 | 0 | 0 | [6 empty] | 0 | 1 | 1 | EA | 1 | Lighting Controls | [27 empty] | Other Lighting Controls | [242 empty] | <a href="https://www.lutron.com/TechnicalDocumentLibrary/032504.pdf" target="_blank">Installation Instructions</a> | [23 empty] | 90.000 DW |  |  | 2.3000 IN | [89 empty] | 1.000 EA | 1.000 EA | [35 empty] | No | [42 empty] | https://www.lutron.com/TechnicalDocumentLibrary/369833.pdf | [7 empty] | Shelf Stock | [13 empty] | <a href="https://www.lutron.com/TechnicalDocumentLibrary/368-4493_Page_62.pdf" target="_blank">Tech Drawing</a> | [25 empty] | 39122236 | [6 empty] | <a href="https://lutron.widen.net/content/ljl01nfr11/mp4/In-wall-sensors_2021.mp4?w=2048" target="_blank">Product Video Clip</a> | [6 empty] | <a href="https://www.lutron.com/TechnicalDocumentLibrary/Sensor_Warranty.pdf" target="_blank">Warranty Information</a> |  |  |  |  | 0.300 L | [14 empty] | 0 | 0 | 0 | 0 | Lighting Fixtures | 2016-07-15 15:09 | 2024-07-20 11:19 | 0000-00-00 00:00:00 | 2024-07-20 11:19 | 0000-00-00 00:00:00
1 | Lutron Electronics | PJ2-4B-GLA-L31 | 4460-7332 | 4460 | 7332 | Lutron Electronics | PJ2-4B-GLA-L31.jpeg?w=1500 | 784276091527 | PICO 4B SCENE LIGHT CONTROL LA | Pico Wireless Control, 4-button, 434 MHz, scene control of lights, standard engraving, in light almond |  | 2.5 | 0.4 | [50 empty] | 0 | 0 | 0 | [6 empty] | 0 | 1 | 1 | EA | 1 | Lighting Controls | [27 empty] | Other Lighting Controls | [242 empty] | <a href="https://www.lutron.com/TechnicalDocumentLibrary/041481.pdf" target="_blank">Installation Instructions</a> | [23 empty] | 10.000 DW |  |  | 3.8000 IN | [89 empty] | 1.000 EA | 1.000 EA | [35 empty] | No | [42 empty] | https://www.lutron.com/TechnicalDocumentLibrary/369847.pdf | [7 empty] | Shelf Stock | [39 empty] | 52161525 | [6 empty] | <a href="https://lutron.widen.net/content/fomoe9knmc/MP4/Ecom_PicoBenefits_video.MP4?w=2048" target="_blank">Product Video Clip</a> | [6 empty] | <a href="https://www.lutron.com/TechnicalDocumentLibrary/369-119_Wallbox_Warranty.pdf" target="_blank">Warranty Information</a> |  |  |  |  | 0.150 L | [14 empty] | 0 | 0 | 0 | 0 | Lighting Fixtures | 2016-07-15 15:09 | 2024-07-20 11:18 | 0000-00-00 00:00:00 | 2024-07-20 11:18 | 0000-00-00 00:00:00
1 | Lutron Electronics | PJ2-WALL-WH-L01 | 4460-7333 | 4460 | 7333 | Lutron Electronics | pj2-wall-wh-l01_exploded-view_right_compact_laye | 784276074926 | CasÃ©ta Pico Remote Wall-Mount Kit, White | Lutron Caseta Wireless Pico Smart Remote Wall-Mounting Kit, White |  | 6 | 7 | [50 empty] | 0 | 0 | 0 | [6 empty] | 0 | 1 | 1 | EA | 1 | Lighting Controls | [7 empty] | White | [19 empty] | Other Lighting Controls | [242 empty] | <a href="https://www.lutron.com/TechnicalDocumentLibrary/WallBoxAdapterInstallationInstructions.pdf" target="_blank">Installation Instructions</a> | [23 empty] | 10.000 DW |  |  | 0.7500 IN | [89 empty] | 1.000 EA | 1.000 EA | [35 empty] | No | [42 empty] | https://www.lutron.com/TechnicalDocumentLibrary/369612.pdf | [7 empty] | Shelf Stock | [39 empty] | 52161525 | [6 empty] | <a href="https://lutron.widen.net/content/fomoe9knmc/original/Ecom_PicoBenefits_video.mp4" target="_blank">Product Video Clip</a> | [6 empty] | <a href="https://www.lutron.com/TechnicalDocumentLibrary/369-119_Wallbox_Warranty.pdf" target="_blank">Warranty Information</a> |  |  |  |  | 0.250 L | [14 empty] | 0 | 0 | 0 | 0 | Lighting Fixtures | 2016-07-15 15:09 | 2024-07-20 11:22 | 0000-00-00 00:00:00 | 2024-07-20 11:22 | 0000-00-00 00:00:00 | [6 empty] | White
1 | Lutron Electronics | PD-5WS-DV-LA | 4460-7335 | 4460 | 7335 | Lutron Electronics | Ecom_PD-5WS-DV-LA_WithWallPlate.jpeg?w=1500 | 784276041157 | RF SWTCH DUAL V, 5A LTNG OR 3A FAN, LA | Caseta Wireless switch, 5A lighting or 3A fan, 120/277V in light almond |  | 3.4 | 4.6 | [50 empty] | 0 | 0 | 0 | [6 empty] | 0 | 1 | 1 | EA | 1 | Lighting Controls | [27 empty] | Lightswitches | [242 empty] | <a href="https://www.lutron.com/TechnicalDocumentLibrary/0301979.pdf" target="_blank">Installation Instructions</a> | [23 empty] | 10.000 DW |  |  | 2.3000 IN | [89 empty] | 1.000 EA | 1.000 EA | [35 empty] | No | [42 empty] | https://www.lutron.com/TechnicalDocumentLibrary/369987_FRE.pdf | [7 empty] | Shelf Stock | [13 empty] | <a href="https://www.lutron.com/TechnicalDocumentLibrary/368-4493_Page_13.pdf" target="_blank">Tech Drawing</a> | [25 empty] | 39122216 | [6 empty] | <a href="https://lutron.widen.net/content/dsiex7hr8w/MP4/Ecom_CasetaGeneral_benefitsvideo.MP4?w=2048" target="_blank">Product Video Clip</a> | [6 empty] | <a href="https://www.lutron.com/TechnicalDocumentLibrary/369-119_Wallbox_Warranty.pdf" target="_blank">Warranty Information</a> |  |  |  |  | 0.350 L | [14 empty] | 0 | 0 | 0 | 0 | Lighting Fixtures | 2016-07-15 15:09 | 2024-07-20 11:21 | 0000-00-00 00:00:00 | 2024-07-20 11:21 | 0000-00-00 00:00:00
1 | Lutron Electronics | MS-Z101-V-SW | 4460-7339 | 4460 | 7339 | Lutron Electronics | Ecom_MS-Z101-SW_NoWallPlate.jpeg?w=1500 | 784276100205 | 0-10V DIMMER SENSOR VAC SNOW | Maestro 0-10V dimmer vacancy sensor, passive infrared, 8A fluorescent ballast or LED driver, 120-277V, in snow |  | 3.4 | 4.6 | [50 empty] | 0 | 0 | 0 | [6 empty] | 0 | 1 | 1 | EA | 1 | Lighting Controls | [27 empty] | Other Lighting Controls | [242 empty] | <a href="https://www.lutron.com/TechnicalDocumentLibrary/032504.pdf" target="_blank">Installation Instructions</a> | [23 empty] | 40.000 DW |  |  | 2.3000 IN | [89 empty] | 1.000 EA | 1.000 EA | [35 empty] | No | [42 empty] | https://www.lutron.com/TechnicalDocumentLibrary/369833.pdf | [7 empty] | Shelf Stock | [13 empty] | <a href="https://www.lutron.com/TechnicalDocumentLibrary/368-4493_Page_62.pdf" target="_blank">Tech Drawing</a> | [25 empty] | 39122236 | [6 empty] | <a href="https://lutron.widen.net/content/ljl01nfr11/mp4/In-wall-sensors_2021.mp4?w=2048" target="_blank">Product Video Clip</a> | [6 empty] | <a href="https://www.lutron.com/TechnicalDocumentLibrary/Sensor_Warranty.pdf" target="_blank">Warranty Information</a> |  |  |  |  | 0.300 L | [14 empty] | 0 | 0 | 0 | 0 | Lighting Fixtures | 2016-07-15 15:10 | 2024-07-20 11:21 | 0000-00-00 00:00:00 | 2024-07-20 11:21 | 0000-00-00 00:00:00 | [6 empty] | Snow
1 | Lutron Electronics | L-WIRECAGE-W | 4460-7340 | 4460 | 7340 | Lutron Electronics | L-WIRECAGE-W.jpg | 784276092494 | WIRE CAGE-WALL SENSOR | Lutron heavy duty , coated, 9-gauge wire guards for LOS-WDT, LOS-WIR, and all in-wall sensors |  | 6.4 | 4.8 |  | L-WIRECAGE-W.jpg | http://grandbrass.xologic.com/vendors/4460/large/L-WIRECAGE-W.jpg | [47 empty] | 0 | 0 | 0 | [6 empty] | 0 | 1 | 1 | EA | 1 | Utility | [27 empty] | Utility Accessories | [242 empty] | <a href="https://www.lutron.com/TechnicalDocumentLibrary/041496.pdf" target="_blank">Installation Instructions</a> | [23 empty] | 10.000 DW |  |  | 7.9000 IN | [89 empty] | 1.000 EA | 1.000 EA | [35 empty] | No | [42 empty] | https://www.lutron.com/TechnicalDocumentLibrary/369822.pdf | [7 empty] | Shelf Stock | [39 empty] | 39111815 | [13 empty] | <a href="https://www.lutron.com/TechnicalDocumentLibrary/Sensor_Warranty.pdf" target="_blank">Warranty Information</a> |  |  |  |  | 1.250 L | [14 empty] | 0 | 0 | 0 | 0 | Lighting Fixtures | 2016-07-15 15:10 | 2024-07-20 11:23 | 0000-00-00 00:00:00 | 2024-07-20 11:23 | 0000-00-00 00:00:00
1 | Lutron Electronics | L-WIRECAGE-WBX | 4460-7342 | 4460 | 7342 | Lutron Electronics | L-WIRECAGE-WBX.jpg | 784276092517 | WIRE CAGE-WALLBOX SENSOR | Lutron heavy duty, coated, 9-gauge wire guards for all in-wall sensors |  | 6.75 | 4.75 |  | L-WIRECAGE-WBX.jpg | http://grandbrass.xologic.com/vendors/4460/large/L-WIRECAGE-WBX.jpg | [47 empty] | 0 | 0 | 0 | [6 empty] | 0 | 1 | 1 | EA | 1 | Utility | [27 empty] | Utility Accessories | [242 empty] | <a href="https://www.lutron.com/TechnicalDocumentLibrary/041496.pdf" target="_blank">Installation Instructions</a> | [23 empty] | 15.000 DW |  |  | 4.7500 IN | [89 empty] | 1.000 EA | 1.000 EA | [35 empty] | No | [42 empty] | https://www.lutron.com/TechnicalDocumentLibrary/369822.pdf | [7 empty] | Shelf Stock | [39 empty] | 39111815 | [13 empty] | <a href="https://www.lutron.com/TechnicalDocumentLibrary/Sensor_Warranty.pdf" target="_blank">Warranty Information</a> |  |  |  |  | 0.600 L | [14 empty] | 0 | 0 | 0 | 0 | Lighting Fixtures | 2016-07-15 15:10 | 2024-07-20 11:43 | 0000-00-00 00:00:00 | 2024-07-20 11:43 | 0000-00-00 00:00:00
1 | Lutron Electronics | MS-Z101-WH | 4460-7343 | 4460 | 7343 | Lutron Electronics | MS-Z101-WH.jpg | 784276099844 | 0-10V DIMMER SENSOR WHITE | Maestro 0-10V dimmer occupancy/vacancy sensor, passive infrared, 8A fluorescent ballast or LED driver, 120-277V, in white |  | 3.4 | 4.5 |  | MS-Z101-WH.jpg | http://grandbrass.xologic.com/vendors/4460/large/MS-Z101-WH.jpg | [47 empty] | 0 | 0 | 0 | [6 empty] | 0 | 1 | 1 | EA | 1 | Lighting Controls | [7 empty] | White | [19 empty] | Other Lighting Controls | [242 empty] | <a href="https://www.lutron.com/TechnicalDocumentLibrary/032504.pdf" target="_blank">Installation Instructions</a> | [23 empty] | 40.000 DW |  |  | 2.4000 IN | [89 empty] | 1.000 EA | 1.000 EA | [35 empty] | No | [42 empty] | https://www.lutron.com/TechnicalDocumentLibrary/369833.pdf | [7 empty] | Shelf Stock | [13 empty] | <a href="https://www.lutron.com/TechnicalDocumentLibrary/368-4493_Page_62.pdf" target="_blank">Tech Drawing</a> | [25 empty] | 39122236 | [6 empty] | <a href="https://lutron.widen.net/content/ljl01nfr11/mp4/In-wall-sensors_2021.mp4?w=2048" target="_blank">Product Video Clip</a> | [6 empty] | <a href="https://www.lutron.com/TechnicalDocumentLibrary/Sensor_Warranty.pdf" target="_blank">Warranty Information</a> |  |  |  |  | 0.300 L | [14 empty] | 0 | 0 | 0 | 0 | Lighting Fixtures | 2016-07-15 15:10 | 2024-07-20 11:25 | 0000-00-00 00:00:00 | 2024-07-20 11:25 | 0000-00-00 00:00:00 | [6 empty] | White
1 | Lutron Electronics | DVSTV-AL | 4460-7348 | 4460 | 7348 | Lutron Electronics | Ecom_DVSTV-AL_NoWallplate.jpeg | 784276099561 | DIVA 0-10 W/SWITCHING BOX ALMOND | Diva Dimmer - Gloss Finish, Fluorescent or LED Dimming with 0-10V Ballasts and Drivers, Single-pole/3-way, 120-277V/50mA/8A in almond |  | 2.3 | 4.5 |  | Ecom_DVSTV-AL_NoWallplate.jpeg | http://grandbrass.xologic.com/vendors/4460/large/Ecom_DVSTV-AL_NoWallplate.jpeg | [47 empty] | 0 | 0 | 0 | [6 empty] | 0 | 1 | 1 | EA | 1 | Lighting Controls | [27 empty] | Dimmers | [242 empty] | <a href="https://www.lutron.com/TechnicalDocumentLibrary/0301973.pdf" target="_blank">Installation Instructions</a> | [23 empty] | 10.000 DW |  |  | 2.3000 IN | [89 empty] | 1.000 EA | 1.000 EA | [35 empty] | No | [42 empty] | https://www.lutron.com/TechnicalDocumentLibrary/369147_SPA.pdf | [7 empty] | Shelf Stock | [13 empty] | <a href="https://www.lutron.com/TechnicalDocumentLibrary/368-4493_Page_50.pdf" target="_blank">Tech Drawing</a> | [25 empty] | 39122206 | [6 empty] | <a href="https://www.lutron.com/Education-Training/Tools/Pages/InstallDimmer.aspx?syst=Dimmers+%26+Switches&prodn=Diva%c2%ae+dimmer+%26+switch" target="_blank">Product Video Clip</a> | [6 empty] | <a href="https://www.lutron.com/TechnicalDocumentLibrary/369-119_Wallbox_Warranty.pdf" target="_blank">Warranty Information</a> |  |  |  |  | 0.260 L | [14 empty] | 0 | 0 | 0 | 0 | Lighting Fixtures | 2016-07-15 15:10 | 2024-07-20 11:27 | 0000-00-00 00:00:00 | 2024-07-20 11:27 | 0000-00-00 00:00:00 | [6 empty] | Almond
1 | Lutron Electronics | DVSCSTV-SW | 4460-7352 | 4460 | 7352 | Lutron Electronics | DVSCSTV-SW.jpg | 784276099790 | DIVA 0-10 W/SWITCHING BOX SNOW | Diva Dimmer - Satin Finish, Fluorescent or LED Dimming with 0-10V Ballasts and Drivers, Single-pole/3-way, 120-277V/50mA/8A in snow |  | 2.3 | 4.5 |  | DVSCSTV-SW.jpg | http://grandbrass.xologic.com/vendors/4460/large/DVSCSTV-SW.jpg | [47 empty] | 0 | 0 | 0 | [6 empty] | 0 | 1 | 1 | EA | 1 | Lighting Controls | [7 empty] | White | [19 empty] | Dimmers | [242 empty] | <a href="https://www.lutron.com/TechnicalDocumentLibrary/0301973.pdf" target="_blank">Installation Instructions</a> | [23 empty] | 10.000 DW |  |  | 2.3000 IN | [89 empty] | 1.000 EA | 1.000 EA | [35 empty] | No | [42 empty] | https://www.lutron.com/TechnicalDocumentLibrary/369147_SPA.pdf | [7 empty] | Shelf Stock | [13 empty] | <a href="https://www.lutron.com/TechnicalDocumentLibrary/368-4493_Page_50.pdf" target="_blank">Tech Drawing</a> | [25 empty] | 39122206 | [6 empty] | <a href="https://www.lutron.com/Education-Training/Tools/Pages/InstallDimmer.aspx?syst=Dimmers+%26+Switches&prodn=Diva%c2%ae+dimmer+%26+switch" target="_blank">Product Video Clip</a> | [6 empty] | <a href="https://www.lutron.com/TechnicalDocumentLibrary/369-119_Wallbox_Warranty.pdf" target="_blank">Warranty Information</a> |  |  |  |  | 0.260 L | [14 empty] | 0 | 0 | 0 | 0 | Lighting Fixtures | 2016-07-15 15:10 | 2024-07-20 11:20 | 0000-00-00 00:00:00 | 2024-07-20 11:20 | 0000-00-00 00:00:00 | [6 empty] | Snow
1 | Lutron Electronics | DVSTV-GR | 4460-7354 | 4460 | 7354 | Lutron Electronics | Ecom_DVSTV-GR_NoWallplate.jpeg | 784276099592 | DIVA 0-10 W/SWITCHING BOX GRAY | Diva Dimmer - Gloss Finish, Fluorescent or LED Dimming with 0-10V Ballasts and Drivers, Single-pole/3-way, 120-277V/50mA/8A in gray |  | 2.3 | 4.5 |  | Ecom_DVSTV-GR_NoWallplate.jpeg | http://grandbrass.xologic.com/vendors/4460/large/Ecom_DVSTV-GR_NoWallplate.jpeg | [47 empty] | 0 | 0 | 0 | [6 empty] | 0 | 1 | 1 | EA | 1 | Lighting Controls | [7 empty] | Gray | [19 empty] | Dimmers | [242 empty] | <a href="https://www.lutron.com/TechnicalDocumentLibrary/0301973.pdf" target="_blank">Installation Instructions</a> | [23 empty] | 10.000 DW |  |  | 2.3000 IN | [89 empty] | 1.000 EA | 1.000 EA | [35 empty] | No | [42 empty] | https://www.lutron.com/TechnicalDocumentLibrary/369147_SPA.pdf | [7 empty] | Shelf Stock | [13 empty] | <a href="https://www.lutron.com/TechnicalDocumentLibrary/368-4493_Page_50.pdf" target="_blank">Tech Drawing</a> | [25 empty] | 39122206 | [6 empty] | <a href="https://www.lutron.com/Education-Training/Tools/Pages/InstallDimmer.aspx?syst=Dimmers+%26+Switches&prodn=Diva%c2%ae+dimmer+%26+switch" target="_blank">Product Video Clip</a> | [6 empty] | <a href="https://www.lutron.com/TechnicalDocumentLibrary/369-119_Wallbox_Warranty.pdf" target="_blank">Warranty Information</a> |  |  |  |  | 0.260 L | [14 empty] | 0 | 0 | 0 | 0 | Lighting Fixtures | 2016-07-15 15:10 | 2024-07-20 11:21 | 0000-00-00 00:00:00 | 2024-07-20 11:21 | 0000-00-00 00:00:00 | [6 empty] | Gray
1 | Lutron Electronics | DVSTV-IV | 4460-7358 | 4460 | 7358 | Lutron Electronics | Ecom_DVSTV-GR_NoWallplate.jpeg | 784276099608 | DIVA 0-10 W/SWITCHING BOX IVORY | Diva Dimmer - Gloss Finish, Fluorescent or LED Dimming with 0-10V Ballasts and Drivers, Single-pole/3-way, 120-277V/50mA/8A in ivory |  | 2.3 | 4.5 |  | Ecom_DVSTV-GR_NoWallplate.jpeg | http://grandbrass.xologic.com/vendors/4460/large/Ecom_DVSTV-GR_NoWallplate.jpeg | [47 empty] | 0 | 0 | 0 | [6 empty] | 0 | 1 | 1 | EA | 1 | Lighting Controls | [7 empty] | White | [19 empty] | Dimmers | [242 empty] | <a href="https://www.lutron.com/TechnicalDocumentLibrary/0301973.pdf" target="_blank">Installation Instructions</a> | [23 empty] | 10.000 DW |  |  | 2.3000 IN | [89 empty] | 1.000 EA | 1.000 EA | [35 empty] | No | [42 empty] | https://www.lutron.com/TechnicalDocumentLibrary/369147_SPA.pdf | [7 empty] | Shelf Stock | [13 empty] | <a href="https://www.lutron.com/TechnicalDocumentLibrary/368-4493_Page_50.pdf" target="_blank">Tech Drawing</a> | [25 empty] | 39122206 | [6 empty] | <a href="https://www.lutron.com/Education-Training/Tools/Pages/InstallDimmer.aspx?syst=Dimmers+%26+Switches&prodn=Diva%c2%ae+dimmer+%26+switch" target="_blank">Product Video Clip</a> | [6 empty] | <a href="https://www.lutron.com/TechnicalDocumentLibrary/369-119_Wallbox_Warranty.pdf" target="_blank">Warranty Information</a> |  |  |  |  | 0.260 L | [14 empty] | 0 | 0 | 0 | 0 | Lighting Fixtures | 2016-07-15 15:10 | 2024-07-20 11:27 | 0000-00-00 00:00:00 | 2024-07-20 11:27 | 0000-00-00 00:00:00 | [6 empty] | Ivory
1 | Lutron Electronics | MS-Z101-PD | 4460-7365 | 4460 | 7365 | Lutron Electronics | Ecom_MS-Z101-PD_NoWallPlate.jpeg?w=1500 | 784276099950 | 0-10V DIMMER SENSOR PALLADIUM | Maestro 0-10V dimmer occupancy/vacancy sensor, passive infrared, 8A fluorescent ballast or LED driver, 120-277V, in palladium |  | 3.4 | 4.5 | [50 empty] | 0 | 0 | 0 | [6 empty] | 0 | 1 | 1 | EA | 1 | Lighting Controls | [27 empty] | Other Lighting Controls | [242 empty] | <a href="https://www.lutron.com/TechnicalDocumentLibrary/032504.pdf" target="_blank">Installation Instructions</a> | [23 empty] | 90.000 DW |  |  | 2.4000 IN | [89 empty] | 1.000 EA | 1.000 EA | [35 empty] | No | [42 empty] | https://www.lutron.com/TechnicalDocumentLibrary/369833.pdf | [7 empty] | Shelf Stock | [13 empty] | <a href="https://www.lutron.com/TechnicalDocumentLibrary/368-4493_Page_62.pdf" target="_blank">Tech Drawing</a> | [25 empty] | 39122236 | [6 empty] | <a href="https://lutron.widen.net/content/ljl01nfr11/mp4/In-wall-sensors_2021.mp4?w=2048" target="_blank">Product Video Clip</a> | [6 empty] | <a href="https://www.lutron.com/TechnicalDocumentLibrary/Sensor_Warranty.pdf" target="_blank">Warranty Information</a> |  |  |  |  | 0.450 L | [14 empty] | 0 | 0 | 0 | 0 | Lighting Fixtures | 2016-07-15 15:11 | 2024-07-20 11:43 | 0000-00-00 00:00:00 | 2024-07-20 11:43 | 0000-00-00 00:00:00 | [6 empty] | Palladium
1 | Lutron Electronics | FC-VSENSOR | 4460-7370 | 4460 | 7370 | Lutron Electronics | FC-VSENSOR.jpg | 784276100823 | FIXTURE VACANCY SENSOR | PowPak vacancy fixture sensor mounts to the ceiling or a fixture to determine passive infrared vacancy |  | 3.5 | 4.5 |  | FC-VSENSOR.jpg | http://grandbrass.xologic.com/vendors/4460/large/FC-VSENSOR.jpg | [47 empty] | 0 | 0 | 0 | [6 empty] | 0 | 1 | 1 | EA | 1 | Lighting Controls | [27 empty] | Other Lighting Controls | [242 empty] | <a href="https://www.lutron.com/TechnicalDocumentLibrary/041490.pdf" target="_blank">Installation Instructions</a> | [23 empty] | 15.000 DW |  |  | 2.2500 IN | [89 empty] | 1.000 EA | 1.000 EA | [35 empty] | No | [42 empty] | https://www.lutron.com/TechnicalDocumentLibrary/369866.pdf | [7 empty] | Shelf Stock | [39 empty] | 39122230 | [13 empty] | <a href="https://www.lutron.com/TechnicalDocumentLibrary/Sensor_Warranty.pdf" target="_blank">Warranty Information</a> |  |  |  |  | 0.300 L | [14 empty] | 0 | 0 | 0 | 0 | Lighting Fixtures | 2016-07-15 15:11 | 2024-07-20 11:43 | 0000-00-00 00:00:00 | 2024-07-20 11:43 | 0000-00-00 00:00:00
1 | Lutron Electronics | DVSTV-WH | 4460-7371 | 4460 | 7371 | Lutron Electronics | dvstv-wh_wo-wallplate | 784276099622 | DIVA 0-10 W/SWITCHING BOX WHITE | Diva Dimmer - Gloss Finish, Fluorescent or LED Dimming with 0-10V Ballasts and Drivers, Single-pole/3-way, 120-277V/50mA/8A in white |  | 2.4 | 4.5 | [50 empty] | 0 | 0 | 0 | [6 empty] | 0 | 1 | 1 | EA | 1 | Lighting Controls | [7 empty] | White | [19 empty] | Dimmers | [242 empty] | <a href="https://www.lutron.com/TechnicalDocumentLibrary/0301973.pdf" target="_blank">Installation Instructions</a> | [23 empty] | 10.000 DW |  |  | 2.4000 IN | [89 empty] | 1.000 EA | 1.000 EA | [35 empty] | No | [42 empty] | https://www.lutron.com/TechnicalDocumentLibrary/369147_SPA.pdf | [7 empty] | Shelf Stock | [13 empty] | <a href="https://www.lutron.com/TechnicalDocumentLibrary/368-4493_Page_50.pdf" target="_blank">Tech Drawing</a> | [25 empty] | 39122206 | [6 empty] | <a href="https://www.lutron.com/Education-Training/Tools/Pages/InstallDimmer.aspx?syst=Dimmers+%26+Switches&prodn=Diva%c2%ae+dimmer+%26+switch" target="_blank">Product Video Clip</a> | [6 empty] | <a href="https://www.lutron.com/TechnicalDocumentLibrary/369-119_Wallbox_Warranty.pdf" target="_blank">Warranty Information</a> |  |  |  |  | 0.260 L | [14 empty] | 0 | 0 | 0 | 0 | Lighting Fixtures | 2016-07-15 15:11 | 2024-07-20 11:27 | 0000-00-00 00:00:00 | 2024-07-20 11:27 | 0000-00-00 00:00:00 | [6 empty] | White
1 | Lutron Electronics | PD-5WS-DV-IV | 4460-7372 | 4460 | 7372 | Lutron Electronics | Ecom_PD-5WS-DV-IV_WithWallPlate.jpeg?w=1500 | 784276041164 | RF SWTCH DUAL V, 5A LTNG OR 3A FAN, IV | Caseta Wireless switch, 5A lighting or 3A fan, 120/277V in ivory |  | 3.4 | 4.6 | [50 empty] | 0 | 0 | 0 | [6 empty] | 0 | 1 | 1 | EA | 1 | Lighting Controls | [27 empty] | Lightswitches | [242 empty] | <a href="https://www.lutron.com/TechnicalDocumentLibrary/0301979.pdf" target="_blank">Installation Instructions</a> | [23 empty] | 10.000 DW |  |  | 2.3000 IN | [89 empty] | 1.000 EA | 1.000 EA | [35 empty] | No | [42 empty] | https://www.lutron.com/TechnicalDocumentLibrary/369987_FRE.pdf | [7 empty] | Shelf Stock | [13 empty] | <a href="https://www.lutron.com/TechnicalDocumentLibrary/368-4493_Page_13.pdf" target="_blank">Tech Drawing</a> | [25 empty] | 39122216 | [6 empty] | <a href="https://lutron.widen.net/content/dsiex7hr8w/MP4/Ecom_CasetaGeneral_benefitsvideo.MP4?w=2048" target="_blank">Product Video Clip</a> | [6 empty] | <a href="https://www.lutron.com/TechnicalDocumentLibrary/369-119_Wallbox_Warranty.pdf" target="_blank">Warranty Information</a> |  |  |  |  | 0.350 L | [14 empty] | 0 | 0 | 0 | 0 | Lighting Fixtures | 2016-07-15 15:11 | 2024-07-20 11:23 | 0000-00-00 00:00:00 | 2024-07-20 11:23 | 0000-00-00 00:00:00 | [6 empty] | Ivory
1 | Lutron Electronics | MS-Z101-V-MN | 4460-7376 | 4460 | 7376 | Lutron Electronics | Ecom_MS-Z101-MN_NoWallPlate.jpeg?w=1500 | 784276100779 | 0-10V DIMMER SENSOR VAC MIDNIGHT | Maestro 0-10V dimmer vacancy sensor, passive infrared, 8A fluorescent ballast or LED driver, 120-277V, in midnight |  | 3.4 | 4.6 | [50 empty] | 0 | 0 | 0 | [6 empty] | 0 | 1 | 1 | EA | 1 | Lighting Controls | [27 empty] | Other Lighting Controls | [242 empty] | <a href="https://www.lutron.com/TechnicalDocumentLibrary/032504.pdf" target="_blank">Installation Instructions</a> | [23 empty] | 90.000 DW |  |  | 2.3000 IN | [89 empty] | 1.000 EA | 1.000 EA | [35 empty] | No | [42 empty] | https://www.lutron.com/TechnicalDocumentLibrary/369833.pdf | [7 empty] | Shelf Stock | [13 empty] | <a href="https://www.lutron.com/TechnicalDocumentLibrary/368-4493_Page_62.pdf" target="_blank">Tech Drawing</a> | [25 empty] | 39122236 | [6 empty] | <a href="https://lutron.widen.net/content/ljl01nfr11/mp4/In-wall-sensors_2021.mp4?w=2048" target="_blank">Product Video Clip</a> | [6 empty] | <a href="https://www.lutron.com/TechnicalDocumentLibrary/Sensor_Warranty.pdf" target="_blank">Warranty Information</a> |  |  |  |  | 0.300 L | [14 empty] | 0 | 0 | 0 | 0 | Lighting Fixtures | 2016-07-15 15:11 | 2024-07-20 11:20 | 0000-00-00 00:00:00 | 2024-07-20 11:20 | 0000-00-00 00:00:00 | [6 empty] | Midnight
1 | Lutron Electronics | MS-Z101-V-IV | 4460-7379 | 4460 | 7379 | Lutron Electronics | Ecom_MS-Z101-IV_NoWallPlate.jpeg?w=1500 | 784276100151 | 0-10V DIMMER SENSOR VAC IVORY | Maestro 0-10V dimmer vacancy sensor, passive infrared, 8A fluorescent ballast or LED driver, 120-277V, in ivory |  | 3.4 | 4.6 | [50 empty] | 0 | 0 | 0 | [6 empty] | 0 | 1 | 1 | EA | 1 | Lighting Controls | [7 empty] | White | [19 empty] | Other Lighting Controls | [242 empty] | <a href="https://www.lutron.com/TechnicalDocumentLibrary/032504.pdf" target="_blank">Installation Instructions</a> | [23 empty] | 40.000 DW |  |  | 2.3000 IN | [89 empty] | 1.000 EA | 1.000 EA | [35 empty] | No | [42 empty] | https://www.lutron.com/TechnicalDocumentLibrary/369833.pdf | [7 empty] | Shelf Stock | [13 empty] | <a href="https://www.lutron.com/TechnicalDocumentLibrary/368-4493_Page_62.pdf" target="_blank">Tech Drawing</a> | [25 empty] | 39122236 | [6 empty] | <a href="https://lutron.widen.net/content/ljl01nfr11/mp4/In-wall-sensors_2021.mp4?w=2048" target="_blank">Product Video Clip</a> | [6 empty] | <a href="https://www.lutron.com/TechnicalDocumentLibrary/Sensor_Warranty.pdf" target="_blank">Warranty Information</a> |  |  |  |  | 0.300 L | [14 empty] | 0 | 0 | 0 | 0 | Lighting Fixtures | 2016-07-15 15:11 | 2024-07-20 11:22 | 0000-00-00 00:00:00 | 2024-07-20 11:22 | 0000-00-00 00:00:00 | [6 empty] | Ivory
1 | Lutron Electronics | PJ2-4B-GWH-L31 | 4460-7380 | 4460 | 7380 | Lutron Electronics | Ecom_PJ2-4B-GWH-L31_NoWallPlate.jpeg?w=1500 | 784276091510 | PICO 4B SCENE LIGHT CONTROL WH | Pico Wireless Control, 4-button, 434 MHz, scene control of lights, standard engraving, in white |  | 2.3 | 4.5 | [50 empty] | 0 | 0 | 0 | [6 empty] | 0 | 1 | 1 | EA | 1 | Lighting Controls | [27 empty] | Other Lighting Controls | [242 empty] | <a href="https://www.lutron.com/TechnicalDocumentLibrary/041481.pdf" target="_blank">Installation Instructions</a> | [23 empty] | 10.000 DW |  |  | 2.3000 IN | [89 empty] | 1.000 EA | 1.000 EA | [35 empty] | No | [42 empty] | https://www.lutron.com/TechnicalDocumentLibrary/369847.pdf | [7 empty] | Shelf Stock | [39 empty] | 52161525 | [6 empty] | <a href="https://lutron.widen.net/content/fomoe9knmc/MP4/Ecom_PicoBenefits_video.MP4?w=2048" target="_blank">Product Video Clip</a> | [6 empty] | <a href="https://www.lutron.com/TechnicalDocumentLibrary/369-119_Wallbox_Warranty.pdf" target="_blank">Warranty Information</a> |  |  |  |  | 0.100 L | [14 empty] | 0 | 0 | 0 | 0 | Lighting Fixtures | 2016-07-15 15:11 | 2024-07-20 11:22 | 0000-00-00 00:00:00 | 2024-07-20 11:22 | 0000-00-00 00:00:00
1 | Lutron Electronics | PD-5WS-DV-WH | 4460-7382 | 4460 | 7382 | Lutron Electronics | Ecom_PD-5WS-DV-WH_WithWallPlate.jpeg?w=1500 | 784276041133 | RF SWTCH DUAL V, 5A LTNG OR 3A FAN, WH | Caseta Wireless switch, 5A lighting or 3A fan, 120/277V in white |  | 3.4 | 4.6 | [50 empty] | 0 | 0 | 0 | [6 empty] | 0 | 1 | 1 | EA | 1 | Lighting Controls | [7 empty] | White | [19 empty] | Lightswitches | [242 empty] | <a href="https://www.lutron.com/TechnicalDocumentLibrary/0301979.pdf" target="_blank">Installation Instructions</a> | [23 empty] | 10.000 DW |  |  | 2.3000 IN | [89 empty] | 1.000 EA | 1.000 EA | [35 empty] | No | [42 empty] | https://www.lutron.com/TechnicalDocumentLibrary/369987_FRE.pdf | [7 empty] | Shelf Stock | [13 empty] | <a href="https://www.lutron.com/TechnicalDocumentLibrary/368-4493_Page_13.pdf" target="_blank">Tech Drawing</a> | [25 empty] | 39122216 | [6 empty] | <a href="https://lutron.widen.net/content/dsiex7hr8w/MP4/Ecom_CasetaGeneral_benefitsvideo.MP4?w=2048" target="_blank">Product Video Clip</a> | [6 empty] | <a href="https://www.lutron.com/TechnicalDocumentLibrary/369-119_Wallbox_Warranty.pdf" target="_blank">Warranty Information</a> |  |  |  |  | 0.350 L | [14 empty] | 0 | 0 | 0 | 0 | Lighting Fixtures | 2016-07-15 15:11 | 2024-07-20 11:22 | 0000-00-00 00:00:00 | 2024-07-20 11:22 | 0000-00-00 00:00:00 | [6 empty] | White
1 | Lutron Electronics | MS-Z101-V-WH | 4460-7384 | 4460 | 7384 | Lutron Electronics | Ecom_MS-Z101-WH_NoWallPlate.jpeg?w=1500 | 784276100137 | 0-10V DIMMER SENSOR VAC WHITE | Maestro 0-10V dimmer vacancy sensor, passive infrared, 8A fluorescent ballast or LED driver, 120-277V, in white |  | 3.4 | 4.6 | [50 empty] | 0 | 0 | 0 | [6 empty] | 0 | 1 | 1 | EA | 1 | Lighting Controls | [7 empty] | White | [19 empty] | Other Lighting Controls | [242 empty] | <a href="https://www.lutron.com/TechnicalDocumentLibrary/032504.pdf" target="_blank">Installation Instructions</a> | [23 empty] | 40.000 DW |  |  | 2.3000 IN | [89 empty] | 1.000 EA | 1.000 EA | [35 empty] | No | [42 empty] | https://www.lutron.com/TechnicalDocumentLibrary/369833.pdf | [7 empty] | Shelf Stock | [13 empty] | <a href="https://www.lutron.com/TechnicalDocumentLibrary/368-4493_Page_62.pdf" target="_blank">Tech Drawing</a> | [25 empty] | 39122236 | [6 empty] | <a href="https://lutron.widen.net/content/ljl01nfr11/mp4/In-wall-sensors_2021.mp4?w=2048" target="_blank">Product Video Clip</a> | [6 empty] | <a href="https://www.lutron.com/TechnicalDocumentLibrary/Sensor_Warranty.pdf" target="_blank">Warranty Information</a> |  |  |  |  | 0.300 L | [14 empty] | 0 | 0 | 0 | 0 | Lighting Fixtures | 2016-07-15 15:11 | 2024-07-20 11:20 | 0000-00-00 00:00:00 | 2024-07-20 11:20 | 0000-00-00 00:00:00 | [6 empty] | White
1 | Lutron Electronics | MS-Z101-V-BL | 4460-7385 | 4460 | 7385 | Lutron Electronics | Ecom_MS-Z101-BL_NoWallPlate.jpeg?w=1500 | 784276100199 | 0-10V DIMMER SENSOR VAC BLACK | Maestro 0-10V dimmer vacancy sensor, passive infrared, 8A fluorescent ballast or LED driver, 120-277V, in black |  | 3.4 | 4.6 | [50 empty] | 0 | 0 | 0 | [6 empty] | 0 | 1 | 1 | EA | 1 | Lighting Controls | [7 empty] | Black | [19 empty] | Other Lighting Controls | [242 empty] | <a href="https://www.lutron.com/TechnicalDocumentLibrary/032504.pdf" target="_blank">Installation Instructions</a> | [23 empty] | 90.000 DW |  |  | 2.3000 IN | [89 empty] | 1.000 EA | 1.000 EA | [35 empty] | No | [42 empty] | https://www.lutron.com/TechnicalDocumentLibrary/369833.pdf | [7 empty] | Shelf Stock | [13 empty] | <a href="https://www.lutron.com/TechnicalDocumentLibrary/368-4493_Page_62.pdf" target="_blank">Tech Drawing</a> | [25 empty] | 39122236 | [6 empty] | <a href="https://lutron.widen.net/content/ljl01nfr11/mp4/In-wall-sensors_2021.mp4?w=2048" target="_blank">Product Video Clip</a> | [6 empty] | <a href="https://www.lutron.com/TechnicalDocumentLibrary/Sensor_Warranty.pdf" target="_blank">Warranty Information</a> |  |  |  |  | 0.300 L | [14 empty] | 0 | 0 | 0 | 0 | Lighting Fixtures | 2016-07-15 15:11 | 2024-07-20 11:15 | 0000-00-00 00:00:00 | 2024-07-20 11:15 | 0000-00-00 00:00:00 | [6 empty] | Black
1 | Lutron Electronics | MS-Z101-TP | 4460-7388 | 4460 | 7388 | Lutron Electronics | Ecom_MS-Z101-TP_NoWallPlate.jpeg?w=1500 | 784276099967 | 0-10V DIMMER SENSOR TAUPE | Maestro 0-10V dimmer occupancy/vacancy sensor, passive infrared, 8A fluorescent ballast or LED driver, 120-277V, in taupe |  | 3.4 | 4.5 | [50 empty] | 0 | 0 | 0 | [6 empty] | 0 | 1 | 1 | EA | 1 | Lighting Controls | [27 empty] | Other Lighting Controls | [242 empty] | <a href="https://www.lutron.com/TechnicalDocumentLibrary/032504.pdf" target="_blank">Installation Instructions</a> | [23 empty] | 90.000 DW |  |  | 2.4000 IN | [89 empty] | 1.000 EA | 1.000 EA | [35 empty] | No | [42 empty] | https://www.lutron.com/TechnicalDocumentLibrary/369833.pdf | [7 empty] | Shelf Stock | [13 empty] | <a href="https://www.lutron.com/TechnicalDocumentLibrary/368-4493_Page_62.pdf" target="_blank">Tech Drawing</a> | [25 empty] | 39122236 | [6 empty] | <a href="https://lutron.widen.net/content/ljl01nfr11/mp4/In-wall-sensors_2021.mp4?w=2048" target="_blank">Product Video Clip</a> | [6 empty] | <a href="https://www.lutron.com/TechnicalDocumentLibrary/Sensor_Warranty.pdf" target="_blank">Warranty Information</a> |  |  |  |  | 0.450 L | [14 empty] | 0 | 0 | 0 | 0 | Lighting Fixtures | 2016-07-15 15:11 | 2024-07-20 11:21 | 0000-00-00 00:00:00 | 2024-07-20 11:21 | 0000-00-00 00:00:00 | [6 empty] | Taupe
1 | Lutron Electronics | MS-Z101-V-BR | 4460-7389 | 4460 | 7389 | Lutron Electronics | Ecom_MS-Z101-BR_NoWallPlate.jpeg?w=1500 | 784276100182 | 0-10V DIMMER SENSOR VAC BROWN | Maestro 0-10V dimmer vacancy sensor, passive infrared, 8A fluorescent ballast or LED driver, 120-277V, in brown |  | 3.4 | 4.6 | [50 empty] | 0 | 0 | 0 | [6 empty] | 0 | 1 | 1 | EA | 1 | Lighting Controls | [7 empty] | Brown | [19 empty] | Other Lighting Controls | [242 empty] | <a href="https://www.lutron.com/TechnicalDocumentLibrary/032504.pdf" target="_blank">Installation Instructions</a> | [23 empty] | 90.000 DW |  |  | 2.3000 IN | [89 empty] | 1.000 EA | 1.000 EA | [35 empty] | No | [42 empty] | https://www.lutron.com/TechnicalDocumentLibrary/369833.pdf | [7 empty] | Shelf Stock | [13 empty] | <a href="https://www.lutron.com/TechnicalDocumentLibrary/368-4493_Page_62.pdf" target="_blank">Tech Drawing</a> | [25 empty] | 39122236 | [6 empty] | <a href="https://lutron.widen.net/content/ljl01nfr11/mp4/In-wall-sensors_2021.mp4?w=2048" target="_blank">Product Video Clip</a> | [6 empty] | <a href="https://www.lutron.com/TechnicalDocumentLibrary/Sensor_Warranty.pdf" target="_blank">Warranty Information</a> |  |  |  |  | 0.300 L | [14 empty] | 0 | 0 | 0 | 0 | Lighting Fixtures | 2016-07-15 15:11 | 2024-07-20 11:16 | 0000-00-00 00:00:00 | 2024-07-20 11:16 | 0000-00-00 00:00:00 | [6 empty] | Brown
1 | Lutron Electronics | MS-Z101-BL | 4460-7390 | 4460 | 7390 | Lutron Electronics | Ecom_MS-Z101-BL_NoWallPlate.jpeg?w=1500 | 784276099905 | 0-10V DIMMER SENSOR BLACK | Maestro 0-10V dimmer occupancy/vacancy sensor, passive infrared, 8A fluorescent ballast or LED driver, 120-277V, in black |  | 2.25 | 4.5 | [50 empty] | 0 | 0 | 0 | [6 empty] | 0 | 1 | 1 | EA | 1 | Lighting Controls | [7 empty] | Black | [19 empty] | Other Lighting Controls | [242 empty] | <a href="https://www.lutron.com/TechnicalDocumentLibrary/032504.pdf" target="_blank">Installation Instructions</a> | [23 empty] | 40.000 DW |  |  | 3.5000 IN | [89 empty] | 1.000 EA | 1.000 EA | [35 empty] | No | [42 empty] | https://www.lutron.com/TechnicalDocumentLibrary/369833.pdf | [7 empty] | Shelf Stock | [13 empty] | <a href="https://www.lutron.com/TechnicalDocumentLibrary/368-4493_Page_62.pdf" target="_blank">Tech Drawing</a> | [25 empty] | 39122236 | [6 empty] | <a href="https://lutron.widen.net/content/ljl01nfr11/mp4/In-wall-sensors_2021.mp4?w=2048" target="_blank">Product Video Clip</a> | [6 empty] | <a href="https://www.lutron.com/TechnicalDocumentLibrary/Sensor_Warranty.pdf" target="_blank">Warranty Information</a> |  |  |  |  | 0.330 L | [14 empty] | 0 | 0 | 0 | 0 | Lighting Fixtures | 2016-07-15 15:11 | 2024-07-20 11:23 | 0000-00-00 00:00:00 | 2024-07-20 11:23 | 0000-00-00 00:00:00 | [6 empty] | Black
1 | Lutron Electronics | MS-Z101-V-HT | 4460-7392 | 4460 | 7392 | Lutron Electronics | Ecom_MS-Z101-HT_NoWallPlate.jpeg?w=1500 | 784276100755 | 0-10V DIMMER SENSOR VAC HOT | Maestro 0-10V dimmer vacancy sensor, passive infrared, 8A fluorescent ballast or LED driver, 120-277V, in hot |  | 3.4 | 4.6 | [50 empty] | 0 | 0 | 0 | [6 empty] | 0 | 1 | 1 | EA | 1 | Lighting Controls | [27 empty] | Other Lighting Controls | [242 empty] | <a href="https://www.lutron.com/TechnicalDocumentLibrary/032504.pdf" target="_blank">Installation Instructions</a> | [23 empty] | 40.000 DW |  |  | 2.3000 IN | [89 empty] | 1.000 EA | 1.000 EA | [35 empty] | No | [42 empty] | https://www.lutron.com/TechnicalDocumentLibrary/369833.pdf | [7 empty] | Shelf Stock | [13 empty] | <a href="https://www.lutron.com/TechnicalDocumentLibrary/368-4493_Page_62.pdf" target="_blank">Tech Drawing</a> | [25 empty] | 39122236 | [6 empty] | <a href="https://lutron.widen.net/content/ljl01nfr11/mp4/In-wall-sensors_2021.mp4?w=2048" target="_blank">Product Video Clip</a> | [6 empty] | <a href="https://www.lutron.com/TechnicalDocumentLibrary/Sensor_Warranty.pdf" target="_blank">Warranty Information</a> |  |  |  |  | 0.300 L | [14 empty] | 0 | 0 | 0 | 0 | Lighting Fixtures | 2016-07-15 15:11 | 2024-07-20 11:18 | 0000-00-00 00:00:00 | 2024-07-20 11:18 | 0000-00-00 00:00:00
1 | Lutron Electronics | PJ2-4B-GLA-L01 | 4460-7394 | 4460 | 7394 | Lutron Electronics | PJ2-4B-GLA-L01P.jpeg?w=1500 | 784276091411 | PICO 4B ZONE LIGHT CONTROL LA | Pico Wireless Control, 4-button, 434 MHz, zone control of lights, standard engraving, in light almond |  | 2.5 | 0.4 | [50 empty] | 0 | 0 | 0 | [6 empty] | 0 | 1 | 1 | EA | 1 | Lighting Controls | [27 empty] | Other Lighting Controls | [242 empty] | <a href="https://www.lutron.com/TechnicalDocumentLibrary/041481.pdf" target="_blank">Installation Instructions</a> | [23 empty] | 10.000 DW |  |  | 3.8000 IN | [89 empty] | 1.000 EA | 1.000 EA | [35 empty] | No | [42 empty] | https://www.lutron.com/TechnicalDocumentLibrary/369847.pdf | [7 empty] | Shelf Stock | [39 empty] | 52161525 | [6 empty] | <a href="https://lutron.widen.net/content/fomoe9knmc/MP4/Ecom_PicoBenefits_video.MP4?w=2048" target="_blank">Product Video Clip</a> | [6 empty] | <a href="https://www.lutron.com/TechnicalDocumentLibrary/369-119_Wallbox_Warranty.pdf" target="_blank">Warranty Information</a> |  |  |  |  | 0.150 L | [14 empty] | 0 | 0 | 0 | 0 | Lighting Fixtures | 2016-07-15 15:12 | 2024-07-20 11:21 | 0000-00-00 00:00:00 | 2024-07-20 11:21 | 0000-00-00 00:00:00
4 | Lutron Electronics | NT-L-NFB-SC | 4460-7396 | 4460 | 7396 | Lutron Electronics | VWP-2NFB-WH.jpg | 27557066839 | NOVA T 1GNG LG NFB STN CHROME | Nova T Wallplate Kit, Single gang, large (no fin sections removed) in satin chrome |  | 2.5 | 4.5 |  | VWP-2NFB-WH.jpg | http://grandbrass.xologic.com/vendors/4460/large/VWP-2NFB-WH.jpg | [47 empty] | 0 | 0 | 0 | [6 empty] | 0 | 1 | 1 | EA | 1 | Lighting Controls |  |  | Fittings and Hardware |  | Electrical Hardware And Supplies |  | Wallplates | Chrome | [19 empty] | Switch Plates | [49 empty] | <a href="https://www.lutron.com/TechnicalDocumentLibrary/367-1015.pdf" target="_blank">Manufacturer Brochure</a> | [192 empty] | <a href="https://www.lutron.com/TechnicalDocumentLibrary/0301030A.pdf" target="_blank">Installation Instructions</a> | [23 empty] | 2.000 DW |  |  | 0.8000 IN | [89 empty] | 1.000 EA | 1.000 EA | [35 empty] | No | [42 empty] | https://www.lutron.com/TechnicalDocumentLibrary/3682811b_Volume%201%20Addendum-Wallplates.pdf | [7 empty] | Shelf Stock | [39 empty] | 39121704 | [13 empty] | <a href="https://www.lutron.com/TechnicalDocumentLibrary/369-119_Wallbox_Warranty.pdf" target="_blank">Warranty Information</a> |  |  |  |  | 0.150 L | [14 empty] | 0 | 0 | 0 | 0 | Electrical | 2016-07-15 15:12 | 2024-07-20 11:20 | 0000-00-00 00:00:00 | 2025-11-29 02:00 | 0000-00-00 00:00:00
1 | Lutron Electronics | QSWE-2BI-AW | 4460-7400 | 4460 | 7400 | Lutron Electronics | QSWE-2BI-AW.png | 27557606134 | QSWE-WALLSTN 2B INS AW | GRAFIK Eye QS International seeTouch QS Wallstation, 2-button, w/insert Arctic White finish |  | 5.3 | 3.9 |  | QSWE-2BI-AW.png | http://grandbrass.xologic.com/vendors/4460/large/QSWE-2BI-AW.png | [47 empty] | 0 | 0 | 0 | [6 empty] | 0 | 1 | 1 | EA | 1 | Lighting Controls | [27 empty] | Other Lighting Controls | [242 empty] | <a href="https://www.lutron.com/TechnicalDocumentLibrary/0301604.pdf" target="_blank">Installation Instructions</a> | [23 empty] | 50.000 DW |  |  | 5.3000 IN | [89 empty] | 1.000 EA | 1.000 EA | [35 empty] | No | [42 empty] | https://www.lutron.com/TechnicalDocumentLibrary/InternationalseeTouchQS.pdf | [7 empty] | Shelf Stock | [39 empty] | 52161525 | [13 empty] | <a href="https://www.lutron.com/TechnicalDocumentLibrary/3601201A_Commercial_Limited_Warranty.pdf" target="_blank">Warranty Information</a> |  |  |  |  | 0.500 L | [14 empty] | 0 | 0 | 0 | 0 | Lighting Fixtures | 2016-07-15 15:12 | 2024-07-20 11:19 | 0000-00-00 00:00:00 | 2024-07-20 11:19 | 0000-00-00 00:00:00
1 | Lutron Electronics | QSWE-2BN-AW | 4460-7401 | 4460 | 7401 | Lutron Electronics | QSWE-2BN-AW.png | 27557606141 | QSWE-WALLSTN 2B N/INS AW | GRAFIK Eye QS International seeTouch QS Wallstation, 2-button, no insert Arctic White finish |  | 5.3 | 3.9 |  | QSWE-2BN-AW.png | http://grandbrass.xologic.com/vendors/4460/large/QSWE-2BN-AW.png | [47 empty] | 0 | 0 | 0 | [6 empty] | 0 | 1 | 1 | EA | 1 | Lighting Controls | [27 empty] | Other Lighting Controls | [242 empty] | <a href="https://www.lutron.com/TechnicalDocumentLibrary/0301604.pdf" target="_blank">Installation Instructions</a> | [23 empty] | 50.000 DW |  |  | 5.3000 IN | [89 empty] | 1.000 EA | 1.000 EA | [35 empty] | No | [42 empty] | https://www.lutron.com/TechnicalDocumentLibrary/InternationalseeTouchQS.pdf | [7 empty] | Shelf Stock | [39 empty] | 52161525 | [13 empty] | <a href="https://www.lutron.com/TechnicalDocumentLibrary/3601201A_Commercial_Limited_Warranty.pdf" target="_blank">Warranty Information</a> |  |  |  |  | 0.500 L | [14 empty] | 0 | 0 | 0 | 0 | Lighting Fixtures | 2016-07-15 15:12 | 2024-07-20 11:21 | 0000-00-00 00:00:00 | 2024-07-20 11:21 | 0000-00-00 00:00:00
1 | Lutron Electronics | QSWE-3BI-AW | 4460-7402 | 4460 | 7402 | Lutron Electronics | QSWE-3BI-AW.png | 27557606158 | QSWE-WALLSTN 3B INS AW | GRAFIK Eye QS International seeTouch QS Wallstation, 3-button, w/insert Arctic White finish |  | 5.3 | 3.9 |  | QSWE-3BI-AW.png | http://grandbrass.xologic.com/vendors/4460/large/QSWE-3BI-AW.png | [47 empty] | 0 | 0 | 0 | [6 empty] | 0 | 1 | 1 | EA | 1 | Lighting Controls | [27 empty] | Other Lighting Controls | [242 empty] | <a href="https://www.lutron.com/TechnicalDocumentLibrary/0301604.pdf" target="_blank">Installation Instructions</a> | [23 empty] | 50.000 DW |  |  | 5.3000 IN | [89 empty] | 1.000 EA | 1.000 EA | [35 empty] | No | [42 empty] | https://www.lutron.com/TechnicalDocumentLibrary/InternationalseeTouchQS.pdf | [7 empty] | Shelf Stock | [39 empty] | 52161525 | [13 empty] | <a href="https://www.lutron.com/TechnicalDocumentLibrary/3601201A_Commercial_Limited_Warranty.pdf" target="_blank">Warranty Information</a> |  |  |  |  | 0.500 L | [14 empty] | 0 | 0 | 0 | 0 | Lighting Fixtures | 2016-07-15 15:12 | 2024-07-20 11:17 | 0000-00-00 00:00:00 | 2024-07-20 11:17 | 0000-00-00 00:00:00
1 | Lutron Electronics | QSWE-3BN-AW | 4460-7403 | 4460 | 7403 | Lutron Electronics | QSWE-3BN-AW.png | 27557606165 | QSWE-WALLSTN 3B N/INS AW | GRAFIK Eye QS International seeTouch QS Wallstation, 3-button, no insert Arctic White finish |  | 5.3 | 3.9 |  | QSWE-3BN-AW.png | http://grandbrass.xologic.com/vendors/4460/large/QSWE-3BN-AW.png | [47 empty] | 0 | 0 | 0 | [6 empty] | 0 | 1 | 1 | EA | 1 | Lighting Controls | [27 empty] | Other Lighting Controls | [242 empty] | <a href="https://www.lutron.com/TechnicalDocumentLibrary/0301604.pdf" target="_blank">Installation Instructions</a> | [23 empty] | 50.000 DW |  |  | 5.3000 IN | [89 empty] | 1.000 EA | 1.000 EA | [35 empty] | No | [42 empty] | https://www.lutron.com/TechnicalDocumentLibrary/InternationalseeTouchQS.pdf | [7 empty] | Shelf Stock | [39 empty] | 52161525 | [13 empty] | <a href="https://www.lutron.com/TechnicalDocumentLibrary/3601201A_Commercial_Limited_Warranty.pdf" target="_blank">Warranty Information</a> |  |  |  |  | 0.500 L | [14 empty] | 0 | 0 | 0 | 0 | Lighting Fixtures | 2016-07-15 15:12 | 2024-07-20 11:22 | 0000-00-00 00:00:00 | 2024-07-20 11:22 | 0000-00-00 00:00:00
1 | Lutron Electronics | QSWE-4BI-AW | 4460-7404 | 4460 | 7404 | Lutron Electronics | QSWE-4BI-AW.png | 27557606172 | QSWE-WALLSTN 4B INS AW | GRAFIK Eye QS International seeTouch QS Wallstation, 4-button, w/insert Arctic White finish |  | 5.3 | 3.9 |  | QSWE-4BI-AW.png | http://grandbrass.xologic.com/vendors/4460/large/QSWE-4BI-AW.png | [47 empty] | 0 | 0 | 0 | [6 empty] | 0 | 1 | 1 | EA | 1 | Lighting Controls | [27 empty] | Other Lighting Controls | [242 empty] | <a href="https://www.lutron.com/TechnicalDocumentLibrary/0301604.pdf" target="_blank">Installation Instructions</a> | [23 empty] | 50.000 DW |  |  | 5.3000 IN | [89 empty] | 1.000 EA | 1.000 EA | [35 empty] | No | [42 empty] | https://www.lutron.com/TechnicalDocumentLibrary/InternationalseeTouchQS.pdf | [7 empty] | Shelf Stock | [39 empty] | 52161525 | [13 empty] | <a href="https://www.lutron.com/TechnicalDocumentLibrary/3601201A_Commercial_Limited_Warranty.pdf" target="_blank">Warranty Information</a> |  |  |  |  | 0.500 L | [14 empty] | 0 | 0 | 0 | 0 | Lighting Fixtures | 2016-07-15 15:12 | 2024-07-20 11:23 | 0000-00-00 00:00:00 | 2024-07-20 11:23 | 0000-00-00 00:00:00
1 | Lutron Electronics | QSWE-4BN-AW | 4460-7405 | 4460 | 7405 | Lutron Electronics | QSWE-4BN-AW.png | 27557606189 | QSWE-WALLSTN 4B N/INS AW | GRAFIK Eye QS International seeTouch QS Wallstation, 4-button, no insert Arctic White finish |  | 5.3 | 3.9 |  | QSWE-4BN-AW.png | http://grandbrass.xologic.com/vendors/4460/large/QSWE-4BN-AW.png | [47 empty] | 0 | 0 | 0 | [6 empty] | 0 | 1 | 1 | EA | 1 | Lighting Controls | [27 empty] | Other Lighting Controls | [242 empty] | <a href="https://www.lutron.com/TechnicalDocumentLibrary/0301604.pdf" target="_blank">Installation Instructions</a> | [23 empty] | 50.000 DW |  |  | 5.3000 IN | [89 empty] | 1.000 EA | 1.000 EA | [35 empty] | No | [42 empty] | https://www.lutron.com/TechnicalDocumentLibrary/InternationalseeTouchQS.pdf | [7 empty] | Shelf Stock | [39 empty] | 52161525 | [13 empty] | <a href="https://www.lutron.com/TechnicalDocumentLibrary/3601201A_Commercial_Limited_Warranty.pdf" target="_blank">Warranty Information</a> |  |  |  |  | 0.500 L | [14 empty] | 0 | 0 | 0 | 0 | Lighting Fixtures | 2016-07-15 15:12 | 2024-07-20 11:22 | 0000-00-00 00:00:00 | 2024-07-20 11:22 | 0000-00-00 00:00:00
1 | Lutron Electronics | QSWE-5BRLI-AW | 4460-7406 | 4460 | 7406 | Lutron Electronics | QSWE-5BRLI-AW.png | 27557606196 | QSWE-WALLSTN 5BRL INS AW | GRAFIK Eye QS International seeTouch QS Wallstation, 5-button w/insert raise/lower, Arctic White finish |  | 5.3 | 3.9 |  | QSWE-5BRLI-AW.png | http://grandbrass.xologic.com/vendors/4460/large/QSWE-5BRLI-AW.png | [47 empty] | 0 | 0 | 0 | [6 empty] | 0 | 1 | 1 | EA | 1 | Lighting Controls | [27 empty] | Other Lighting Controls | [242 empty] | <a href="https://www.lutron.com/TechnicalDocumentLibrary/0301604.pdf" target="_blank">Installation Instructions</a> | [23 empty] | 50.000 DW |  |  | 5.3000 IN | [89 empty] | 1.000 EA | 1.000 EA | [35 empty] | No | [42 empty] | https://www.lutron.com/TechnicalDocumentLibrary/InternationalseeTouchQS.pdf | [7 empty] | Shelf Stock | [39 empty] | 52161525 | [13 empty] | <a href="https://www.lutron.com/TechnicalDocumentLibrary/3601201A_Commercial_Limited_Warranty.pdf" target="_blank">Warranty Information</a> |  |  |  |  | 0.500 L | [14 empty] | 0 | 0 | 0 | 0 | Lighting Fixtures | 2016-07-15 15:12 | 2024-07-20 11:23 | 0000-00-00 00:00:00 | 2024-07-20 11:23 | 0000-00-00 00:00:00
1 | Lutron Electronics | QSWE-5BRLN-AW | 4460-7407 | 4460 | 7407 | Lutron Electronics | QSWE-5BRLN-AW.jpg | 27557606202 | QSWE-WALLSTN 5BRL N/INS AW | GRAFIK Eye QS International seeTouch QS Wallstation, 5-button no insert raise/lower, Arctic White finish |  | 5.3 | 3.9 |  | QSWE-5BRLN-AW.jpg | http://grandbrass.xologic.com/vendors/4460/large/QSWE-5BRLN-AW.jpg | [47 empty] | 0 | 0 | 0 | [6 empty] | 0 | 1 | 1 | EA | 1 | Lighting Controls | [27 empty] | Other Lighting Controls | [242 empty] | <a href="https://www.lutron.com/TechnicalDocumentLibrary/0301604.pdf" target="_blank">Installation Instructions</a> | [23 empty] | 50.000 DW |  |  | 5.3000 IN | [89 empty] | 1.000 EA | 1.000 EA | [35 empty] | No | [42 empty] | https://www.lutron.com/TechnicalDocumentLibrary/InternationalseeTouchQS.pdf | [7 empty] | Shelf Stock | [39 empty] | 52161525 | [13 empty] | <a href="https://www.lutron.com/TechnicalDocumentLibrary/3601201A_Commercial_Limited_Warranty.pdf" target="_blank">Warranty Information</a> |  |  |  |  | 0.500 L | [14 empty] | 0 | 0 | 0 | 0 | Lighting Fixtures | 2016-07-15 15:12 | 2024-07-20 11:20 | 0000-00-00 00:00:00 | 2024-07-20 11:20 | 0000-00-00 00:00:00
1 | Lutron Electronics | QSWE-5BRLIRI-AW | 4460-7408 | 4460 | 7408 | Lutron Electronics | QSWE-5BRLIRI-AW.png | 27557606219 | QSWE-WALLSTN 5BRLIR INS AW | GRAFIK Eye QS International seeTouch QS Wallstation, 5-button w/insert IR receiver, raise/lower, Arctic White finish |  | 5.3 | 3.9 |  | QSWE-5BRLIRI-AW.png | http://grandbrass.xologic.com/vendors/4460/large/QSWE-5BRLIRI-AW.png | [47 empty] | 0 | 0 | 0 | [6 empty] | 0 | 1 | 1 | EA | 1 | Lighting Controls | [27 empty] | Other Lighting Controls | [242 empty] | <a href="https://www.lutron.com/TechnicalDocumentLibrary/0301604.pdf" target="_blank">Installation Instructions</a> | [23 empty] | 50.000 DW |  |  | 5.3000 IN | [89 empty] | 1.000 EA | 1.000 EA | [35 empty] | No | [42 empty] | https://www.lutron.com/TechnicalDocumentLibrary/InternationalseeTouchQS.pdf | [7 empty] | Shelf Stock | [39 empty] | 52161525 | [13 empty] | <a href="https://www.lutron.com/TechnicalDocumentLibrary/3601201A_Commercial_Limited_Warranty.pdf" target="_blank">Warranty Information</a> |  |  |  |  | 0.500 L | [14 empty] | 0 | 0 | 0 | 0 | Lighting Fixtures | 2016-07-15 15:12 | 2024-07-20 11:43 | 0000-00-00 00:00:00 | 2024-07-20 11:43 | 0000-00-00 00:00:00
1 | Lutron Electronics | QSWE-5BRLIRN-AW | 4460-7409 | 4460 | 7409 | Lutron Electronics | QSWE-5BRLIRN-AW.jpg | 27557606226 | QSWE-WALLSTN 5BRLIR N/INS AW | GRAFIK Eye QS International seeTouch QS Wallstation, 5-button no insert IR receiver, raise/lower, Arctic White finish |  | 5.3 | 3.9 |  | QSWE-5BRLIRN-AW.jpg | http://grandbrass.xologic.com/vendors/4460/large/QSWE-5BRLIRN-AW.jpg | [47 empty] | 0 | 0 | 0 | [6 empty] | 0 | 1 | 1 | EA | 1 | Lighting Controls | [27 empty] | Other Lighting Controls | [242 empty] | <a href="https://www.lutron.com/TechnicalDocumentLibrary/0301604.pdf" target="_blank">Installation Instructions</a> | [23 empty] | 50.000 DW |  |  | 5.3000 IN | [89 empty] | 1.000 EA | 1.000 EA | [35 empty] | No | [42 empty] | https://www.lutron.com/TechnicalDocumentLibrary/InternationalseeTouchQS.pdf | [7 empty] | Shelf Stock | [39 empty] | 52161525 | [13 empty] | <a href="https://www.lutron.com/TechnicalDocumentLibrary/3601201A_Commercial_Limited_Warranty.pdf" target="_blank">Warranty Information</a> |  |  |  |  | 0.500 L | [14 empty] | 0 | 0 | 0 | 0 | Lighting Fixtures | 2016-07-15 15:12 | 2024-07-20 11:21 | 0000-00-00 00:00:00 | 2024-07-20 11:21 | 0000-00-00 00:00:00
1 | Lutron Electronics | QSWE-6BRLI-AW | 4460-7410 | 4460 | 7410 | Lutron Electronics | QSWE-6BRLN-WH.jpg | 27557606264 | QSWE-WALLSTN 6BRL INS AW | GRAFIK Eye QS International seeTouch QS Wallstation, 6-button w/insert raise/lower, Arctic White finish |  | 5.3 | 3.9 |  | QSWE-6BRLN-WH.jpg | http://grandbrass.xologic.com/vendors/4460/large/QSWE-6BRLN-WH.jpg | [47 empty] | 0 | 0 | 0 | [6 empty] | 0 | 1 | 1 | EA | 1 | Lighting Controls | [27 empty] | Other Lighting Controls | [242 empty] | <a href="https://www.lutron.com/TechnicalDocumentLibrary/0301604.pdf" target="_blank">Installation Instructions</a> | [23 empty] | 50.000 DW |  |  | 5.3000 IN | [89 empty] | 1.000 EA | 1.000 EA | [35 empty] | No | [42 empty] | https://www.lutron.com/TechnicalDocumentLibrary/InternationalseeTouchQS.pdf | [7 empty] | Shelf Stock | [39 empty] | 52161525 | [13 empty] | <a href="https://www.lutron.com/TechnicalDocumentLibrary/3601201A_Commercial_Limited_Warranty.pdf" target="_blank">Warranty Information</a> |  |  |  |  | 0.500 L | [14 empty] | 0 | 0 | 0 | 0 | Lighting Fixtures | 2016-07-15 15:12 | 2024-07-20 11:20 | 0000-00-00 00:00:00 | 2024-07-20 11:20 | 0000-00-00 00:00:00
1 | Lutron Electronics | QSWE-6BRLN-AW | 4460-7411 | 4460 | 7411 | Lutron Electronics | QSWE-6BRLN-AW.jpg | 27557606271 | QSWE-WALLSTN 6BRL N/INS AW | GRAFIK Eye QS International seeTouch QS Wallstation, 6-button no insert raise/lower, Arctic White finish |  | 5.3 | 3.9 |  | QSWE-6BRLN-AW.jpg | http://grandbrass.xologic.com/vendors/4460/large/QSWE-6BRLN-AW.jpg | [47 empty] | 0 | 0 | 0 | [6 empty] | 0 | 1 | 1 | EA | 1 | Lighting Controls | [27 empty] | Other Lighting Controls | [242 empty] | <a href="https://www.lutron.com/TechnicalDocumentLibrary/0301604.pdf" target="_blank">Installation Instructions</a> | [23 empty] | 50.000 DW |  |  | 5.3000 IN | [89 empty] | 1.000 EA | 1.000 EA | [35 empty] | No | [42 empty] | https://www.lutron.com/TechnicalDocumentLibrary/InternationalseeTouchQS.pdf | [7 empty] | Shelf Stock | [39 empty] | 52161525 | [13 empty] | <a href="https://www.lutron.com/TechnicalDocumentLibrary/3601201A_Commercial_Limited_Warranty.pdf" target="_blank">Warranty Information</a> |  |  |  |  | 0.500 L | [14 empty] | 0 | 0 | 0 | 0 | Lighting Fixtures | 2016-07-15 15:12 | 2024-07-20 11:21 | 0000-00-00 00:00:00 | 2024-07-20 11:21 | 0000-00-00 00:00:00
1 | Lutron Electronics | QSWE-7BRLI-AW | 4460-7412 | 4460 | 7412 | Lutron Electronics | QSWE-7BRLN-WH.jpg | 27557606288 | QSWE-WALLSTN 7BRL INS AW | GRAFIK Eye QS International seeTouch QS Wallstation, 7-button w/insert raise/lower, Arctic White finish |  | 5.3 | 3.9 |  | QSWE-7BRLN-WH.jpg | http://grandbrass.xologic.com/vendors/4460/large/QSWE-7BRLN-WH.jpg | [47 empty] | 0 | 0 | 0 | [6 empty] | 0 | 1 | 1 | EA | 1 | Lighting Controls | [27 empty] | Other Lighting Controls | [242 empty] | <a href="https://www.lutron.com/TechnicalDocumentLibrary/0301604.pdf" target="_blank">Installation Instructions</a> | [23 empty] | 50.000 DW |  |  | 5.3000 IN | [89 empty] | 1.000 EA | 1.000 EA | [35 empty] | No | [42 empty] | https://www.lutron.com/TechnicalDocumentLibrary/InternationalseeTouchQS.pdf | [7 empty] | Shelf Stock | [39 empty] | 52161525 | [13 empty] | <a href="https://www.lutron.com/TechnicalDocumentLibrary/3601201A_Commercial_Limited_Warranty.pdf" target="_blank">Warranty Information</a> |  |  |  |  | 0.500 L | [14 empty] | 0 | 0 | 0 | 0 | Lighting Fixtures | 2016-07-15 15:12 | 2024-07-20 11:22 | 0000-00-00 00:00:00 | 2024-07-20 11:22 | 0000-00-00 00:00:00
1 | Lutron Electronics | QSWE-7BRLN-AW | 4460-7413 | 4460 | 7413 | Lutron Electronics | QSWE-7BRLN-AW.jpg | 27557606295 | QSWE-WALLSTN 7BRL N/INS AW | GRAFIK Eye QS International seeTouch QS Wallstation, 7-button no insert raise/lower, Arctic White finish |  | 5.3 | 3.9 |  | QSWE-7BRLN-AW.jpg | http://grandbrass.xologic.com/vendors/4460/large/QSWE-7BRLN-AW.jpg | [47 empty] | 0 | 0 | 0 | [6 empty] | 0 | 1 | 1 | EA | 1 | Lighting Controls | [27 empty] | Other Lighting Controls | [242 empty] | <a href="https://www.lutron.com/TechnicalDocumentLibrary/0301604.pdf" target="_blank">Installation Instructions</a> | [23 empty] | 50.000 DW |  |  | 5.3000 IN | [89 empty] | 1.000 EA | 1.000 EA | [35 empty] | No | [42 empty] | https://www.lutron.com/TechnicalDocumentLibrary/InternationalseeTouchQS.pdf | [7 empty] | Shelf Stock | [39 empty] | 52161525 | [13 empty] | <a href="https://www.lutron.com/TechnicalDocumentLibrary/3601201A_Commercial_Limited_Warranty.pdf" target="_blank">Warranty Information</a> |  |  |  |  | 0.500 L | [14 empty] | 0 | 0 | 0 | 0 | Lighting Fixtures | 2016-07-15 15:12 | 2024-07-20 11:18 | 0000-00-00 00:00:00 | 2024-07-20 11:18 | 0000-00-00 00:00:00
1 | Lutron Electronics | QSWE-8BRLI-AW | 4460-7414 | 4460 | 7414 | Lutron Electronics | QSWE-8BRLI-AW.jpg | 27557606301 | QSWE-WALLSTN 8BRL INS AW | GRAFIK Eye QS International seeTouch QS Wallstation, 8-button w/insert raise/lower, Arctic White finish |  | 5.3 | 3.9 |  | QSWE-8BRLI-AW.jpg | http://grandbrass.xologic.com/vendors/4460/large/QSWE-8BRLI-AW.jpg | [47 empty] | 0 | 0 | 0 | [6 empty] | 0 | 1 | 1 | EA | 1 | Lighting Controls | [27 empty] | Other Lighting Controls | [242 empty] | <a href="https://www.lutron.com/TechnicalDocumentLibrary/0301604.pdf" target="_blank">Installation Instructions</a> | [23 empty] | 50.000 DW |  |  | 5.3000 IN | [89 empty] | 1.000 EA | 1.000 EA | [35 empty] | No | [42 empty] | https://www.lutron.com/TechnicalDocumentLibrary/InternationalseeTouchQS.pdf | [7 empty] | Shelf Stock | [39 empty] | 52161525 | [13 empty] | <a href="https://www.lutron.com/TechnicalDocumentLibrary/3601201A_Commercial_Limited_Warranty.pdf" target="_blank">Warranty Information</a> |  |  |  |  | 0.500 L | [14 empty] | 0 | 0 | 0 | 0 | Lighting Fixtures | 2016-07-15 15:12 | 2024-07-20 11:20 | 0000-00-00 00:00:00 | 2024-07-20 11:20 | 0000-00-00 00:00:00
1 | Lutron Electronics | QSWE-8BRLN-AW | 4460-7415 | 4460 | 7415 | Lutron Electronics | QSWE-8BRLN-AW.png | 27557606318 | QSWE-WALLSTN 8BRL N/INS AW | GRAFIK Eye QS International seeTouch QS Wallstation, 8-button no insert raise/lower, Arctic White finish |  | 5.3 | 3.9 |  | QSWE-8BRLN-AW.png | http://grandbrass.xologic.com/vendors/4460/large/QSWE-8BRLN-AW.png | [47 empty] | 0 | 0 | 0 | [6 empty] | 0 | 1 | 1 | EA | 1 | Lighting Controls | [27 empty] | Other Lighting Controls | [242 empty] | <a href="https://www.lutron.com/TechnicalDocumentLibrary/0301604.pdf" target="_blank">Installation Instructions</a> | [23 empty] | 50.000 DW |  |  | 5.3000 IN | [89 empty] | 1.000 EA | 1.000 EA | [35 empty] | No | [42 empty] | https://www.lutron.com/TechnicalDocumentLibrary/InternationalseeTouchQS.pdf | [7 empty] | Shelf Stock | [39 empty] | 52161525 | [13 empty] | <a href="https://www.lutron.com/TechnicalDocumentLibrary/3601201A_Commercial_Limited_Warranty.pdf" target="_blank">Warranty Information</a> |  |  |  |  | 0.500 L | [14 empty] | 0 | 0 | 0 | 0 | Lighting Fixtures | 2016-07-15 15:12 | 2024-07-20 11:25 | 0000-00-00 00:00:00 | 2024-07-20 11:25 | 0000-00-00 00:00:00
1 | Lutron Electronics | QSWE-8BRLIRI-AW | 4460-7416 | 4460 | 7416 | Lutron Electronics | QSWE-8BRLIRI-AW.jpg | 27557606325 | QSWE-WALLSTN 8BRLIR INS AW | GRAFIK Eye QS International seeTouch QS Wallstation, 8-button w/insert IR receiver, raise/lower, Arctic White finish |  | 5.3 | 3.9 |  | QSWE-8BRLIRI-AW.jpg | http://grandbrass.xologic.com/vendors/4460/large/QSWE-8BRLIRI-AW.jpg | [47 empty] | 0 | 0 | 0 | [6 empty] | 0 | 1 | 1 | EA | 1 | Lighting Controls | [27 empty] | Other Lighting Controls | [242 empty] | <a href="https://www.lutron.com/TechnicalDocumentLibrary/0301604.pdf" target="_blank">Installation Instructions</a> | [23 empty] | 50.000 DW |  |  | 5.3000 IN | [89 empty] | 1.000 EA | 1.000 EA | [35 empty] | No | [42 empty] | https://www.lutron.com/TechnicalDocumentLibrary/InternationalseeTouchQS.pdf | [7 empty] | Shelf Stock | [39 empty] | 52161525 | [13 empty] | <a href="https://www.lutron.com/TechnicalDocumentLibrary/3601201A_Commercial_Limited_Warranty.pdf" target="_blank">Warranty Information</a> |  |  |  |  | 0.500 L | [14 empty] | 0 | 0 | 0 | 0 | Lighting Fixtures | 2016-07-15 15:12 | 2024-07-20 11:21 | 0000-00-00 00:00:00 | 2024-07-20 11:21 | 0000-00-00 00:00:00
1 | Lutron Electronics | QSWE-8BRLIRN-AW | 4460-7417 | 4460 | 7417 | Lutron Electronics | QSWE-8BRLIRN-WH-Hybrid_Lo-Res.jpg | 27557606332 | QSWE-WALLSTN 8BRLIR N/INS AW | GRAFIK Eye QS International seeTouch QS Wallstation, 8-button no insert IR receiver, raise/lower, Arctic White finish |  | 5.3 | 3.9 |  | QSWE-8BRLIRN-WH-Hybrid_Lo-Res.jpg | http://grandbrass.xologic.com/vendors/4460/large/QSWE-8BRLIRN-WH-Hybrid_Lo-Res.jpg | [47 empty] | 0 | 0 | 0 | [6 empty] | 0 | 1 | 1 | EA | 1 | Lighting Controls | [27 empty] | Other Lighting Controls | [242 empty] | <a href="https://www.lutron.com/TechnicalDocumentLibrary/0301604.pdf" target="_blank">Installation Instructions</a> | [23 empty] | 50.000 DW |  |  | 5.3000 IN | [89 empty] | 1.000 EA | 1.000 EA | [35 empty] | No | [42 empty] | https://www.lutron.com/TechnicalDocumentLibrary/InternationalseeTouchQS.pdf | [7 empty] | Shelf Stock | [39 empty] | 52161525 | [13 empty] | <a href="https://www.lutron.com/TechnicalDocumentLibrary/3601201A_Commercial_Limited_Warranty.pdf" target="_blank">Warranty Information</a> |  |  |  |  | 0.500 L | [14 empty] | 0 | 0 | 0 | 0 | Lighting Fixtures | 2016-07-15 15:12 | 2024-07-20 11:19 | 0000-00-00 00:00:00 | 2024-07-20 11:19 | 0000-00-00 00:00:00
1 | Lutron Electronics | QSWE-10BRLI-AW | 4460-7418 | 4460 | 7418 | Lutron Electronics | QSWE-10BRLI-AW.png | 27557606349 | QSWE-WALLSTN 10BRL INS AW | GRAFIK Eye QS International seeTouch QS Wallstation, 10-button, w/insert, raise/lower, Arctic White finish |  | 5.3 | 3.9 |  | QSWE-10BRLI-AW.png | http://grandbrass.xologic.com/vendors/4460/large/QSWE-10BRLI-AW.png | [47 empty] | 0 | 0 | 0 | [6 empty] | 0 | 1 | 1 | EA | 1 | Lighting Controls | [27 empty] | Other Lighting Controls | [242 empty] | <a href="https://www.lutron.com/TechnicalDocumentLibrary/0301604.pdf" target="_blank">Installation Instructions</a> | [23 empty] | 50.000 DW |  |  | 5.3000 IN | [89 empty] | 1.000 EA | 1.000 EA | [35 empty] | No | [42 empty] | https://www.lutron.com/TechnicalDocumentLibrary/InternationalseeTouchQS.pdf | [7 empty] | Shelf Stock | [39 empty] | 52161525 | [13 empty] | <a href="https://www.lutron.com/TechnicalDocumentLibrary/3601201A_Commercial_Limited_Warranty.pdf" target="_blank">Warranty Information</a> |  |  |  |  | 0.500 L | [14 empty] | 0 | 0 | 0 | 0 | Lighting Fixtures | 2016-07-15 15:12 | 2024-07-20 11:27 | 0000-00-00 00:00:00 | 2024-07-20 11:27 | 0000-00-00 00:00:00
1 | Lutron Electronics | QSWE-10BRLN-AW | 4460-7419 | 4460 | 7419 | Lutron Electronics | QSWE-10BRLN-AW.png | 27557606356 | QSWE-WALLSTN 10BRL N/INS AW | GRAFIK Eye QS International seeTouch QS Wallstation, 10-button, no insert, raise/lower, Arctic White finish |  | 5.3 | 3.9 |  | QSWE-10BRLN-AW.png | http://grandbrass.xologic.com/vendors/4460/large/QSWE-10BRLN-AW.png | [47 empty] | 0 | 0 | 0 | [6 empty] | 0 | 1 | 1 | EA | 1 | Lighting Controls | [27 empty] | Other Lighting Controls | [242 empty] | <a href="https://www.lutron.com/TechnicalDocumentLibrary/0301604.pdf" target="_blank">Installation Instructions</a> | [23 empty] | 50.000 DW |  |  | 5.3000 IN | [89 empty] | 1.000 EA | 1.000 EA | [35 empty] | No | [42 empty] | https://www.lutron.com/TechnicalDocumentLibrary/InternationalseeTouchQS.pdf | [7 empty] | Shelf Stock | [39 empty] | 52161525 | [13 empty] | <a href="https://www.lutron.com/TechnicalDocumentLibrary/3601201A_Commercial_Limited_Warranty.pdf" target="_blank">Warranty Information</a> |  |  |  |  | 0.500 L | [14 empty] | 0 | 0 | 0 | 0 | Lighting Fixtures | 2016-07-15 15:12 | 2024-07-20 11:17 | 0000-00-00 00:00:00 | 2024-07-20 11:17 | 0000-00-00 00:00:00
4 | Lutron Electronics | CW-1-WH-300 | 4460-7420 | 4460 | 7420 | Lutron Electronics | Ecom_CW-1-WH.jpeg | 27557619691 | CLARO WALLPLATE 300 PK | Claro Wallplate, Gloss Finish, Single-gang contractor 300-pack |  | 17.1 | 24.3 |  | Ecom_CW-1-WH.jpeg | http://grandbrass.xologic.com/vendors/4460/large/Ecom_CW-1-WH.jpeg | [47 empty] | 0 | 0 | 0 | [6 empty] | 0 | 1 | 1 | EA | 1 | Lighting Controls |  |  | Fittings and Hardware |  | Electrical Hardware And Supplies |  | Wallplates | White | [19 empty] | Switch Plates | [242 empty] | <a href="https://www.lutron.com/TechnicalDocumentLibrary/03099903B.pdf" target="_blank">Installation Instructions</a> | [23 empty] | 10.000 DW |  |  | 6.8000 IN | [89 empty] | 1.000 EA | 1.000 EA | [35 empty] | No | [42 empty] | https://www.lutron.com/TechnicalDocumentLibrary/Maestro.pdf | [7 empty] | Shelf Stock | [39 empty] | 39121704 | [13 empty] | <a href="https://www.lutron.com/TechnicalDocumentLibrary/369-119_Wallbox_Warranty.pdf" target="_blank">Warranty Information</a> |  |  |  |  | 25.950 L | [14 empty] | 0 | 0 | 0 | 0 | Electrical | 2016-07-15 15:12 | 2024-07-20 11:43 | 0000-00-00 00:00:00 | 2025-11-29 02:00 | 0000-00-00 00:00:00 | [6 empty] | White
1 | Lutron Electronics | QSWE-2BI-SN | 4460-7421 | 4460 | 7421 | Lutron Electronics | QSWE-2BI-SN.png | 27557624848 | QSWE-WALLSTN 2B INS SN | GRAFIK Eye QS International seeTouch QS Wallstation, 2-button, w/insert Satin Nickel finish |  | 5.3 | 3.9 |  | QSWE-2BI-SN.png | http://grandbrass.xologic.com/vendors/4460/large/QSWE-2BI-SN.png | [47 empty] | 0 | 0 | 0 | [6 empty] | 0 | 1 | 1 | EA | 1 | Lighting Controls | [7 empty] | Nickel | [19 empty] | Other Lighting Controls | [242 empty] | <a href="https://www.lutron.com/TechnicalDocumentLibrary/0301604.pdf" target="_blank">Installation Instructions</a> | [23 empty] | 50.000 DW |  |  | 5.3000 IN | [89 empty] | 1.000 EA | 1.000 EA | [35 empty] | No | [42 empty] | https://www.lutron.com/TechnicalDocumentLibrary/InternationalseeTouchQS.pdf | [7 empty] | Shelf Stock | [39 empty] | 52161525 | [13 empty] | <a href="https://www.lutron.com/TechnicalDocumentLibrary/3601201A_Commercial_Limited_Warranty.pdf" target="_blank">Warranty Information</a> |  |  |  |  | 0.500 L | [14 empty] | 0 | 0 | 0 | 0 | Lighting Fixtures | 2016-07-15 15:12 | 2024-07-20 11:17 | 0000-00-00 00:00:00 | 2024-07-20 11:17 | 0000-00-00 00:00:00
1 | Lutron Electronics | QSWE-2BN-SN | 4460-7422 | 4460 | 7422 | Lutron Electronics | QSWE-2BN-SN.png | 27557624855 | QSWE-WALLSTN 2B N/INS SN | GRAFIK Eye QS International seeTouch QS Wallstation, 2-button, no insert Satin Nickel finish |  | 5.3 | 3.9 |  | QSWE-2BN-SN.png | http://grandbrass.xologic.com/vendors/4460/large/QSWE-2BN-SN.png | [47 empty] | 0 | 0 | 0 | [6 empty] | 0 | 1 | 1 | EA | 1 | Lighting Controls | [7 empty] | Nickel | [19 empty] | Other Lighting Controls | [242 empty] | <a href="https://www.lutron.com/TechnicalDocumentLibrary/0301604.pdf" target="_blank">Installation Instructions</a> | [23 empty] | 50.000 DW |  |  | 5.3000 IN | [89 empty] | 1.000 EA | 1.000 EA | [35 empty] | No | [42 empty] | https://www.lutron.com/TechnicalDocumentLibrary/InternationalseeTouchQS.pdf | [7 empty] | Shelf Stock | [39 empty] | 52161525 | [13 empty] | <a href="https://www.lutron.com/TechnicalDocumentLibrary/3601201A_Commercial_Limited_Warranty.pdf" target="_blank">Warranty Information</a> |  |  |  |  | 0.500 L | [14 empty] | 0 | 0 | 0 | 0 | Lighting Fixtures | 2016-07-15 15:12 | 2024-07-20 11:25 | 0000-00-00 00:00:00 | 2024-07-20 11:25 | 0000-00-00 00:00:00
1 | Lutron Electronics | QSWE-3BI-SN | 4460-7423 | 4460 | 7423 | Lutron Electronics | QSWE-3BI-SN.png | 27557624862 | QSWE-WALLSTN 3B INS SN | GRAFIK Eye QS International seeTouch QS Wallstation, 3-button, w/insert Satin Nickel finish |  | 5.3 | 3.9 |  | QSWE-3BI-SN.png | http://grandbrass.xologic.com/vendors/4460/large/QSWE-3BI-SN.png | [47 empty] | 0 | 0 | 0 | [6 empty] | 0 | 1 | 1 | EA | 1 | Lighting Controls | [7 empty] | Nickel | [19 empty] | Other Lighting Controls | [242 empty] | <a href="https://www.lutron.com/TechnicalDocumentLibrary/0301604.pdf" target="_blank">Installation Instructions</a> | [23 empty] | 50.000 DW |  |  | 5.3000 IN | [89 empty] | 1.000 EA | 1.000 EA | [35 empty] | No | [42 empty] | https://www.lutron.com/TechnicalDocumentLibrary/InternationalseeTouchQS.pdf | [7 empty] | Shelf Stock | [39 empty] | 52161525 | [13 empty] | <a href="https://www.lutron.com/TechnicalDocumentLibrary/3601201A_Commercial_Limited_Warranty.pdf" target="_blank">Warranty Information</a> |  |  |  |  | 0.500 L | [14 empty] | 0 | 0 | 0 | 0 | Lighting Fixtures | 2016-07-15 15:12 | 2024-07-20 11:20 | 0000-00-00 00:00:00 | 2024-07-20 11:20 | 0000-00-00 00:00:00
1 | Lutron Electronics | QSWE-3BN-SN | 4460-7424 | 4460 | 7424 | Lutron Electronics | QSWE-3BN-SN.png | 27557624879 | QSWE-WALLSTN B3 N/INS SN | GRAFIK Eye QS International seeTouch QS Wallstation, 3-button, no insert Satin Nickel finish |  | 5.3 | 3.9 |  | QSWE-3BN-SN.png | http://grandbrass.xologic.com/vendors/4460/large/QSWE-3BN-SN.png | [47 empty] | 0 | 0 | 0 | [6 empty] | 0 | 1 | 1 | EA | 1 | Lighting Controls | [7 empty] | Nickel | [19 empty] | Other Lighting Controls | [242 empty] | <a href="https://www.lutron.com/TechnicalDocumentLibrary/0301604.pdf" target="_blank">Installation Instructions</a> | [23 empty] | 50.000 DW |  |  | 5.3000 IN | [89 empty] | 1.000 EA | 1.000 EA | [35 empty] | No | [42 empty] | https://www.lutron.com/TechnicalDocumentLibrary/InternationalseeTouchQS.pdf | [7 empty] | Shelf Stock | [39 empty] | 52161525 | [13 empty] | <a href="https://www.lutron.com/TechnicalDocumentLibrary/3601201A_Commercial_Limited_Warranty.pdf" target="_blank">Warranty Information</a> |  |  |  |  | 0.500 L | [14 empty] | 0 | 0 | 0 | 0 | Lighting Fixtures | 2016-07-15 15:13 | 2024-07-20 11:20 | 0000-00-00 00:00:00 | 2024-07-20 11:20 | 0000-00-00 00:00:00
1 | Lutron Electronics | QSWE-4BI-SN | 4460-7425 | 4460 | 7425 | Lutron Electronics | QSWE-4BI-SN.png | 27557624886 | QSWE-WALLSTN 4B INS SN | GRAFIK Eye QS International seeTouch QS Wallstation, 4-button, w/insert Satin Nickel finish |  | 5.3 | 3.9 |  | QSWE-4BI-SN.png | http://grandbrass.xologic.com/vendors/4460/large/QSWE-4BI-SN.png | [47 empty] | 0 | 0 | 0 | [6 empty] | 0 | 1 | 1 | EA | 1 | Lighting Controls | [7 empty] | Nickel | [19 empty] | Other Lighting Controls | [242 empty] | <a href="https://www.lutron.com/TechnicalDocumentLibrary/0301604.pdf" target="_blank">Installation Instructions</a> | [23 empty] | 50.000 DW |  |  | 5.3000 IN | [89 empty] | 1.000 EA | 1.000 EA | [35 empty] | No | [42 empty] | https://www.lutron.com/TechnicalDocumentLibrary/InternationalseeTouchQS.pdf | [7 empty] | Shelf Stock | [39 empty] | 52161525 | [13 empty] | <a href="https://www.lutron.com/TechnicalDocumentLibrary/3601201A_Commercial_Limited_Warranty.pdf" target="_blank">Warranty Information</a> |  |  |  |  | 0.500 L | [14 empty] | 0 | 0 | 0 | 0 | Lighting Fixtures | 2016-07-15 15:13 | 2024-07-20 11:21 | 0000-00-00 00:00:00 | 2024-07-20 11:21 | 0000-00-00 00:00:00
1 | Lutron Electronics | QSWE-4BN-SN | 4460-7426 | 4460 | 7426 | Lutron Electronics | QSWE-4BN-SN.png | 27557624893 | QSWE-WALLSTN 4B N/INS SN | GRAFIK Eye QS International seeTouch QS Wallstation, 4-button, no insert Satin Nickel finish |  | 5.3 | 3.9 |  | QSWE-4BN-SN.png | http://grandbrass.xologic.com/vendors/4460/large/QSWE-4BN-SN.png | [47 empty] | 0 | 0 | 0 | [6 empty] | 0 | 1 | 1 | EA | 1 | Lighting Controls | [7 empty] | Nickel | [19 empty] | Other Lighting Controls | [242 empty] | <a href="https://www.lutron.com/TechnicalDocumentLibrary/0301604.pdf" target="_blank">Installation Instructions</a> | [23 empty] | 50.000 DW |  |  | 5.3000 IN | [89 empty] | 1.000 EA | 1.000 EA | [35 empty] | No | [42 empty] | https://www.lutron.com/TechnicalDocumentLibrary/InternationalseeTouchQS.pdf | [7 empty] | Shelf Stock | [39 empty] | 52161525 | [13 empty] | <a href="https://www.lutron.com/TechnicalDocumentLibrary/3601201A_Commercial_Limited_Warranty.pdf" target="_blank">Warranty Information</a> |  |  |  |  | 0.500 L | [14 empty] | 0 | 0 | 0 | 0 | Lighting Fixtures | 2016-07-15 15:13 | 2024-07-20 11:21 | 0000-00-00 00:00:00 | 2024-07-20 11:21 | 0000-00-00 00:00:00
1 | Lutron Electronics | QSWE-5BRLIRI-SN | 4460-7427 | 4460 | 7427 | Lutron Electronics | QSWE-5BRLIRN-WH.jpg | 27557624909 | QSWE-WALLSTN 5BRLIR INS SN | GRAFIK Eye QS International seeTouch QS Wallstation, 5-button w/insert IR receiver, raise/lower, Satin Nickel finish |  | 5.3 | 3.9 |  | QSWE-5BRLIRN-WH.jpg | http://grandbrass.xologic.com/vendors/4460/large/QSWE-5BRLIRN-WH.jpg | [47 empty] | 0 | 0 | 0 | [6 empty] | 0 | 1 | 1 | EA | 1 | Lighting Controls | [7 empty] | Nickel | [19 empty] | Other Lighting Controls | [242 empty] | <a href="https://www.lutron.com/TechnicalDocumentLibrary/0301604.pdf" target="_blank">Installation Instructions</a> | [23 empty] | 50.000 DW |  |  | 5.3000 IN | [89 empty] | 1.000 EA | 1.000 EA | [35 empty] | No | [42 empty] | https://www.lutron.com/TechnicalDocumentLibrary/InternationalseeTouchQS.pdf | [7 empty] | Shelf Stock | [39 empty] | 52161525 | [13 empty] | <a href="https://www.lutron.com/TechnicalDocumentLibrary/3601201A_Commercial_Limited_Warranty.pdf" target="_blank">Warranty Information</a> |  |  |  |  | 0.500 L | [14 empty] | 0 | 0 | 0 | 0 | Lighting Fixtures | 2016-07-15 15:13 | 2024-07-20 11:20 | 0000-00-00 00:00:00 | 2024-07-20 11:20 | 0000-00-00 00:00:00
1 | Lutron Electronics | QSWE-5BRLIRN-SN | 4460-7428 | 4460 | 7428 | Lutron Electronics | QSWE-5BRLIRN-WH.jpg | 27557624916 | QSWE-WALLST 5BRLIR N/INS | GRAFIK Eye QS International seeTouch QS Wallstation, 5-button no insert IR receiver, raise/lower, Satin Nickel finish |  | 5.3 | 3.9 |  | QSWE-5BRLIRN-WH.jpg | http://grandbrass.xologic.com/vendors/4460/large/QSWE-5BRLIRN-WH.jpg | [47 empty] | 0 | 0 | 0 | [6 empty] | 0 | 1 | 1 | EA | 1 | Lighting Controls | [7 empty] | Nickel | [19 empty] | Other Lighting Controls | [242 empty] | <a href="https://www.lutron.com/TechnicalDocumentLibrary/0301604.pdf" target="_blank">Installation Instructions</a> | [23 empty] | 50.000 DW |  |  | 5.3000 IN | [89 empty] | 1.000 EA | 1.000 EA | [35 empty] | No | [42 empty] | https://www.lutron.com/TechnicalDocumentLibrary/InternationalseeTouchQS.pdf | [7 empty] | Shelf Stock | [39 empty] | 52161525 | [13 empty] | <a href="https://www.lutron.com/TechnicalDocumentLibrary/3601201A_Commercial_Limited_Warranty.pdf" target="_blank">Warranty Information</a> |  |  |  |  | 0.500 L | [14 empty] | 0 | 0 | 0 | 0 | Lighting Fixtures | 2016-07-15 15:13 | 2024-07-20 11:20 | 0000-00-00 00:00:00 | 2024-07-20 11:20 | 0000-00-00 00:00:00
1 | Lutron Electronics | QSWE-5BRLI-SN | 4460-7429 | 4460 | 7429 | Lutron Electronics | QSWE-5BRLN-WH.jpg | 27557624923 | QSWE-WALLSTN 5BRL INS SN | GRAFIK Eye QS International seeTouch QS Wallstation, 5-button w/insert raise/lower, Satin Nickel finish |  | 5.3 | 3.9 |  | QSWE-5BRLN-WH.jpg | http://grandbrass.xologic.com/vendors/4460/large/QSWE-5BRLN-WH.jpg | [47 empty] | 0 | 0 | 0 | [6 empty] | 0 | 1 | 1 | EA | 1 | Lighting Controls | [7 empty] | Nickel | [19 empty] | Other Lighting Controls | [242 empty] | <a href="https://www.lutron.com/TechnicalDocumentLibrary/0301604.pdf" target="_blank">Installation Instructions</a> | [23 empty] | 50.000 DW |  |  | 5.3000 IN | [89 empty] | 1.000 EA | 1.000 EA | [35 empty] | No | [42 empty] | https://www.lutron.com/TechnicalDocumentLibrary/InternationalseeTouchQS.pdf | [7 empty] | Shelf Stock | [39 empty] | 52161525 | [13 empty] | <a href="https://www.lutron.com/TechnicalDocumentLibrary/3601201A_Commercial_Limited_Warranty.pdf" target="_blank">Warranty Information</a> |  |  |  |  | 0.500 L | [14 empty] | 0 | 0 | 0 | 0 | Lighting Fixtures | 2016-07-15 15:13 | 2024-07-20 11:25 | 0000-00-00 00:00:00 | 2024-07-20 11:25 | 0000-00-00 00:00:00
1 | Lutron Electronics | QSWE-5BRLN-SN | 4460-7430 | 4460 | 7430 | Lutron Electronics | QSWE-5BRLN-WH.jpg | 27557624930 | QSWE-WALLSTN 5BRL N/INS SN | GRAFIK Eye QS International seeTouch QS Wallstation, 5-button no insert raise/lower, Satin Nickel finish |  | 5.3 | 3.9 |  | QSWE-5BRLN-WH.jpg | http://grandbrass.xologic.com/vendors/4460/large/QSWE-5BRLN-WH.jpg | [47 empty] | 0 | 0 | 0 | [6 empty] | 0 | 1 | 1 | EA | 1 | Lighting Controls | [7 empty] | Nickel | [19 empty] | Other Lighting Controls | [242 empty] | <a href="https://www.lutron.com/TechnicalDocumentLibrary/0301604.pdf" target="_blank">Installation Instructions</a> | [23 empty] | 50.000 DW |  |  | 5.3000 IN | [89 empty] | 1.000 EA | 1.000 EA | [35 empty] | No | [42 empty] | https://www.lutron.com/TechnicalDocumentLibrary/InternationalseeTouchQS.pdf | [7 empty] | Shelf Stock | [39 empty] | 52161525 | [13 empty] | <a href="https://www.lutron.com/TechnicalDocumentLibrary/3601201A_Commercial_Limited_Warranty.pdf" target="_blank">Warranty Information</a> |  |  |  |  | 0.500 L | [14 empty] | 0 | 0 | 0 | 0 | Lighting Fixtures | 2016-07-15 15:13 | 2024-07-20 11:17 | 0000-00-00 00:00:00 | 2024-07-20 11:17 | 0000-00-00 00:00:00
1 | Lutron Electronics | QSWE-6BRLI-SN | 4460-7431 | 4460 | 7431 | Lutron Electronics | QSWE-6BRLN-WH.jpg | 27557624947 | QSWE-WALLSTN 6BRL INS SN | GRAFIK Eye QS International seeTouch QS Wallstation, 6-button w/insert raise/lower, Satin Nickel finish |  | 5.3 | 3.9 |  | QSWE-6BRLN-WH.jpg | http://grandbrass.xologic.com/vendors/4460/large/QSWE-6BRLN-WH.jpg | [47 empty] | 0 | 0 | 0 | [6 empty] | 0 | 1 | 1 | EA | 1 | Lighting Controls | [7 empty] | Nickel | [19 empty] | Other Lighting Controls | [242 empty] | <a href="https://www.lutron.com/TechnicalDocumentLibrary/0301604.pdf" target="_blank">Installation Instructions</a> | [23 empty] | 50.000 DW |  |  | 5.3000 IN | [89 empty] | 1.000 EA | 1.000 EA | [35 empty] | No | [42 empty] | https://www.lutron.com/TechnicalDocumentLibrary/InternationalseeTouchQS.pdf | [7 empty] | Shelf Stock | [39 empty] | 52161525 | [13 empty] | <a href="https://www.lutron.com/TechnicalDocumentLibrary/3601201A_Commercial_Limited_Warranty.pdf" target="_blank">Warranty Information</a> |  |  |  |  | 0.500 L | [14 empty] | 0 | 0 | 0 | 0 | Lighting Fixtures | 2016-07-15 15:13 | 2024-07-20 11:23 | 0000-00-00 00:00:00 | 2024-07-20 11:23 | 0000-00-00 00:00:00
1 | Lutron Electronics | QSWE-6BRLN-SN | 4460-7432 | 4460 | 7432 | Lutron Electronics | QSWE-6BRLN-WH.jpg | 27557624954 | QSWE-WALLSTN 6BRL N/INS SN | GRAFIK Eye QS International seeTouch QS Wallstation, 6-button no insert raise/lower, Satin Nickel finish |  | 5.3 | 3.9 |  | QSWE-6BRLN-WH.jpg | http://grandbrass.xologic.com/vendors/4460/large/QSWE-6BRLN-WH.jpg | [47 empty] | 0 | 0 | 0 | [6 empty] | 0 | 1 | 1 | EA | 1 | Lighting Controls | [7 empty] | Nickel | [19 empty] | Other Lighting Controls | [242 empty] | <a href="https://www.lutron.com/TechnicalDocumentLibrary/0301604.pdf" target="_blank">Installation Instructions</a> | [23 empty] | 50.000 DW |  |  | 5.3000 IN | [89 empty] | 1.000 EA | 1.000 EA | [35 empty] | No | [42 empty] | https://www.lutron.com/TechnicalDocumentLibrary/InternationalseeTouchQS.pdf | [7 empty] | Shelf Stock | [39 empty] | 52161525 | [13 empty] | <a href="https://www.lutron.com/TechnicalDocumentLibrary/3601201A_Commercial_Limited_Warranty.pdf" target="_blank">Warranty Information</a> |  |  |  |  | 0.500 L | [14 empty] | 0 | 0 | 0 | 0 | Lighting Fixtures | 2016-07-15 15:13 | 2024-07-20 11:20 | 0000-00-00 00:00:00 | 2024-07-20 11:20 | 0000-00-00 00:00:00
1 | Lutron Electronics | QSWE-7BRLI-SN | 4460-7433 | 4460 | 7433 | Lutron Electronics | QSWE-7BRLN-WH.jpg | 27557624961 | QSWE-WALLSTN 7BRL INS SN | GRAFIK Eye QS International seeTouch QS Wallstation, 7-button w/insert raise/lower, Satin Nickel finish |  | 5.3 | 3.9 |  | QSWE-7BRLN-WH.jpg | http://grandbrass.xologic.com/vendors/4460/large/QSWE-7BRLN-WH.jpg | [47 empty] | 0 | 0 | 0 | [6 empty] | 0 | 1 | 1 | EA | 1 | Lighting Controls | [7 empty] | Nickel | [19 empty] | Other Lighting Controls | [242 empty] | <a href="https://www.lutron.com/TechnicalDocumentLibrary/0301604.pdf" target="_blank">Installation Instructions</a> | [23 empty] | 50.000 DW |  |  | 5.3000 IN | [89 empty] | 1.000 EA | 1.000 EA | [35 empty] | No | [42 empty] | https://www.lutron.com/TechnicalDocumentLibrary/InternationalseeTouchQS.pdf | [7 empty] | Shelf Stock | [39 empty] | 52161525 | [13 empty] | <a href="https://www.lutron.com/TechnicalDocumentLibrary/3601201A_Commercial_Limited_Warranty.pdf" target="_blank">Warranty Information</a> |  |  |  |  | 0.500 L | [14 empty] | 0 | 0 | 0 | 0 | Lighting Fixtures | 2016-07-15 15:13 | 2024-07-20 11:27 | 0000-00-00 00:00:00 | 2024-07-20 11:27 | 0000-00-00 00:00:00
1 | Lutron Electronics | QSWE-7BRLN-SN | 4460-7434 | 4460 | 7434 | Lutron Electronics | QSWE-7BRLN-WH.jpg | 27557624978 | QSWE-WALLSTN 7BRL N/INS SN | GRAFIK Eye QS International seeTouch QS Wallstation, 7-button no insert raise/lower, Satin Nickel finish |  | 5.3 | 3.9 |  | QSWE-7BRLN-WH.jpg | http://grandbrass.xologic.com/vendors/4460/large/QSWE-7BRLN-WH.jpg | [47 empty] | 0 | 0 | 0 | [6 empty] | 0 | 1 | 1 | EA | 1 | Lighting Controls | [7 empty] | Nickel | [19 empty] | Other Lighting Controls | [242 empty] | <a href="https://www.lutron.com/TechnicalDocumentLibrary/0301604.pdf" target="_blank">Installation Instructions</a> | [23 empty] | 50.000 DW |  |  | 5.3000 IN | [89 empty] | 1.000 EA | 1.000 EA | [35 empty] | No | [42 empty] | https://www.lutron.com/TechnicalDocumentLibrary/InternationalseeTouchQS.pdf | [7 empty] | Shelf Stock | [39 empty] | 52161525 | [13 empty] | <a href="https://www.lutron.com/TechnicalDocumentLibrary/3601201A_Commercial_Limited_Warranty.pdf" target="_blank">Warranty Information</a> |  |  |  |  | 0.500 L | [14 empty] | 0 | 0 | 0 | 0 | Lighting Fixtures | 2016-07-15 15:13 | 2024-07-20 11:19 | 0000-00-00 00:00:00 | 2024-07-20 11:19 | 0000-00-00 00:00:00
1 | Lutron Electronics | QSWE-8BRLI-SN | 4460-7435 | 4460 | 7435 | Lutron Electronics | QSWE-8BRLI-SN.png | 27557624985 | QSWE-WALLSTN 8BRL INS SN | GRAFIK Eye QS International seeTouch QS Wallstation, 8-button w/insert raise/lower, Satin Nickel finish |  | 5.3 | 3.9 |  | QSWE-8BRLI-SN.png | http://grandbrass.xologic.com/vendors/4460/large/QSWE-8BRLI-SN.png | [47 empty] | 0 | 0 | 0 | [6 empty] | 0 | 1 | 1 | EA | 1 | Lighting Controls | [7 empty] | Nickel | [19 empty] | Other Lighting Controls | [242 empty] | <a href="https://www.lutron.com/TechnicalDocumentLibrary/0301604.pdf" target="_blank">Installation Instructions</a> | [23 empty] | 50.000 DW |  |  | 5.3000 IN | [89 empty] | 1.000 EA | 1.000 EA | [35 empty] | No | [42 empty] | https://www.lutron.com/TechnicalDocumentLibrary/InternationalseeTouchQS.pdf | [7 empty] | Shelf Stock | [39 empty] | 52161525 | [13 empty] | <a href="https://www.lutron.com/TechnicalDocumentLibrary/3601201A_Commercial_Limited_Warranty.pdf" target="_blank">Warranty Information</a> |  |  |  |  | 0.500 L | [14 empty] | 0 | 0 | 0 | 0 | Lighting Fixtures | 2016-07-15 15:13 | 2024-07-20 11:21 | 0000-00-00 00:00:00 | 2024-07-20 11:21 | 0000-00-00 00:00:00
1 | Lutron Electronics | QSWE-8BRLN-SN | 4460-7436 | 4460 | 7436 | Lutron Electronics | QSWE-8BRLN-SN.png | 27557624992 | QSWE-WALLSTN 8BRL N/INS SN | GRAFIK Eye QS International seeTouch QS Wallstation, 8-button no insert raise/lower, Satin Nickel finish |  | 5.3 | 3.9 |  | QSWE-8BRLN-SN.png | http://grandbrass.xologic.com/vendors/4460/large/QSWE-8BRLN-SN.png | [47 empty] | 0 | 0 | 0 | [6 empty] | 0 | 1 | 1 | EA | 1 | Lighting Controls | [7 empty] | Nickel | [19 empty] | Other Lighting Controls | [242 empty] | <a href="https://www.lutron.com/TechnicalDocumentLibrary/0301604.pdf" target="_blank">Installation Instructions</a> | [23 empty] | 50.000 DW |  |  | 5.3000 IN | [89 empty] | 1.000 EA | 1.000 EA | [35 empty] | No | [42 empty] | https://www.lutron.com/TechnicalDocumentLibrary/InternationalseeTouchQS.pdf | [7 empty] | Shelf Stock | [39 empty] | 52161525 | [13 empty] | <a href="https://www.lutron.com/TechnicalDocumentLibrary/3601201A_Commercial_Limited_Warranty.pdf" target="_blank">Warranty Information</a> |  |  |  |  | 0.500 L | [14 empty] | 0 | 0 | 0 | 0 | Lighting Fixtures | 2016-07-15 15:13 | 2024-07-20 11:17 | 0000-00-00 00:00:00 | 2024-07-20 11:17 | 0000-00-00 00:00:00
1 | Lutron Electronics | QSWE-8BRLIRI-SN | 4460-7437 | 4460 | 7437 | Lutron Electronics | QSWE-8BRLIRN-WH-Hybrid_Lo-Res.jpg | 27557625005 | QSWE-WALLSTN 8BRLIR INS SN | GRAFIK Eye QS International seeTouch QS Wallstation, 8-button w/insert IR receiver, raise/lower, Satin Nickel finish |  | 5.3 | 3.9 |  | QSWE-8BRLIRN-WH-Hybrid_Lo-Res.jpg | http://grandbrass.xologic.com/vendors/4460/large/QSWE-8BRLIRN-WH-Hybrid_Lo-Res.jpg | [47 empty] | 0 | 0 | 0 | [6 empty] | 0 | 1 | 1 | EA | 1 | Lighting Controls | [7 empty] | Nickel | [19 empty] | Other Lighting Controls | [242 empty] | <a href="https://www.lutron.com/TechnicalDocumentLibrary/0301604.pdf" target="_blank">Installation Instructions</a> | [23 empty] | 50.000 DW |  |  | 5.3000 IN | [89 empty] | 1.000 EA | 1.000 EA | [35 empty] | No | [42 empty] | https://www.lutron.com/TechnicalDocumentLibrary/InternationalseeTouchQS.pdf | [7 empty] | Shelf Stock | [39 empty] | 52161525 | [13 empty] | <a href="https://www.lutron.com/TechnicalDocumentLibrary/3601201A_Commercial_Limited_Warranty.pdf" target="_blank">Warranty Information</a> |  |  |  |  | 0.500 L | [14 empty] | 0 | 0 | 0 | 0 | Lighting Fixtures | 2016-07-15 15:13 | 2024-07-20 11:20 | 0000-00-00 00:00:00 | 2024-07-20 11:20 | 0000-00-00 00:00:00
1 | Lutron Electronics | QSWE-8BRLIRN-SN | 4460-7438 | 4460 | 7438 | Lutron Electronics | QSWE-8BRLIRN-WH-Hybrid_Lo-Res.jpg | 27557625012 | QSWE-WALLSTN 8BRLIR N/INS SN | GRAFIK Eye QS International seeTouch QS Wallstation, 8-button no insert IR receiver, raise/lower, Satin Nickel finish |  | 5.3 | 3.9 |  | QSWE-8BRLIRN-WH-Hybrid_Lo-Res.jpg | http://grandbrass.xologic.com/vendors/4460/large/QSWE-8BRLIRN-WH-Hybrid_Lo-Res.jpg | [47 empty] | 0 | 0 | 0 | [6 empty] | 0 | 1 | 1 | EA | 1 | Lighting Controls | [7 empty] | Nickel | [19 empty] | Other Lighting Controls | [242 empty] | <a href="https://www.lutron.com/TechnicalDocumentLibrary/0301604.pdf" target="_blank">Installation Instructions</a> | [23 empty] | 50.000 DW |  |  | 5.3000 IN | [89 empty] | 1.000 EA | 1.000 EA | [35 empty] | No | [42 empty] | https://www.lutron.com/TechnicalDocumentLibrary/InternationalseeTouchQS.pdf | [7 empty] | Shelf Stock | [39 empty] | 52161525 | [13 empty] | <a href="https://www.lutron.com/TechnicalDocumentLibrary/3601201A_Commercial_Limited_Warranty.pdf" target="_blank">Warranty Information</a> |  |  |  |  | 0.500 L | [14 empty] | 0 | 0 | 0 | 0 | Lighting Fixtures | 2016-07-15 15:13 | 2024-07-20 11:18 | 0000-00-00 00:00:00 | 2024-07-20 11:18 | 0000-00-00 00:00:00
1 | Lutron Electronics | QSWE-10BRLI-SN | 4460-7439 | 4460 | 7439 | Lutron Electronics | QSWE-10BRLI-SN.png | 27557625029 | QSWE-WALLSTN 10BRL INS SN | GRAFIK Eye QS International seeTouch QS Wallstation, 10-button, w/insert, raise/lower, Satin Nickel finish |  | 5.3 | 3.9 |  | QSWE-10BRLI-SN.png | http://grandbrass.xologic.com/vendors/4460/large/QSWE-10BRLI-SN.png | [47 empty] | 0 | 0 | 0 | [6 empty] | 0 | 1 | 1 | EA | 1 | Lighting Controls | [7 empty] | Nickel | [19 empty] | Other Lighting Controls | [242 empty] | <a href="https://www.lutron.com/TechnicalDocumentLibrary/0301604.pdf" target="_blank">Installation Instructions</a> | [23 empty] | 50.000 DW |  |  | 5.3000 IN | [89 empty] | 1.000 EA | 1.000 EA | [35 empty] | No | [42 empty] | https://www.lutron.com/TechnicalDocumentLibrary/InternationalseeTouchQS.pdf | [7 empty] | Shelf Stock | [39 empty] | 52161525 | [13 empty] | <a href="https://www.lutron.com/TechnicalDocumentLibrary/3601201A_Commercial_Limited_Warranty.pdf" target="_blank">Warranty Information</a> |  |  |  |  | 0.500 L | [14 empty] | 0 | 0 | 0 | 0 | Lighting Fixtures | 2016-07-15 15:13 | 2024-07-20 11:22 | 0000-00-00 00:00:00 | 2024-07-20 11:22 | 0000-00-00 00:00:00
1 | Lutron Electronics | QSWE-10BRLN-SN | 4460-7440 | 4460 | 7440 | Lutron Electronics | QSWE-10BRLN-SN.png | 27557625036 | QSWE-WALLSTN 10BRL N/INS SN | GRAFIK Eye QS International seeTouch QS Wallstation, 10-button, no insert, raise/lower, Satin Nickel finish |  | 5.3 | 3.9 |  | QSWE-10BRLN-SN.png | http://grandbrass.xologic.com/vendors/4460/large/QSWE-10BRLN-SN.png | [47 empty] | 0 | 0 | 0 | [6 empty] | 0 | 1 | 1 | EA | 1 | Lighting Controls | [7 empty] | Nickel | [19 empty] | Other Lighting Controls | [242 empty] | <a href="https://www.lutron.com/TechnicalDocumentLibrary/0301604.pdf" target="_blank">Installation Instructions</a> | [23 empty] | 50.000 DW |  |  | 5.3000 IN | [89 empty] | 1.000 EA | 1.000 EA | [35 empty] | No | [42 empty] | https://www.lutron.com/TechnicalDocumentLibrary/InternationalseeTouchQS.pdf | [7 empty] | Shelf Stock | [39 empty] | 52161525 | [13 empty] | <a href="https://www.lutron.com/TechnicalDocumentLibrary/3601201A_Commercial_Limited_Warranty.pdf" target="_blank">Warranty Information</a> |  |  |  |  | 0.500 L | [14 empty] | 0 | 0 | 0 | 0 | Lighting Fixtures | 2016-07-15 15:13 | 2024-07-20 11:23 | 0000-00-00 00:00:00 | 2024-07-20 11:23 | 0000-00-00 00:00:00
4 | Lutron Electronics | PP-DV | 4460-7441 | 4460 | 7441 | Lutron Electronics | PP-DV.jpg | 27557980845 | DUAL VOLTAGE POWER PACK | Lutron dual voltage power pack, 120-277V, relay contact rating 16A lighting/1 HP motor |  | 2.7 | 3.4 |  | PP-DV.jpg | http://grandbrass.xologic.com/vendors/4460/large/PP-DV.jpg | [47 empty] | 0 | 0 | 0 | [6 empty] | 0 | 1 | 1 | EA | 1 | Specialty Items |  |  | Electrical Distribution Equipment |  | General Power Distribution |  | Power Supply Units | [20 empty] | Other Specialty Items | [242 empty] | <a href="https://www.lutron.com/TechnicalDocumentLibrary/031381.pdf" target="_blank">Installation Instructions</a> | [23 empty] | 10.000 DW |  |  | 4.5000 IN | [89 empty] | 1.000 EA | 1.000 EA | [35 empty] | No | [42 empty] | https://www.lutron.com/TechnicalDocumentLibrary/369544_Eng.pdf | [7 empty] | Shelf Stock | [13 empty] | <a href="https://www.lutron.com/TechnicalDocumentLibrary/368-4493_Page_67.pdf" target="_blank">Tech Drawing</a> | [25 empty] | 39121004 | [13 empty] | <a href="https://www.lutron.com/TechnicalDocumentLibrary/3601201A_Commercial_Limited_Warranty.pdf" target="_blank">Warranty Information</a> |  |  |  |  | 0.350 L | [14 empty] | 0 | 0 | 0 | 0 | Electrical | 2016-07-15 15:13 | 2024-07-20 11:25 | 0000-00-00 00:00:00 | 2025-11-29 02:00 | 0000-00-00 00:00:00
4 | Lutron Electronics | LWT-G-WH | 4460-7442 | 4460 | 7442 | Lutron Electronics | LWT-G-WH.png | 784276000413 | NEW ARCH WP - GRAFIKT 1GANG WHITE | Single-gang WallPlate for GRAFIK T Controls, One-gang for 1 dimmer, switch, or wallstation in white |  | 6 | 8.7 |  | LWT-G-WH.png | http://grandbrass.xologic.com/vendors/4460/large/LWT-G-WH.png | [47 empty] | 0 | 0 | 0 | [6 empty] | 0 | 1 | 1 | EA | 1 | Lighting Controls |  |  | Fittings and Hardware |  | Electrical Hardware And Supplies |  | Wallplates | [20 empty] | Switch Plates | [242 empty] | <a href="https://www.lutron.com/TechnicalDocumentLibrary/041496.pdf" target="_blank">Installation Instructions</a> | [23 empty] | 2.000 DW |  |  | 1.3000 IN | [89 empty] | 1.000 EA | 1.000 EA | [35 empty] | No | [42 empty] | https://www.lutron.com/TechnicalDocumentLibrary/369830.pdf | [7 empty] | Shelf Stock | [39 empty] | 39121704 | [13 empty] | <a href="https://www.lutron.com/TechnicalDocumentLibrary/043492.pdf" target="_blank">Warranty Information</a> |  |  |  |  | 0.400 L | [14 empty] | 0 | 0 | 0 | 0 | Electrical | 2016-07-15 15:13 | 2024-07-20 11:21 | 0000-00-00 00:00:00 | 2025-11-29 02:00 | 0000-00-00 00:00:00 | [6 empty] | White
4 | Lutron Electronics | LWT-G-BE | 4460-7443 | 4460 | 7443 | Lutron Electronics | LWT-G-BE.png | 784276000420 | NEW ARCH WP - GRAFIKT 1GANG BEIGE | Single-gang WallPlate for GRAFIK T Controls, One-gang for 1 dimmer, switch, or wallstation in beige |  | 6 | 8.7 |  | LWT-G-BE.png | http://grandbrass.xologic.com/vendors/4460/large/LWT-G-BE.png | [47 empty] | 0 | 0 | 0 | [6 empty] | 0 | 1 | 1 | EA | 1 | Lighting Controls |  |  | Fittings and Hardware |  | Electrical Hardware And Supplies |  | Wallplates | [20 empty] | Switch Plates | [242 empty] | <a href="https://www.lutron.com/TechnicalDocumentLibrary/041496.pdf" target="_blank">Installation Instructions</a> | [23 empty] | 2.000 DW |  |  | 1.3000 IN | [89 empty] | 1.000 EA | 1.000 EA | [35 empty] | No | [42 empty] | https://www.lutron.com/TechnicalDocumentLibrary/369830_FRE.pdf | [7 empty] | Shelf Stock | [39 empty] | 39121704 | [13 empty] | <a href="https://www.lutron.com/TechnicalDocumentLibrary/043492.pdf" target="_blank">Warranty Information</a> |  |  |  |  | 0.400 L | [14 empty] | 0 | 0 | 0 | 0 | Electrical | 2016-07-15 15:13 | 2024-07-20 11:20 | 0000-00-00 00:00:00 | 2025-11-29 02:00 | 0000-00-00 00:00:00 | [6 empty] | Beige
4 | Lutron Electronics | LWT-G-IV | 4460-7444 | 4460 | 7444 | Lutron Electronics | LWT-G-IV.png | 784276000437 | NEW ARCH WP - GRAFIKT 1GANG IVORY | Single-gang WallPlate for GRAFIK T Controls, One-gang for 1 dimmer, switch, or wallstation in ivory |  | 6 | 8.7 |  | LWT-G-IV.png | http://grandbrass.xologic.com/vendors/4460/large/LWT-G-IV.png | [47 empty] | 0 | 0 | 0 | [6 empty] | 0 | 1 | 1 | EA | 1 | Lighting Controls |  |  | Fittings and Hardware |  | Electrical Hardware And Supplies |  | Wallplates | [20 empty] | Switch Plates | [242 empty] | <a href="https://www.lutron.com/TechnicalDocumentLibrary/041496.pdf" target="_blank">Installation Instructions</a> | [23 empty] | 2.000 DW |  |  | 1.3000 IN | [89 empty] | 1.000 EA | 1.000 EA | [35 empty] | No | [42 empty] | https://www.lutron.com/TechnicalDocumentLibrary/369830_FRE.pdf | [7 empty] | Shelf Stock | [39 empty] | 39121704 | [13 empty] | <a href="https://www.lutron.com/TechnicalDocumentLibrary/043492.pdf" target="_blank">Warranty Information</a> |  |  |  |  | 0.400 L | [14 empty] | 0 | 0 | 0 | 0 | Electrical | 2016-07-15 15:13 | 2024-07-20 11:23 | 0000-00-00 00:00:00 | 2025-11-29 02:00 | 0000-00-00 00:00:00 | [6 empty] | Ivory
4 | Lutron Electronics | LWT-G-AL | 4460-7445 | 4460 | 7445 | Lutron Electronics | LWT-G-AL.png | 784276000444 | NEW ARCH WP - GRAFIKT 1GANG ALMOND | Single-gang WallPlate for GRAFIK T Controls, One-gang for 1 dimmer, switch, or wallstation in almond |  | 6 | 8.7 |  | LWT-G-AL.png | http://grandbrass.xologic.com/vendors/4460/large/LWT-G-AL.png | [47 empty] | 0 | 0 | 0 | [6 empty] | 0 | 1 | 1 | EA | 1 | Lighting Controls |  |  | Fittings and Hardware |  | Electrical Hardware And Supplies |  | Wallplates | [20 empty] | Switch Plates | [242 empty] | <a href="https://www.lutron.com/TechnicalDocumentLibrary/041496.pdf" target="_blank">Installation Instructions</a> | [23 empty] | 2.000 DW |  |  | 1.3000 IN | [89 empty] | 1.000 EA | 1.000 EA | [35 empty] | No | [42 empty] | https://www.lutron.com/TechnicalDocumentLibrary/369830_FRE.pdf | [7 empty] | Shelf Stock | [39 empty] | 39121704 | [13 empty] | <a href="https://www.lutron.com/TechnicalDocumentLibrary/043492.pdf" target="_blank">Warranty Information</a> |  |  |  |  | 0.400 L | [14 empty] | 0 | 0 | 0 | 0 | Electrical | 2016-07-15 15:13 | 2024-07-20 11:17 | 0000-00-00 00:00:00 | 2025-11-29 02:00 | 0000-00-00 00:00:00 | [6 empty] | Almond
4 | Lutron Electronics | LWT-G-LA | 4460-7446 | 4460 | 7446 | Lutron Electronics | LWT-G-LA.png | 784276000451 | NEW ARCH WP - GRAFIKT 1GANG LIGHT ALMOND | Single-gang WallPlate for GRAFIK T Controls, One-gang for 1 dimmer, switch, or wallstation in light almond |  | 6 | 8.7 |  | LWT-G-LA.png | http://grandbrass.xologic.com/vendors/4460/large/LWT-G-LA.png | [47 empty] | 0 | 0 | 0 | [6 empty] | 0 | 1 | 1 | EA | 1 | Lighting Controls |  |  | Fittings and Hardware |  | Electrical Hardware And Supplies |  | Wallplates | [20 empty] | Switch Plates | [242 empty] | <a href="https://www.lutron.com/TechnicalDocumentLibrary/041496.pdf" target="_blank">Installation Instructions</a> | [23 empty] | 2.000 DW |  |  | 1.3000 IN | [89 empty] | 1.000 EA | 1.000 EA | [35 empty] | No | [42 empty] | https://www.lutron.com/TechnicalDocumentLibrary/369830_FRE.pdf | [7 empty] | Shelf Stock | [39 empty] | 39121704 | [13 empty] | <a href="https://www.lutron.com/TechnicalDocumentLibrary/043492.pdf" target="_blank">Warranty Information</a> |  |  |  |  | 0.400 L | [14 empty] | 0 | 0 | 0 | 0 | Electrical | 2016-07-15 15:13 | 2024-07-20 11:18 | 0000-00-00 00:00:00 | 2025-11-29 02:00 | 0000-00-00 00:00:00
4 | Lutron Electronics | LWT-G-GR | 4460-7447 | 4460 | 7447 | Lutron Electronics | LWT-G-GR.png | 784276000468 | NEW ARCH WP - GRAFIKT 1GANG GRAY | Single-gang WallPlate for GRAFIK T Controls, One-gang for 1 dimmer, switch, or wallstation in gray |  | 6 | 8.7 |  | LWT-G-GR.png | http://grandbrass.xologic.com/vendors/4460/large/LWT-G-GR.png | [47 empty] | 0 | 0 | 0 | [6 empty] | 0 | 1 | 1 | EA | 1 | Lighting Controls |  |  | Fittings and Hardware |  | Electrical Hardware And Supplies |  | Wallplates | [20 empty] | Switch Plates | [242 empty] | <a href="https://www.lutron.com/TechnicalDocumentLibrary/041496.pdf" target="_blank">Installation Instructions</a> | [23 empty] | 2.000 DW |  |  | 1.3000 IN | [89 empty] | 1.000 EA | 1.000 EA | [35 empty] | No | [42 empty] | https://www.lutron.com/TechnicalDocumentLibrary/369830_FRE.pdf | [7 empty] | Shelf Stock | [39 empty] | 39121704 | [13 empty] | <a href="https://www.lutron.com/TechnicalDocumentLibrary/043492.pdf" target="_blank">Warranty Information</a> |  |  |  |  | 0.400 L | [14 empty] | 0 | 0 | 0 | 0 | Electrical | 2016-07-15 15:13 | 2024-07-20 11:43 | 0000-00-00 00:00:00 | 2025-11-29 02:00 | 0000-00-00 00:00:00 | [6 empty] | Gray
4 | Lutron Electronics | LWT-G-BR | 4460-7448 | 4460 | 7448 | Lutron Electronics | LWT-G-BR.png | 784276000499 | NEW ARCH WP - GRAFIKT 1GANG BROWN | Single-gang WallPlate for GRAFIK T Controls, One-gang for 1 dimmer, switch, or wallstation in brown |  | 6 | 8.7 |  | LWT-G-BR.png | http://grandbrass.xologic.com/vendors/4460/large/LWT-G-BR.png | [47 empty] | 0 | 0 | 0 | [6 empty] | 0 | 1 | 1 | EA | 1 | Lighting Controls |  |  | Fittings and Hardware |  | Electrical Hardware And Supplies |  | Wallplates | [20 empty] | Switch Plates | [242 empty] | <a href="https://www.lutron.com/TechnicalDocumentLibrary/041496.pdf" target="_blank">Installation Instructions</a> | [23 empty] | 2.000 DW |  |  | 1.3000 IN | [89 empty] | 1.000 EA | 1.000 EA | [35 empty] | No | [42 empty] | https://www.lutron.com/TechnicalDocumentLibrary/369830_FRE.pdf | [7 empty] | Shelf Stock | [39 empty] | 39121704 | [13 empty] | <a href="https://www.lutron.com/TechnicalDocumentLibrary/043492.pdf" target="_blank">Warranty Information</a> |  |  |  |  | 0.400 L | [14 empty] | 0 | 0 | 0 | 0 | Electrical | 2016-07-15 15:13 | 2024-07-20 11:43 | 0000-00-00 00:00:00 | 2025-11-29 02:00 | 0000-00-00 00:00:00 | [6 empty] | Brown
4 | Lutron Electronics | LWT-G-BL | 4460-7449 | 4460 | 7449 | Lutron Electronics | LWT-G-BL.png | 784276000505 | NEW ARCH WP - GRAFIKT 1GANG BLACK | Single-gang WallPlate for GRAFIK T Controls, One-gang for 1 dimmer, switch, or wallstation in black |  | 6 | 8.7 |  | LWT-G-BL.png | http://grandbrass.xologic.com/vendors/4460/large/LWT-G-BL.png | [47 empty] | 0 | 0 | 0 | [6 empty] | 0 | 1 | 1 | EA | 1 | Lighting Controls |  |  | Fittings and Hardware |  | Electrical Hardware And Supplies |  | Wallplates | [20 empty] | Switch Plates | [242 empty] | <a href="https://www.lutron.com/TechnicalDocumentLibrary/041496.pdf" target="_blank">Installation Instructions</a> | [23 empty] | 10.000 DW |  |  | 1.3000 IN | [89 empty] | 1.000 EA | 1.000 EA | [35 empty] | No | [42 empty] | https://www.lutron.com/TechnicalDocumentLibrary/369830_FRE.pdf | [7 empty] | Shelf Stock | [39 empty] | 39121704 | [13 empty] | <a href="https://www.lutron.com/TechnicalDocumentLibrary/043492.pdf" target="_blank">Warranty Information</a> |  |  |  |  | 0.400 L | [14 empty] | 0 | 0 | 0 | 0 | Electrical | 2016-07-15 15:13 | 2024-07-20 11:21 | 0000-00-00 00:00:00 | 2025-11-29 02:00 | 0000-00-00 00:00:00 | [6 empty] | Black
4 | Lutron Electronics | LWT-G-TP | 4460-7454 | 4460 | 7454 | Lutron Electronics | LWT-G-TP.png | 784276000550 | NEW ARCH WP - GRAFIKT 1GANG TAUPE | Single-gang WallPlate for GRAFIK T Controls, One-gang for 1 dimmer, switch, or wallstation in taupe |  | 6 | 8.7 |  | LWT-G-TP.png | http://grandbrass.xologic.com/vendors/4460/large/LWT-G-TP.png | [47 empty] | 0 | 0 | 0 | [6 empty] | 0 | 1 | 1 | EA | 1 | Lighting Controls |  |  | Fittings and Hardware |  | Electrical Hardware And Supplies |  | Wallplates | [20 empty] | Switch Plates | [242 empty] | <a href="https://www.lutron.com/TechnicalDocumentLibrary/041496.pdf" target="_blank">Installation Instructions</a> | [23 empty] | 2.000 DW |  |  | 1.3000 IN | [89 empty] | 1.000 EA | 1.000 EA | [35 empty] | No | [42 empty] | https://www.lutron.com/TechnicalDocumentLibrary/369830_FRE.pdf | [7 empty] | Shelf Stock | [39 empty] | 39121704 | [13 empty] | <a href="https://www.lutron.com/TechnicalDocumentLibrary/043492.pdf" target="_blank">Warranty Information</a> |  |  |  |  | 0.400 L | [14 empty] | 0 | 0 | 0 | 0 | Electrical | 2016-07-15 15:13 | 2024-07-20 11:17 | 0000-00-00 00:00:00 | 2025-11-29 02:00 | 0000-00-00 00:00:00 | [6 empty] | Taupe
4 | Lutron Electronics | LWT-G-SI | 4460-7460 | 4460 | 7460 | Lutron Electronics | LWT-G-SI.png | 784276000611 | NEW ARCH WP - GRAFIKT 1GANG SIENNA | Single-gang WallPlate for GRAFIK T Controls, One-gang for 1 dimmer, switch, or wallstation in sienna |  | 6 | 8.7 |  | LWT-G-SI.png | http://grandbrass.xologic.com/vendors/4460/large/LWT-G-SI.png | [47 empty] | 0 | 0 | 0 | [6 empty] | 0 | 1 | 1 | EA | 1 | Lighting Controls |  |  | Fittings and Hardware |  | Electrical Hardware And Supplies |  | Wallplates | [20 empty] | Switch Plates | [242 empty] | <a href="https://www.lutron.com/TechnicalDocumentLibrary/041496.pdf" target="_blank">Installation Instructions</a> | [23 empty] | 10.000 DW |  |  | 1.3000 IN | [89 empty] | 1.000 EA | 1.000 EA | [35 empty] | No | [42 empty] | https://www.lutron.com/TechnicalDocumentLibrary/369830_FRE.pdf | [7 empty] | Shelf Stock | [39 empty] | 39121704 | [13 empty] | <a href="https://www.lutron.com/TechnicalDocumentLibrary/043492.pdf" target="_blank">Warranty Information</a> |  |  |  |  | 0.400 L | [14 empty] | 0 | 0 | 0 | 0 | Electrical | 2016-07-15 15:14 | 2024-07-20 11:23 | 0000-00-00 00:00:00 | 2025-11-29 02:00 | 0000-00-00 00:00:00 | [6 empty] | Sienna
4 | Lutron Electronics | LWT-GG-WH | 4460-7469 | 4460 | 7469 | Lutron Electronics | LWT-GG-WH.png | 784276000826 | NW AR WP 2 DMRS, SWTCHS, WLLSTNS IN WH | Multigang Wallplate for GRAFIK T Controls, Two-gang for 2 dimmers, switches, or wallstations in white |  | 6 | 8.7 |  | LWT-GG-WH.png | http://grandbrass.xologic.com/vendors/4460/large/LWT-GG-WH.png | [47 empty] | 0 | 0 | 0 | [6 empty] | 0 | 1 | 1 | EA | 1 | Lighting Controls |  |  | Fittings and Hardware |  | Electrical Hardware And Supplies |  | Wallplates | [20 empty] | Switch Plates | [242 empty] | <a href="https://www.lutron.com/TechnicalDocumentLibrary/041496.pdf" target="_blank">Installation Instructions</a> | [23 empty] | 10.000 DW |  |  | 1.3000 IN | [89 empty] | 1.000 EA | 1.000 EA | [35 empty] | No | [42 empty] | https://www.lutron.com/TechnicalDocumentLibrary/369830.pdf | [7 empty] | Shelf Stock | [39 empty] | 39121704 | [13 empty] | <a href="https://www.lutron.com/TechnicalDocumentLibrary/043492.pdf" target="_blank">Warranty Information</a> |  |  |  |  | 0.400 L | [14 empty] | 0 | 0 | 0 | 0 | Electrical | 2016-07-15 15:14 | 2024-07-20 11:25 | 0000-00-00 00:00:00 | 2025-11-29 02:00 | 0000-00-00 00:00:00 | [6 empty] | White
4 | Lutron Electronics | LWT-GG-BE | 4460-7470 | 4460 | 7470 | Lutron Electronics | LWT-GG-BE.png | 784276000833 | NW AR WP 2 DMRS, SWTCHS, WLLSTNS IN BE | Multigang Wallplate for GRAFIK T Controls, Two-gang for 2 dimmers, switches, or wallstations in beige |  | 6 | 8.7 |  | LWT-GG-BE.png | http://grandbrass.xologic.com/vendors/4460/large/LWT-GG-BE.png | [47 empty] | 0 | 0 | 0 | [6 empty] | 0 | 1 | 1 | EA | 1 | Lighting Controls |  |  | Fittings and Hardware |  | Electrical Hardware And Supplies |  | Wallplates | [20 empty] | Switch Plates | [242 empty] | <a href="https://www.lutron.com/TechnicalDocumentLibrary/041496.pdf" target="_blank">Installation Instructions</a> | [23 empty] | 2.000 DW |  |  | 1.3000 IN | [89 empty] | 1.000 EA | 1.000 EA | [35 empty] | No | [42 empty] | https://www.lutron.com/TechnicalDocumentLibrary/369830_FRE.pdf | [7 empty] | Shelf Stock | [39 empty] | 39121704 | [13 empty] | <a href="https://www.lutron.com/TechnicalDocumentLibrary/043492.pdf" target="_blank">Warranty Information</a> |  |  |  |  | 0.400 L | [14 empty] | 0 | 0 | 0 | 0 | Electrical | 2016-07-15 15:14 | 2024-07-20 11:20 | 0000-00-00 00:00:00 | 2025-11-29 02:00 | 0000-00-00 00:00:00 | [6 empty] | Beige
4 | Lutron Electronics | LWT-GG-IV | 4460-7471 | 4460 | 7471 | Lutron Electronics | LWT-GG-IV.png | 784276000840 | NW AR WP 2 DMRS, SWTCHS, WLLSTNS IN IV | Multigang Wallplate for GRAFIK T Controls, Two-gang for 2 dimmers, switches, or wallstations in ivory |  | 6 | 8.7 |  | LWT-GG-IV.png | http://grandbrass.xologic.com/vendors/4460/large/LWT-GG-IV.png | [47 empty] | 0 | 0 | 0 | [6 empty] | 0 | 1 | 1 | EA | 1 | Lighting Controls |  |  | Fittings and Hardware |  | Electrical Hardware And Supplies |  | Wallplates | [20 empty] | Switch Plates | [242 empty] | <a href="https://www.lutron.com/TechnicalDocumentLibrary/041496.pdf" target="_blank">Installation Instructions</a> | [23 empty] | 2.000 DW |  |  | 1.3000 IN | [89 empty] | 1.000 EA | 1.000 EA | [35 empty] | No | [42 empty] | https://www.lutron.com/TechnicalDocumentLibrary/369830_FRE.pdf | [7 empty] | Shelf Stock | [39 empty] | 39121704 | [13 empty] | <a href="https://www.lutron.com/TechnicalDocumentLibrary/043492.pdf" target="_blank">Warranty Information</a> |  |  |  |  | 0.400 L | [14 empty] | 0 | 0 | 0 | 0 | Electrical | 2016-07-15 15:14 | 2024-07-20 11:18 | 0000-00-00 00:00:00 | 2025-11-29 02:00 | 0000-00-00 00:00:00 | [6 empty] | Ivory
4 | Lutron Electronics | LWT-GG-AL | 4460-7472 | 4460 | 7472 | Lutron Electronics | LWT-GG-AL.png | 784276000857 | NW AR WP 2 DMRS, SWTCHS, WLLSTNS IN AL | Multigang Wallplate for GRAFIK T Controls, Two-gang for 2 dimmers, switches, or wallstations in almond |  | 6 | 8.7 |  | LWT-GG-AL.png | http://grandbrass.xologic.com/vendors/4460/large/LWT-GG-AL.png | [47 empty] | 0 | 0 | 0 | [6 empty] | 0 | 1 | 1 | EA | 1 | Lighting Controls |  |  | Fittings and Hardware |  | Electrical Hardware And Supplies |  | Wallplates | [20 empty] | Switch Plates | [242 empty] | <a href="https://www.lutron.com/TechnicalDocumentLibrary/041496.pdf" target="_blank">Installation Instructions</a> | [23 empty] | 2.000 DW |  |  | 1.3000 IN | [89 empty] | 1.000 EA | 1.000 EA | [35 empty] | No | [42 empty] | https://www.lutron.com/TechnicalDocumentLibrary/369830_FRE.pdf | [7 empty] | Shelf Stock | [39 empty] | 39121704 | [13 empty] | <a href="https://www.lutron.com/TechnicalDocumentLibrary/043492.pdf" target="_blank">Warranty Information</a> |  |  |  |  | 0.400 L | [14 empty] | 0 | 0 | 0 | 0 | Electrical | 2016-07-15 15:14 | 2024-07-20 11:27 | 0000-00-00 00:00:00 | 2025-11-29 02:00 | 0000-00-00 00:00:00 | [6 empty] | Almond
4 | Lutron Electronics | LWT-GG-LA | 4460-7473 | 4460 | 7473 | Lutron Electronics | LWT-GG-LA.png | 784276000864 | NW AR WP 2 DMRS, SWTCHS, WLLSTNS IN LA | Multigang Wallplate for GRAFIK T Controls, Two-gang for 2 dimmers, switches, or wallstations in light almond |  | 6 | 8.7 |  | LWT-GG-LA.png | http://grandbrass.xologic.com/vendors/4460/large/LWT-GG-LA.png | [47 empty] | 0 | 0 | 0 | [6 empty] | 0 | 1 | 1 | EA | 1 | Lighting Controls |  |  | Fittings and Hardware |  | Electrical Hardware And Supplies |  | Wallplates | [20 empty] | Switch Plates | [242 empty] | <a href="https://www.lutron.com/TechnicalDocumentLibrary/041496.pdf" target="_blank">Installation Instructions</a> | [23 empty] | 2.000 DW |  |  | 1.3000 IN | [89 empty] | 1.000 EA | 1.000 EA | [35 empty] | No | [42 empty] | https://www.lutron.com/TechnicalDocumentLibrary/369830_FRE.pdf | [7 empty] | Shelf Stock | [39 empty] | 39121704 | [13 empty] | <a href="https://www.lutron.com/TechnicalDocumentLibrary/043492.pdf" target="_blank">Warranty Information</a> |  |  |  |  | 0.400 L | [14 empty] | 0 | 0 | 0 | 0 | Electrical | 2016-07-15 15:14 | 2024-07-20 11:17 | 0000-00-00 00:00:00 | 2025-11-29 02:00 | 0000-00-00 00:00:00
4 | Lutron Electronics | LWT-GG-GR | 4460-7474 | 4460 | 7474 | Lutron Electronics | LWT-GG-GR.png | 784276000871 | NW AR WP 2 DMRS, SWTCHS, WLLSTNS IN GR | Multigang Wallplate for GRAFIK T Controls, Two-gang for 2 dimmers, switches, or wallstations in gray |  | 6 | 8.7 |  | LWT-GG-GR.png | http://grandbrass.xologic.com/vendors/4460/large/LWT-GG-GR.png | [47 empty] | 0 | 0 | 0 | [6 empty] | 0 | 1 | 1 | EA | 1 | Lighting Controls |  |  | Fittings and Hardware |  | Electrical Hardware And Supplies |  | Wallplates | [20 empty] | Switch Plates | [242 empty] | <a href="https://www.lutron.com/TechnicalDocumentLibrary/041496.pdf" target="_blank">Installation Instructions</a> | [23 empty] | 2.000 DW |  |  | 1.3000 IN | [89 empty] | 1.000 EA | 1.000 EA | [35 empty] | No | [42 empty] | https://www.lutron.com/TechnicalDocumentLibrary/369830_FRE.pdf | [7 empty] | Shelf Stock | [39 empty] | 39121704 | [13 empty] | <a href="https://www.lutron.com/TechnicalDocumentLibrary/043492.pdf" target="_blank">Warranty Information</a> |  |  |  |  | 0.400 L | [14 empty] | 0 | 0 | 0 | 0 | Electrical | 2016-07-15 15:14 | 2024-07-20 11:27 | 0000-00-00 00:00:00 | 2025-11-29 02:00 | 0000-00-00 00:00:00 | [6 empty] | Gray
4 | Lutron Electronics | LWT-GG-BR | 4460-7475 | 4460 | 7475 | Lutron Electronics | LWT-GG-BR.png | 784276000901 | NEW ARCH WP - GRAFIKT 2GANG BROWN | Multigang Wallplate for GRAFIK T Controls, Two-gang for 2 dimmers, switches, or wallstations in brown |  | 6 | 8.7 |  | LWT-GG-BR.png | http://grandbrass.xologic.com/vendors/4460/large/LWT-GG-BR.png | [47 empty] | 0 | 0 | 0 | [6 empty] | 0 | 1 | 1 | EA | 1 | Lighting Controls |  |  | Fittings and Hardware |  | Electrical Hardware And Supplies |  | Wallplates | [20 empty] | Switch Plates | [242 empty] | <a href="https://www.lutron.com/TechnicalDocumentLibrary/041496.pdf" target="_blank">Installation Instructions</a> | [23 empty] | 2.000 DW |  |  | 1.3000 IN | [89 empty] | 1.000 EA | 1.000 EA | [35 empty] | No | [42 empty] | https://www.lutron.com/TechnicalDocumentLibrary/369830_FRE.pdf | [7 empty] | Shelf Stock | [39 empty] | 39121704 | [13 empty] | <a href="https://www.lutron.com/TechnicalDocumentLibrary/043492.pdf" target="_blank">Warranty Information</a> |  |  |  |  | 0.400 L | [14 empty] | 0 | 0 | 0 | 0 | Electrical | 2016-07-15 15:14 | 2024-07-20 11:19 | 0000-00-00 00:00:00 | 2025-11-29 02:00 | 0000-00-00 00:00:00 | [6 empty] | Brown
4 | Lutron Electronics | LWT-GG-BL | 4460-7476 | 4460 | 7476 | Lutron Electronics | LWT-GG-BL.png | 784276000918 | NW AR WP 2 DMRS, SWTCHS, WLLSTNS IN BL | Multigang Wallplate for GRAFIK T Controls, Two-gang for 2 dimmers, switches, or wallstations in black |  | 6 | 8.7 |  | LWT-GG-BL.png | http://grandbrass.xologic.com/vendors/4460/large/LWT-GG-BL.png | [47 empty] | 0 | 0 | 0 | [6 empty] | 0 | 1 | 1 | EA | 1 | Lighting Controls |  |  | Fittings and Hardware |  | Electrical Hardware And Supplies |  | Wallplates | [20 empty] | Switch Plates | [242 empty] | <a href="https://www.lutron.com/TechnicalDocumentLibrary/041496.pdf" target="_blank">Installation Instructions</a> | [23 empty] | 2.000 DW |  |  | 1.3000 IN | [89 empty] | 1.000 EA | 1.000 EA | [35 empty] | No | [42 empty] | https://www.lutron.com/TechnicalDocumentLibrary/369830_FRE.pdf | [7 empty] | Shelf Stock | [39 empty] | 39121704 | [13 empty] | <a href="https://www.lutron.com/TechnicalDocumentLibrary/043492.pdf" target="_blank">Warranty Information</a> |  |  |  |  | 0.400 L | [14 empty] | 0 | 0 | 0 | 0 | Electrical | 2016-07-15 15:14 | 2024-07-20 11:21 | 0000-00-00 00:00:00 | 2025-11-29 02:00 | 0000-00-00 00:00:00 | [6 empty] | Black
4 | Lutron Electronics | LWT-GG-TP | 4460-7481 | 4460 | 7481 | Lutron Electronics | LWT-GG-TP.png | 784276000963 | NW AR WP 2 DMRS, SWTCHS, WLLSTNS IN TP | Multigang Wallplate for GRAFIK T Controls, Two-gang for 2 dimmers, switches, or wallstations in taupe |  | 6 | 8.7 |  | LWT-GG-TP.png | http://grandbrass.xologic.com/vendors/4460/large/LWT-GG-TP.png | [47 empty] | 0 | 0 | 0 | [6 empty] | 0 | 1 | 1 | EA | 1 | Lighting Controls |  |  | Fittings and Hardware |  | Electrical Hardware And Supplies |  | Wallplates | [20 empty] | Switch Plates | [242 empty] | <a href="https://www.lutron.com/TechnicalDocumentLibrary/041496.pdf" target="_blank">Installation Instructions</a> | [23 empty] | 2.000 DW |  |  | 1.3000 IN | [89 empty] | 1.000 EA | 1.000 EA | [35 empty] | No | [42 empty] | https://www.lutron.com/TechnicalDocumentLibrary/369830_FRE.pdf | [7 empty] | Shelf Stock | [39 empty] | 39121704 | [13 empty] | <a href="https://www.lutron.com/TechnicalDocumentLibrary/043492.pdf" target="_blank">Warranty Information</a> |  |  |  |  | 0.400 L | [14 empty] | 0 | 0 | 0 | 0 | Electrical | 2016-07-15 15:14 | 2024-07-20 11:20 | 0000-00-00 00:00:00 | 2025-11-29 02:00 | 0000-00-00 00:00:00 | [6 empty] | Taupe
4 | Lutron Electronics | LWT-GG-SI | 4460-7487 | 4460 | 7487 | Lutron Electronics | LWT-GG-SI.png | 784276001021 | NW AR WP 2 DMRS, SWTCHS, WLLSTNS IN SI | Multigang Wallplate for GRAFIK T Controls, Two-gang for 2 dimmers, switches, or wallstations in sienna |  | 6 | 8.7 |  | LWT-GG-SI.png | http://grandbrass.xologic.com/vendors/4460/large/LWT-GG-SI.png | [47 empty] | 0 | 0 | 0 | [6 empty] | 0 | 1 | 1 | EA | 1 | Lighting Controls |  |  | Fittings and Hardware |  | Electrical Hardware And Supplies |  | Wallplates | [20 empty] | Switch Plates | [242 empty] | <a href="https://www.lutron.com/TechnicalDocumentLibrary/041496.pdf" target="_blank">Installation Instructions</a> | [23 empty] | 2.000 DW |  |  | 1.3000 IN | [89 empty] | 1.000 EA | 1.000 EA | [35 empty] | No | [42 empty] | https://www.lutron.com/TechnicalDocumentLibrary/369830_FRE.pdf | [7 empty] | Shelf Stock | [39 empty] | 39121704 | [13 empty] | <a href="https://www.lutron.com/TechnicalDocumentLibrary/043492.pdf" target="_blank">Warranty Information</a> |  |  |  |  | 0.400 L | [14 empty] | 0 | 0 | 0 | 0 | Electrical | 2016-07-15 15:15 | 2024-07-20 11:23 | 0000-00-00 00:00:00 | 2025-11-29 02:00 | 0000-00-00 00:00:00 | [6 empty] | Sienna
4 | Lutron Electronics | LWT-GGG-WH | 4460-7496 | 4460 | 7496 | Lutron Electronics | LWT-GGG-WH.png | 784276002059 | NW AR WP 3 DMRS, SWTCHS, WLLSTNS IN WH | Multigang Wallplate for GRAFIK T Controls, Three-gang for 3 dimmers, switches, or wallstations in white |  | 6 | 8.7 |  | LWT-GGG-WH.png | http://grandbrass.xologic.com/vendors/4460/large/LWT-GGG-WH.png | [47 empty] | 0 | 0 | 0 | [6 empty] | 0 | 1 | 1 | EA | 1 | Lighting Controls |  |  | Fittings and Hardware |  | Electrical Hardware And Supplies |  | Wallplates | [20 empty] | Switch Plates | [242 empty] | <a href="https://www.lutron.com/TechnicalDocumentLibrary/041496.pdf" target="_blank">Installation Instructions</a> | [23 empty] | 10.000 DW |  |  | 1.3000 IN | [89 empty] | 1.000 EA | 1.000 EA | [35 empty] | No | [42 empty] | https://www.lutron.com/TechnicalDocumentLibrary/369830.pdf | [7 empty] | Shelf Stock | [39 empty] | 39121704 | [13 empty] | <a href="https://www.lutron.com/TechnicalDocumentLibrary/043492.pdf" target="_blank">Warranty Information</a> |  |  |  |  | 0.300 L | [14 empty] | 0 | 0 | 0 | 0 | Electrical | 2016-07-15 15:15 | 2024-07-20 11:21 | 0000-00-00 00:00:00 | 2025-11-29 02:00 | 0000-00-00 00:00:00 | [6 empty] | White
4 | Lutron Electronics | LWT-GGG-BE | 4460-7497 | 4460 | 7497 | Lutron Electronics | LWT-GGG-BE.png | 784276002066 | NW AR WP 3 DMRS, SWTCHS, WLLSTNS IN BE | Multigang Wallplate for GRAFIK T Controls, Three-gang for 3 dimmers, switches, or wallstations in beige |  | 6 | 8.7 |  | LWT-GGG-BE.png | http://grandbrass.xologic.com/vendors/4460/large/LWT-GGG-BE.png | [47 empty] | 0 | 0 | 0 | [6 empty] | 0 | 1 | 1 | EA | 1 | Lighting Controls |  |  | Fittings and Hardware |  | Electrical Hardware And Supplies |  | Wallplates | [20 empty] | Switch Plates | [242 empty] | <a href="https://www.lutron.com/TechnicalDocumentLibrary/041496.pdf" target="_blank">Installation Instructions</a> | [23 empty] | 2.000 DW |  |  | 1.3000 IN | [89 empty] | 1.000 EA | 1.000 EA | [35 empty] | No | [42 empty] | https://www.lutron.com/TechnicalDocumentLibrary/369830_FRE.pdf | [7 empty] | Shelf Stock | [39 empty] | 39121704 | [13 empty] | <a href="https://www.lutron.com/TechnicalDocumentLibrary/043492.pdf" target="_blank">Warranty Information</a> |  |  |  |  | 0.300 L | [14 empty] | 0 | 0 | 0 | 0 | Electrical | 2016-07-15 15:15 | 2024-07-20 11:22 | 0000-00-00 00:00:00 | 2025-11-29 02:00 | 0000-00-00 00:00:00 | [6 empty] | Beige
4 | Lutron Electronics | LWT-GGG-IV | 4460-7498 | 4460 | 7498 | Lutron Electronics | LWT-GGG-IV.png | 784276002073 | NW AR WP 3 DMRS, SWTCHS, WLLSTNS IN IV | Multigang Wallplate for GRAFIK T Controls, Three-gang for 3 dimmers, switches, or wallstations in ivory |  | 6 | 8.7 |  | LWT-GGG-IV.png | http://grandbrass.xologic.com/vendors/4460/large/LWT-GGG-IV.png | [47 empty] | 0 | 0 | 0 | [6 empty] | 0 | 1 | 1 | EA | 1 | Lighting Controls |  |  | Fittings and Hardware |  | Electrical Hardware And Supplies |  | Wallplates | [20 empty] | Switch Plates | [242 empty] | <a href="https://www.lutron.com/TechnicalDocumentLibrary/041496.pdf" target="_blank">Installation Instructions</a> | [23 empty] | 2.000 DW |  |  | 1.3000 IN | [89 empty] | 1.000 EA | 1.000 EA | [35 empty] | No | [42 empty] | https://www.lutron.com/TechnicalDocumentLibrary/369830_FRE.pdf | [7 empty] | Shelf Stock | [39 empty] | 39121704 | [13 empty] | <a href="https://www.lutron.com/TechnicalDocumentLibrary/043492.pdf" target="_blank">Warranty Information</a> |  |  |  |  | 0.300 L | [14 empty] | 0 | 0 | 0 | 0 | Electrical | 2016-07-15 15:15 | 2024-07-20 11:18 | 0000-00-00 00:00:00 | 2025-11-29 02:00 | 0000-00-00 00:00:00 | [6 empty] | Ivory
4 | Lutron Electronics | LWT-GGG-AL | 4460-7499 | 4460 | 7499 | Lutron Electronics | LWT-GGG-AL.png | 784276002080 | NW AR WP 3 DMRS, SWTCHS, WLLSTNS IN AL | Multigang Wallplate for GRAFIK T Controls, Three-gang for 3 dimmers, switches, or wallstations in almond |  | 6 | 8.7 |  | LWT-GGG-AL.png | http://grandbrass.xologic.com/vendors/4460/large/LWT-GGG-AL.png | [47 empty] | 0 | 0 | 0 | [6 empty] | 0 | 1 | 1 | EA | 1 | Lighting Controls |  |  | Fittings and Hardware |  | Electrical Hardware And Supplies |  | Wallplates | [20 empty] | Switch Plates | [242 empty] | <a href="https://www.lutron.com/TechnicalDocumentLibrary/041496.pdf" target="_blank">Installation Instructions</a> | [23 empty] | 10.000 DW |  |  | 1.3000 IN | [89 empty] | 1.000 EA | 1.000 EA | [35 empty] | No | [42 empty] | https://www.lutron.com/TechnicalDocumentLibrary/369830_FRE.pdf | [7 empty] | Shelf Stock | [39 empty] | 39121704 | [13 empty] | <a href="https://www.lutron.com/TechnicalDocumentLibrary/043492.pdf" target="_blank">Warranty Information</a> |  |  |  |  | 0.300 L | [14 empty] | 0 | 0 | 0 | 0 | Electrical | 2016-07-15 15:15 | 2024-07-20 11:20 | 0000-00-00 00:00:00 | 2025-11-29 02:00 | 0000-00-00 00:00:00 | [6 empty] | Almond
4 | Lutron Electronics | LWT-GGG-LA | 4460-7500 | 4460 | 7500 | Lutron Electronics | LWT-GGG-LA.png | 784276002097 | NW AR WP 3 DMRS, SWTCHS, WLLSTNS IN LA | Multigang Wallplate for GRAFIK T Controls, Three-gang for 3 dimmers, switches, or wallstations in light almond |  | 6 | 8.7 |  | LWT-GGG-LA.png | http://grandbrass.xologic.com/vendors/4460/large/LWT-GGG-LA.png | [47 empty] | 0 | 0 | 0 | [6 empty] | 0 | 1 | 1 | EA | 1 | Lighting Controls |  |  | Fittings and Hardware |  | Electrical Hardware And Supplies |  | Wallplates | [20 empty] | Switch Plates | [242 empty] | <a href="https://www.lutron.com/TechnicalDocumentLibrary/041496.pdf" target="_blank">Installation Instructions</a> | [23 empty] | 2.000 DW |  |  | 1.3000 IN | [89 empty] | 1.000 EA | 1.000 EA | [35 empty] | No | [42 empty] | https://www.lutron.com/TechnicalDocumentLibrary/369830_FRE.pdf | [7 empty] | Shelf Stock | [39 empty] | 39121704 | [13 empty] | <a href="https://www.lutron.com/TechnicalDocumentLibrary/043492.pdf" target="_blank">Warranty Information</a> |  |  |  |  | 0.450 L | [14 empty] | 0 | 0 | 0 | 0 | Electrical | 2016-07-15 15:15 | 2024-07-20 11:20 | 0000-00-00 00:00:00 | 2025-11-29 02:00 | 0000-00-00 00:00:00
4 | Lutron Electronics | LWT-GGG-GR | 4460-7501 | 4460 | 7501 | Lutron Electronics | LWT-GGG-GR.png | 784276002103 | NW AR WP 3 DMRS, SWTCHS, WLLSTNS IN GR | Multigang Wallplate for GRAFIK T Controls, Three-gang for 3 dimmers, switches, or wallstations in gray |  | 6 | 8.7 |  | LWT-GGG-GR.png | http://grandbrass.xologic.com/vendors/4460/large/LWT-GGG-GR.png | [47 empty] | 0 | 0 | 0 | [6 empty] | 0 | 1 | 1 | EA | 1 | Lighting Controls |  |  | Fittings and Hardware |  | Electrical Hardware And Supplies |  | Wallplates | [20 empty] | Switch Plates | [242 empty] | <a href="https://www.lutron.com/TechnicalDocumentLibrary/041496.pdf" target="_blank">Installation Instructions</a> | [23 empty] | 2.000 DW |  |  | 1.3000 IN | [89 empty] | 1.000 EA | 1.000 EA | [35 empty] | No | [42 empty] | https://www.lutron.com/TechnicalDocumentLibrary/369830_FRE.pdf | [7 empty] | Shelf Stock | [39 empty] | 39121704 | [13 empty] | <a href="https://www.lutron.com/TechnicalDocumentLibrary/043492.pdf" target="_blank">Warranty Information</a> |  |  |  |  | 0.300 L | [14 empty] | 0 | 0 | 0 | 0 | Electrical | 2016-07-15 15:15 | 2024-07-20 11:20 | 0000-00-00 00:00:00 | 2025-11-29 02:00 | 0000-00-00 00:00:00 | [6 empty] | Gray
4 | Lutron Electronics | LWT-GGG-BR | 4460-7502 | 4460 | 7502 | Lutron Electronics | LWT-GGG-BR.png | 784276002134 | NEW ARCH WP - GRAFIKT 3GANG BROWN | Multigang Wallplate for GRAFIK T Controls, Three-gang for 3 dimmers, switches, or wallstations in brown |  | 6 | 8.7 |  | LWT-GGG-BR.png | http://grandbrass.xologic.com/vendors/4460/large/LWT-GGG-BR.png | [47 empty] | 0 | 0 | 0 | [6 empty] | 0 | 1 | 1 | EA | 1 | Lighting Controls |  |  | Fittings and Hardware |  | Electrical Hardware And Supplies |  | Wallplates | [20 empty] | Switch Plates | [242 empty] | <a href="https://www.lutron.com/TechnicalDocumentLibrary/041496.pdf" target="_blank">Installation Instructions</a> | [23 empty] | 2.000 DW |  |  | 1.3000 IN | [89 empty] | 1.000 EA | 1.000 EA | [35 empty] | No | [42 empty] | https://www.lutron.com/TechnicalDocumentLibrary/369830_FRE.pdf | [7 empty] | Shelf Stock | [39 empty] | 39121704 | [13 empty] | <a href="https://www.lutron.com/TechnicalDocumentLibrary/043492.pdf" target="_blank">Warranty Information</a> |  |  |  |  | 0.300 L | [14 empty] | 0 | 0 | 0 | 0 | Electrical | 2016-07-15 15:15 | 2024-07-20 11:19 | 0000-00-00 00:00:00 | 2025-11-29 02:00 | 0000-00-00 00:00:00 | [6 empty] | Brown
4 | Lutron Electronics | LWT-GGG-BL | 4460-7503 | 4460 | 7503 | Lutron Electronics | LWT-GGG-BL.png | 784276002141 | NW AR WP 3 DMRS, SWTCHS, WLLSTNS IN BL | Multigang Wallplate for GRAFIK T Controls, Three-gang for 3 dimmers, switches, or wallstations in black |  | 6 | 8.7 |  | LWT-GGG-BL.png | http://grandbrass.xologic.com/vendors/4460/large/LWT-GGG-BL.png | [47 empty] | 0 | 0 | 0 | [6 empty] | 0 | 1 | 1 | EA | 1 | Lighting Controls |  |  | Fittings and Hardware |  | Electrical Hardware And Supplies |  | Wallplates | [20 empty] | Switch Plates | [242 empty] | <a href="https://www.lutron.com/TechnicalDocumentLibrary/041496.pdf" target="_blank">Installation Instructions</a> | [23 empty] | 10.000 DW |  |  | 1.3000 IN | [89 empty] | 1.000 EA | 1.000 EA | [35 empty] | No | [42 empty] | https://www.lutron.com/TechnicalDocumentLibrary/369830_FRE.pdf | [7 empty] | Shelf Stock | [39 empty] | 39121704 | [13 empty] | <a href="https://www.lutron.com/TechnicalDocumentLibrary/043492.pdf" target="_blank">Warranty Information</a> |  |  |  |  | 0.300 L | [14 empty] | 0 | 0 | 0 | 0 | Electrical | 2016-07-15 15:15 | 2024-07-20 11:27 | 0000-00-00 00:00:00 | 2025-11-29 02:00 | 0000-00-00 00:00:00 | [6 empty] | Black
4 | Lutron Electronics | LWT-GGG-TP | 4460-7508 | 4460 | 7508 | Lutron Electronics | LWT-GGG-TP.png | 784276002196 | NW AR WP 3 DMRS, SWTCHS, WLLSTNS IN TP | Multigang Wallplate for GRAFIK T Controls, Three-gang for 3 dimmers, switches, or wallstations in taupe |  | 6 | 8.7 |  | LWT-GGG-TP.png | http://grandbrass.xologic.com/vendors/4460/large/LWT-GGG-TP.png | [47 empty] | 0 | 0 | 0 | [6 empty] | 0 | 1 | 1 | EA | 1 | Lighting Controls |  |  | Fittings and Hardware |  | Electrical Hardware And Supplies |  | Wallplates | [20 empty] | Switch Plates | [242 empty] | <a href="https://www.lutron.com/TechnicalDocumentLibrary/041496.pdf" target="_blank">Installation Instructions</a> | [23 empty] | 2.000 DW |  |  | 1.3000 IN | [89 empty] | 1.000 EA | 1.000 EA | [35 empty] | No | [42 empty] | https://www.lutron.com/TechnicalDocumentLibrary/369830_FRE.pdf | [7 empty] | Shelf Stock | [39 empty] | 39121704 | [13 empty] | <a href="https://www.lutron.com/TechnicalDocumentLibrary/043492.pdf" target="_blank">Warranty Information</a> |  |  |  |  | 0.450 L | [14 empty] | 0 | 0 | 0 | 0 | Electrical | 2016-07-15 15:15 | 2024-07-20 11:25 | 0000-00-00 00:00:00 | 2025-11-29 02:00 | 0000-00-00 00:00:00 | [6 empty] | Taupe
4 | Lutron Electronics | LWT-GGG-SI | 4460-7514 | 4460 | 7514 | Lutron Electronics | LWT-GGG-SI.png | 784276002257 | NW AR WP 3 DMRS, SWTCHS, WLLSTNS IN SI | Multigang Wallplate for GRAFIK T Controls, Three-gang for 3 dimmers, switches, or wallstations in sienna |  | 6 | 8.7 |  | LWT-GGG-SI.png | http://grandbrass.xologic.com/vendors/4460/large/LWT-GGG-SI.png | [47 empty] | 0 | 0 | 0 | [6 empty] | 0 | 1 | 1 | EA | 1 | Lighting Controls |  |  | Fittings and Hardware |  | Electrical Hardware And Supplies |  | Wallplates | [20 empty] | Switch Plates | [242 empty] | <a href="https://www.lutron.com/TechnicalDocumentLibrary/041496.pdf" target="_blank">Installation Instructions</a> | [23 empty] | 2.000 DW |  |  | 1.3000 IN | [89 empty] | 1.000 EA | 1.000 EA | [35 empty] | No | [42 empty] | https://www.lutron.com/TechnicalDocumentLibrary/369830_FRE.pdf | [7 empty] | Shelf Stock | [39 empty] | 39121704 | [13 empty] | <a href="https://www.lutron.com/TechnicalDocumentLibrary/043492.pdf" target="_blank">Warranty Information</a> |  |  |  |  | 0.300 L | [14 empty] | 0 | 0 | 0 | 0 | Electrical | 2016-07-15 15:15 | 2024-07-20 11:25 | 0000-00-00 00:00:00 | 2025-11-29 02:00 | 0000-00-00 00:00:00 | [6 empty] | Sienna
4 | Lutron Electronics | LWT-GGGG-WH | 4460-7523 | 4460 | 7523 | Lutron Electronics | LWT-GGGG-WH.png | 784276002462 | NW AR WP 4 DMRS, SWTCHS, WLSTNS IN WH | Multigang Wallplate for GRAFIK T Controls, Four-gang for 4 dimmers, switches, or wallstations in white |  | 6 | 8.7 |  | LWT-GGGG-WH.png | http://grandbrass.xologic.com/vendors/4460/large/LWT-GGGG-WH.png | [47 empty] | 0 | 0 | 0 | [6 empty] | 0 | 1 | 1 | EA | 1 | Lighting Controls |  |  | Fittings and Hardware |  | Electrical Hardware And Supplies |  | Wallplates | [20 empty] | Switch Plates | [242 empty] | <a href="https://www.lutron.com/TechnicalDocumentLibrary/041496.pdf" target="_blank">Installation Instructions</a> | [23 empty] | 10.000 DW |  |  | 1.3000 IN | [89 empty] | 1.000 EA | 1.000 EA | [35 empty] | No | [42 empty] | https://www.lutron.com/TechnicalDocumentLibrary/369830_FRE.pdf | [7 empty] | Shelf Stock | [39 empty] | 39121704 | [13 empty] | <a href="https://www.lutron.com/TechnicalDocumentLibrary/043492.pdf" target="_blank">Warranty Information</a> |  |  |  |  | 0.370 L | [14 empty] | 0 | 0 | 0 | 0 | Electrical | 2016-07-15 15:16 | 2024-07-20 11:20 | 0000-00-00 00:00:00 | 2025-11-29 02:00 | 0000-00-00 00:00:00 | [6 empty] | White
4 | Lutron Electronics | LWT-GGGG-BE | 4460-7524 | 4460 | 7524 | Lutron Electronics | LWT-GGGG-BE.png | 784276002479 | NW AR WP 4 DMRS, SWTCHS, WLSTNS IN BE | Multigang Wallplate for GRAFIK T Controls, Four-gang for 4 dimmers, switches, or wallstations in beige |  | 6 | 8.7 |  | LWT-GGGG-BE.png | http://grandbrass.xologic.com/vendors/4460/large/LWT-GGGG-BE.png | [47 empty] | 0 | 0 | 0 | [6 empty] | 0 | 1 | 1 | EA | 1 | Lighting Controls |  |  | Fittings and Hardware |  | Electrical Hardware And Supplies |  | Wallplates | [20 empty] | Switch Plates | [242 empty] | <a href="https://www.lutron.com/TechnicalDocumentLibrary/041496.pdf" target="_blank">Installation Instructions</a> | [23 empty] | 2.000 DW |  |  | 1.3000 IN | [89 empty] | 1.000 EA | 1.000 EA | [35 empty] | No | [42 empty] | https://www.lutron.com/TechnicalDocumentLibrary/369830_FRE.pdf | [7 empty] | Shelf Stock | [39 empty] | 39121704 | [13 empty] | <a href="https://www.lutron.com/TechnicalDocumentLibrary/043492.pdf" target="_blank">Warranty Information</a> |  |  |  |  | 0.500 L | [14 empty] | 0 | 0 | 0 | 0 | Electrical | 2016-07-15 15:16 | 2024-07-20 11:23 | 0000-00-00 00:00:00 | 2025-11-29 02:00 | 0000-00-00 00:00:00 | [6 empty] | Beige
4 | Lutron Electronics | LWT-GGGG-IV | 4460-7525 | 4460 | 7525 | Lutron Electronics | LWT-GGGG-IV.png | 784276002486 | NW AR WP 4 DMRS, SWTCHS, WLSTNS IN IV | Multigang Wallplate for GRAFIK T Controls, Four-gang for 4 dimmers, switches, or wallstations in ivory |  | 6 | 8.7 |  | LWT-GGGG-IV.png | http://grandbrass.xologic.com/vendors/4460/large/LWT-GGGG-IV.png | [47 empty] | 0 | 0 | 0 | [6 empty] | 0 | 1 | 1 | EA | 1 | Lighting Controls |  |  | Fittings and Hardware |  | Electrical Hardware And Supplies |  | Wallplates | [20 empty] | Switch Plates | [242 empty] | <a href="https://www.lutron.com/TechnicalDocumentLibrary/041496.pdf" target="_blank">Installation Instructions</a> | [23 empty] | 2.000 DW |  |  | 1.3000 IN | [89 empty] | 1.000 EA | 1.000 EA | [35 empty] | No | [42 empty] | https://www.lutron.com/TechnicalDocumentLibrary/369830_FRE.pdf | [7 empty] | Shelf Stock | [39 empty] | 39121704 | [13 empty] | <a href="https://www.lutron.com/TechnicalDocumentLibrary/043492.pdf" target="_blank">Warranty Information</a> |  |  |  |  | 0.500 L | [14 empty] | 0 | 0 | 0 | 0 | Electrical | 2016-07-15 15:16 | 2024-07-20 11:17 | 0000-00-00 00:00:00 | 2025-11-29 02:00 | 0000-00-00 00:00:00 | [6 empty] | Ivory
4 | Lutron Electronics | LWT-GGGG-AL | 4460-7526 | 4460 | 7526 | Lutron Electronics | LWT-GGGG-AL.png | 784276002493 | NW AR WP 4 DMRS, SWTCHS, WLSTNS IN AL | Multigang Wallplate for GRAFIK T Controls, Four-gang for 4 dimmers, switches, or wallstations in almond |  | 6 | 8.7 |  | LWT-GGGG-AL.png | http://grandbrass.xologic.com/vendors/4460/large/LWT-GGGG-AL.png | [47 empty] | 0 | 0 | 0 | [6 empty] | 0 | 1 | 1 | EA | 1 | Lighting Controls |  |  | Fittings and Hardware |  | Electrical Hardware And Supplies |  | Wallplates | [20 empty] | Switch Plates | [242 empty] | <a href="https://www.lutron.com/TechnicalDocumentLibrary/041496.pdf" target="_blank">Installation Instructions</a> | [23 empty] | 10.000 DW |  |  | 1.3000 IN | [89 empty] | 1.000 EA | 1.000 EA | [35 empty] | No | [42 empty] | https://www.lutron.com/TechnicalDocumentLibrary/369830_FRE.pdf | [7 empty] | Shelf Stock | [39 empty] | 39121704 | [13 empty] | <a href="https://www.lutron.com/TechnicalDocumentLibrary/043492.pdf" target="_blank">Warranty Information</a> |  |  |  |  | 0.500 L | [14 empty] | 0 | 0 | 0 | 0 | Electrical | 2016-07-15 15:16 | 2024-07-20 11:21 | 0000-00-00 00:00:00 | 2025-11-29 02:00 | 0000-00-00 00:00:00 | [6 empty] | Almond
4 | Lutron Electronics | LWT-GGGG-LA | 4460-7527 | 4460 | 7527 | Lutron Electronics | LWT-GGGG-LA.png | 784276002509 | NW AR WP 4 DMRS, SWTCHS, WLSTNS IN LA | Multigang Wallplate for GRAFIK T Controls, Four-gang for 4 dimmers, switches, or wallstations in light almond |  | 6 | 8.7 |  | LWT-GGGG-LA.png | http://grandbrass.xologic.com/vendors/4460/large/LWT-GGGG-LA.png | [47 empty] | 0 | 0 | 0 | [6 empty] | 0 | 1 | 1 | EA | 1 | Lighting Controls |  |  | Fittings and Hardware |  | Electrical Hardware And Supplies |  | Wallplates | [20 empty] | Switch Plates | [242 empty] | <a href="https://www.lutron.com/TechnicalDocumentLibrary/041496.pdf" target="_blank">Installation Instructions</a> | [23 empty] | 2.000 DW |  |  | 1.3000 IN | [89 empty] | 1.000 EA | 1.000 EA | [35 empty] | No | [42 empty] | https://www.lutron.com/TechnicalDocumentLibrary/369830_FRE.pdf | [7 empty] | Shelf Stock | [39 empty] | 39121704 | [13 empty] | <a href="https://www.lutron.com/TechnicalDocumentLibrary/043492.pdf" target="_blank">Warranty Information</a> |  |  |  |  | 0.500 L | [14 empty] | 0 | 0 | 0 | 0 | Electrical | 2016-07-15 15:16 | 2024-07-20 11:19 | 0000-00-00 00:00:00 | 2025-11-29 02:00 | 0000-00-00 00:00:00
4 | Lutron Electronics | LWT-GGGG-GR | 4460-7528 | 4460 | 7528 | Lutron Electronics | LWT-GGGG-GR.png | 784276002516 | NW AR WP 4 DMRS, SWTCHS, WLSTNS IN GR | Multigang Wallplate for GRAFIK T Controls, Four-gang for 4 dimmers, switches, or wallstations in gray |  | 6 | 8.7 |  | LWT-GGGG-GR.png | http://grandbrass.xologic.com/vendors/4460/large/LWT-GGGG-GR.png | [47 empty] | 0 | 0 | 0 | [6 empty] | 0 | 1 | 1 | EA | 1 | Lighting Controls |  |  | Fittings and Hardware |  | Electrical Hardware And Supplies |  | Wallplates | [20 empty] | Switch Plates | [242 empty] | <a href="https://www.lutron.com/TechnicalDocumentLibrary/041496.pdf" target="_blank">Installation Instructions</a> | [23 empty] | 2.000 DW |  |  | 1.3000 IN | [89 empty] | 1.000 EA | 1.000 EA | [35 empty] | No | [42 empty] | https://www.lutron.com/TechnicalDocumentLibrary/369830_FRE.pdf | [7 empty] | Shelf Stock | [39 empty] | 39121704 | [13 empty] | <a href="https://www.lutron.com/TechnicalDocumentLibrary/043492.pdf" target="_blank">Warranty Information</a> |  |  |  |  | 0.500 L | [14 empty] | 0 | 0 | 0 | 0 | Electrical | 2016-07-15 15:16 | 2024-07-20 11:21 | 0000-00-00 00:00:00 | 2025-11-29 02:00 | 0000-00-00 00:00:00 | [6 empty] | Gray
4 | Lutron Electronics | LWT-GGGG-BR | 4460-7529 | 4460 | 7529 | Lutron Electronics | LWT-GGGG-BR.png | 784276002547 | NEW ARCH WP - GRAFIKT 4GANG BROWN | Multigang Wallplate for GRAFIK T Controls, Four-gang for 4 dimmers, switches, or wallstations in brown |  | 6 | 8.7 |  | LWT-GGGG-BR.png | http://grandbrass.xologic.com/vendors/4460/large/LWT-GGGG-BR.png | [47 empty] | 0 | 0 | 0 | [6 empty] | 0 | 1 | 1 | EA | 1 | Lighting Controls |  |  | Fittings and Hardware |  | Electrical Hardware And Supplies |  | Wallplates | [20 empty] | Switch Plates | [242 empty] | <a href="https://www.lutron.com/TechnicalDocumentLibrary/041496.pdf" target="_blank">Installation Instructions</a> | [23 empty] | 10.000 DW |  |  | 1.3000 IN | [89 empty] | 1.000 EA | 1.000 EA | [35 empty] | No | [42 empty] | https://www.lutron.com/TechnicalDocumentLibrary/369830_FRE.pdf | [7 empty] | Shelf Stock | [39 empty] | 39121704 | [13 empty] | <a href="https://www.lutron.com/TechnicalDocumentLibrary/043492.pdf" target="_blank">Warranty Information</a> |  |  |  |  | 0.500 L | [14 empty] | 0 | 0 | 0 | 0 | Electrical | 2016-07-15 15:16 | 2024-07-20 11:23 | 0000-00-00 00:00:00 | 2025-11-29 02:00 | 0000-00-00 00:00:00 | [6 empty] | Brown
4 | Lutron Electronics | LWT-GGGG-BL | 4460-7530 | 4460 | 7530 | Lutron Electronics | LWT-GGGG-BL.png | 784276002554 | NW AR WP 4 DMRS, SWTCHS, WLSTNS IN BL | Multigang Wallplate for GRAFIK T Controls, Four-gang for 4 dimmers, switches, or wallstations in black |  | 6 | 8.7 |  | LWT-GGGG-BL.png | http://grandbrass.xologic.com/vendors/4460/large/LWT-GGGG-BL.png | [47 empty] | 0 | 0 | 0 | [6 empty] | 0 | 1 | 1 | EA | 1 | Lighting Controls |  |  | Fittings and Hardware |  | Electrical Hardware And Supplies |  | Wallplates | [20 empty] | Switch Plates | [242 empty] | <a href="https://www.lutron.com/TechnicalDocumentLibrary/041496.pdf" target="_blank">Installation Instructions</a> | [23 empty] | 2.000 DW |  |  | 1.3000 IN | [89 empty] | 1.000 EA | 1.000 EA | [35 empty] | No | [42 empty] | https://www.lutron.com/TechnicalDocumentLibrary/369830_FRE.pdf | [7 empty] | Shelf Stock | [39 empty] | 39121704 | [13 empty] | <a href="https://www.lutron.com/TechnicalDocumentLibrary/043492.pdf" target="_blank">Warranty Information</a> |  |  |  |  | 0.500 L | [14 empty] | 0 | 0 | 0 | 0 | Electrical | 2016-07-15 15:16 | 2024-07-20 11:22 | 0000-00-00 00:00:00 | 2025-11-29 02:00 | 0000-00-00 00:00:00 | [6 empty] | Black
4 | Lutron Electronics | LWT-GGGG-TP | 4460-7535 | 4460 | 7535 | Lutron Electronics | LWT-GGGG-TP.png | 784276002608 | NW AR WP 4 DMRS, SWTCHS, WLSTNS IN TP | Multigang Wallplate for GRAFIK T Controls, Four-gang for 4 dimmers, switches, or wallstations in taupe |  | 6 | 8.7 |  | LWT-GGGG-TP.png | http://grandbrass.xologic.com/vendors/4460/large/LWT-GGGG-TP.png | [47 empty] | 0 | 0 | 0 | [6 empty] | 0 | 1 | 1 | EA | 1 | Lighting Controls |  |  | Fittings and Hardware |  | Electrical Hardware And Supplies |  | Wallplates | [20 empty] | Switch Plates | [242 empty] | <a href="https://www.lutron.com/TechnicalDocumentLibrary/041496.pdf" target="_blank">Installation Instructions</a> | [23 empty] | 2.000 DW |  |  | 1.3000 IN | [89 empty] | 1.000 EA | 1.000 EA | [35 empty] | No | [42 empty] | https://www.lutron.com/TechnicalDocumentLibrary/369830_FRE.pdf | [7 empty] | Shelf Stock | [39 empty] | 39121704 | [13 empty] | <a href="https://www.lutron.com/TechnicalDocumentLibrary/043492.pdf" target="_blank">Warranty Information</a> |  |  |  |  | 0.500 L | [14 empty] | 0 | 0 | 0 | 0 | Electrical | 2016-07-15 15:16 | 2024-07-20 11:43 | 0000-00-00 00:00:00 | 2025-11-29 02:00 | 0000-00-00 00:00:00 | [6 empty] | Taupe
4 | Lutron Electronics | LWT-GGGG-SI | 4460-7541 | 4460 | 7541 | Lutron Electronics | LWT-GGGG-SI.png | 784276002660 | NW AR WP 4 DMRS, SWTCHS, WLSTNS IN SI | Multigang Wallplate for GRAFIK T Controls, Four-gang for 4 dimmers, switches, or wallstations in sienna |  | 6 | 8.7 |  | LWT-GGGG-SI.png | http://grandbrass.xologic.com/vendors/4460/large/LWT-GGGG-SI.png | [47 empty] | 0 | 0 | 0 | [6 empty] | 0 | 1 | 1 | EA | 1 | Lighting Controls |  |  | Fittings and Hardware |  | Electrical Hardware And Supplies |  | Wallplates | [20 empty] | Switch Plates | [242 empty] | <a href="https://www.lutron.com/TechnicalDocumentLibrary/041496.pdf" target="_blank">Installation Instructions</a> | [23 empty] | 2.000 DW |  |  | 1.3000 IN | [89 empty] | 1.000 EA | 1.000 EA | [35 empty] | No | [42 empty] | https://www.lutron.com/TechnicalDocumentLibrary/369830_FRE.pdf | [7 empty] | Shelf Stock | [39 empty] | 39121704 | [13 empty] | <a href="https://www.lutron.com/TechnicalDocumentLibrary/043492.pdf" target="_blank">Warranty Information</a> |  |  |  |  | 0.500 L | [14 empty] | 0 | 0 | 0 | 0 | Electrical | 2016-07-15 15:16 | 2024-07-20 11:21 | 0000-00-00 00:00:00 | 2025-11-29 02:00 | 0000-00-00 00:00:00 | [6 empty] | Sienna
1 | Lutron Electronics | SCL-153PH-AL | 4460-7550 | 4460 | 7550 | Lutron Electronics | Ecom_SCL-153P-AL_nowallplate.jpeg?w=1500 | 784276008877 | SKYLARK CFL/LED DIMMER ALMOND CLAM | Skylark LED+ Dimmer for CFL, LED, halogen, and incandescent dimmable bulbs, uses LED Technology, clamshell packaging in almond |  | 4.1 | 6.1 | [50 empty] | 0 | 0 | 0 | [6 empty] | 0 | 1 | 1 | EA | 1 | Lighting Controls | [7 empty] | White | [16 empty] | Traditional |  |  | Dimmers | [242 empty] | <a href="https://www.lutron.com/TechnicalDocumentLibrary/0301882.pdf" target="_blank">Installation Instructions</a> | [23 empty] | 10.000 DW |  |  | 2.8000 IN | [89 empty] | 1.000 EA | 1.000 EA | [35 empty] | No | [42 empty] | https://www.lutron.com/TechnicalDocumentLibrary/369684.pdf | [7 empty] | Shelf Stock | [13 empty] | <a href="https://www.lutron.com/TechnicalDocumentLibrary/368-4493_Page_5.pdf" target="_blank">Tech Drawing</a> | [25 empty] | 39122206 | [6 empty] | <a href="https://lutron.widen.net/content/stbdslloil/MP4/LED+-Dimmer-with-Wire-Leads-Installation_English.MP4?w=2048" target="_blank">Product Video Clip</a> | [6 empty] | <a href="https://www.lutron.com/TechnicalDocumentLibrary/369-119_Wallbox_Warranty.pdf" target="_blank">Warranty Information</a> |  |  |  |  | 0.350 L | [14 empty] | 0 | 0 | 0 | 0 | Lighting Fixtures | 2016-07-15 15:17 | 2024-07-20 11:20 | 0000-00-00 00:00:00 | 2024-07-20 11:20 | 0000-00-00 00:00:00 | [6 empty] | Almond
4 | Lutron Electronics | PP-DV-M | 4460-7554 | 4460 | 7554 | Lutron Electronics | PP-DV.jpg | 784276092647 | DUAL VOLTAGE POWER PACK MANUAL OVERRID | Lutron manual on dual voltage power pack, 120-277V, relay contact rating 16A lighting/1 HP motor |  | 4.5 | 2.6 |  | PP-DV.jpg | http://grandbrass.xologic.com/vendors/4460/large/PP-DV.jpg | [47 empty] | 0 | 0 | 0 | [6 empty] | 0 | 1 | 1 | EA | 1 | Specialty Items |  |  | Electrical Distribution Equipment |  | General Power Distribution |  | Power Supply Units | [20 empty] | Other Specialty Items | [242 empty] | <a href="https://www.lutron.com/TechnicalDocumentLibrary/031381.pdf" target="_blank">Installation Instructions</a> | [23 empty] | 10.000 DW |  |  | 3.5000 IN | [89 empty] | 1.000 EA | 1.000 EA | [35 empty] | No | [42 empty] | https://www.lutron.com/TechnicalDocumentLibrary/369544_Eng.pdf | [7 empty] | Shelf Stock | [39 empty] | 39121004 | [13 empty] | <a href="https://www.lutron.com/TechnicalDocumentLibrary/3601201A_Commercial_Limited_Warranty.pdf" target="_blank">Warranty Information</a> |  |  |  |  | 0.250 L | [14 empty] | 0 | 0 | 0 | 0 | Electrical | 2016-07-15 15:17 | 2024-07-20 11:21 | 0000-00-00 00:00:00 | 2025-11-29 02:00 | 0000-00-00 00:00:00
1 | Lutron Electronics | GT-150-WH | 4460-7555 | 4460 | 7555 | Lutron Electronics | GT-150-WH.png | 784276098304 | 150W C.L GRAFIKT | GRAFIK T C.L Dimmer, single-pole dimmer with wallplate, 150W CFL/LED or 600W inc/hal, 120V |  | 5.3 | 4 |  | GT-150-WH.png | http://grandbrass.xologic.com/vendors/4460/large/GT-150-WH.png | [47 empty] | 0 | 0 | 0 | [6 empty] | 0 | 1 | 1 | EA | 1 | Lighting Controls | [7 empty] | White | [19 empty] | Dimmers | [242 empty] | <a href="https://www.lutron.com/TechnicalDocumentLibrary/0301796.pdf" target="_blank">Installation Instructions</a> | [23 empty] | 25.000 DW |  |  | 5.4000 IN | [89 empty] | 1.000 EA | 1.000 EA | [35 empty] | No | [42 empty] | https://www.lutron.com/TechnicalDocumentLibrary/369826_CAN.pdf | [7 empty] | Shelf Stock | [13 empty] | <a href="https://www.lutron.com/TechnicalDocumentLibrary/368-4493_Page_46.pdf" target="_blank">Tech Drawing</a> | [25 empty] | 39122206 | [13 empty] | <a href="https://www.lutron.com/TechnicalDocumentLibrary/369-119_Wallbox_Warranty.pdf" target="_blank">Warranty Information</a> |  |  |  |  | 0.500 L | [14 empty] | 0 | 0 | 0 | 0 | Lighting Fixtures | 2016-07-15 15:17 | 2024-07-20 11:23 | 0000-00-00 00:00:00 | 2024-07-20 11:23 | 0000-00-00 00:00:00 | [6 empty] | White
1 | Lutron Electronics | GT-250M-WH | 4460-7556 | 4460 | 7556 | Lutron Electronics | GT-250M-WH.jpg | 784276098328 | 250W C.L GRAFIKT | GRAFIK T C.L Dimmer, multi-location/single-pole dimmer with wallplate, 250W CFL/LED, 600W inc/hal, 400VA MLV, and 3.3A Lutron Hi-Lume A-Series LTE LED Driver (max 10 drivers), 120V |  | 5.3 | 3.8 |  | GT-250M-WH.jpg | http://grandbrass.xologic.com/vendors/4460/large/GT-250M-WH.jpg | [47 empty] | 0 | 0 | 0 | [6 empty] | 0 | 1 | 1 | EA | 1 | Lighting Controls | [7 empty] | White | [19 empty] | Dimmers | [242 empty] | <a href="https://www.lutron.com/TechnicalDocumentLibrary/0301796.pdf" target="_blank">Installation Instructions</a> | [23 empty] | 10.000 DW |  |  | 5.4000 IN | [89 empty] | 1.000 EA | 1.000 EA | [35 empty] | No | [42 empty] | https://www.lutron.com/TechnicalDocumentLibrary/369826_CAN.pdf | [7 empty] | Shelf Stock | [13 empty] | <a href="https://www.lutron.com/TechnicalDocumentLibrary/368-4493_Page_73.pdf" target="_blank">Tech Drawing</a> | [25 empty] | 39122206 | [13 empty] | <a href="https://www.lutron.com/TechnicalDocumentLibrary/369-119_Wallbox_Warranty.pdf" target="_blank">Warranty Information</a> |  |  |  |  | 0.500 L | [14 empty] | 0 | 0 | 0 | 0 | Lighting Fixtures | 2016-07-15 15:17 | 2024-07-20 11:21 | 0000-00-00 00:00:00 | 2024-07-20 11:21 | 0000-00-00 00:00:00 | [6 empty] | White
1 | Lutron Electronics | GTJ-150-WH | 4460-7557 | 4460 | 7557 | Lutron Electronics | GTJ-150-WH.jpg | 784276098342 | 150W RF C.L GRAFIKT | GRAFIK T RF C.L Dimmer, single-pole dimmer with wallplate, 150W CFL/LED or 600W inc/hal, 120V, 434 MHz |  | 5.3 | 3.8 |  | GTJ-150-WH.jpg | http://grandbrass.xologic.com/vendors/4460/large/GTJ-150-WH.jpg | [47 empty] | 0 | 0 | 0 | [6 empty] | 0 | 1 | 1 | EA | 1 | Lighting Controls | [7 empty] | White | [19 empty] | Dimmers | [242 empty] | <a href="https://www.lutron.com/TechnicalDocumentLibrary/0301796.pdf" target="_blank">Installation Instructions</a> | [23 empty] | 10.000 DW |  |  | 5.4000 IN | [89 empty] | 1.000 EA | 1.000 EA | [35 empty] | No | [42 empty] | https://www.lutron.com/TechnicalDocumentLibrary/369826_CAN.pdf | [7 empty] | Shelf Stock | [13 empty] | <a href="https://www.lutron.com/TechnicalDocumentLibrary/368-4493_Page_46.pdf" target="_blank">Tech Drawing</a> | [25 empty] | 39122206 | [13 empty] | <a href="https://www.lutron.com/TechnicalDocumentLibrary/warranty.pdf" target="_blank">Warranty Information</a> |  |  |  |  | 0.500 L | [14 empty] | 0 | 0 | 0 | 0 | Lighting Fixtures | 2016-07-15 15:17 | 2024-07-20 11:21 | 0000-00-00 00:00:00 | 2024-07-20 11:21 | 0000-00-00 00:00:00 | [6 empty] | White
1 | Lutron Electronics | GTJ-250M-WH | 4460-7558 | 4460 | 7558 | Lutron Electronics | GTJ-250M-WH.jpg | 784276098366 | 250W RF C.L GRAFIKT | GRAFIK T RF C.L Dimmer, multi-location/single-pole dimmer with wallplate, 250W CFL/LED, 600W inc/hal, 400VA MLV, and 3.3A Lutron Hi-Lume A-Series LTE LED Driver (max 10 drivers), 120V, 434 MHz |  | 5.3 | 3.9 |  | GTJ-250M-WH.jpg | http://grandbrass.xologic.com/vendors/4460/large/GTJ-250M-WH.jpg | [47 empty] | 0 | 0 | 0 | [6 empty] | 0 | 1 | 1 | EA | 1 | Lighting Controls | [7 empty] | White | [19 empty] | Dimmers | [242 empty] | <a href="https://www.lutron.com/TechnicalDocumentLibrary/0301796.pdf" target="_blank">Installation Instructions</a> | [23 empty] | 10.000 DW |  |  | 5.4000 IN | [89 empty] | 1.000 EA | 1.000 EA | [35 empty] | No | [42 empty] | https://www.lutron.com/TechnicalDocumentLibrary/369826_CAN.pdf | [7 empty] | Shelf Stock | [13 empty] | <a href="https://www.lutron.com/TechnicalDocumentLibrary/368-4493_Page_73.pdf" target="_blank">Tech Drawing</a> | [25 empty] | 39122206 | [13 empty] | <a href="https://www.lutron.com/TechnicalDocumentLibrary/warranty.pdf" target="_blank">Warranty Information</a> |  |  |  |  | 0.550 L | [14 empty] | 0 | 0 | 0 | 0 | Lighting Fixtures | 2016-07-15 15:17 | 2024-07-20 11:21 | 0000-00-00 00:00:00 | 2024-07-20 11:21 | 0000-00-00 00:00:00 | [6 empty] | White
1 | Lutron Electronics | GT-AD-WH | 4460-7559 | 4460 | 7559 | Lutron Electronics | GT-AD-WH.jpg | 784276098427 | GRAFIKT ACC DIMMER | GRAFIK T Companion device for multi-location use, 120V |  | 3.1 | 5.3 |  | GT-AD-WH.jpg | http://grandbrass.xologic.com/vendors/4460/large/GT-AD-WH.jpg | [47 empty] | 0 | 0 | 0 | [6 empty] | 0 | 1 | 1 | EA | 1 | Specialty Items | [7 empty] | White | [19 empty] | Lighting Accessories | [242 empty] | <a href="https://www.lutron.com/TechnicalDocumentLibrary/0301796.pdf" target="_blank">Installation Instructions</a> | [23 empty] | 10.000 DW |  |  | 4.2000 IN | [89 empty] | 1.000 EA | 1.000 EA | [35 empty] | No | [42 empty] | https://www.lutron.com/TechnicalDocumentLibrary/369826_CAN.pdf | [7 empty] | Shelf Stock | [13 empty] | <a href="https://www.lutron.com/TechnicalDocumentLibrary/368-4493_Page_73.pdf" target="_blank">Tech Drawing</a> | [25 empty] | 39122221 | [13 empty] | <a href="https://www.lutron.com/TechnicalDocumentLibrary/369-119_Wallbox_Warranty.pdf" target="_blank">Warranty Information</a> |  |  |  |  | 0.400 L | [14 empty] | 0 | 0 | 0 | 0 | Lighting Fixtures | 2016-07-15 15:17 | 2024-07-20 11:21 | 0000-00-00 00:00:00 | 2024-07-20 11:21 | 0000-00-00 00:00:00 | [6 empty] | White
4 | Lutron Electronics | LWT-G-CWH | 4460-7560 | 4460 | 7560 | Lutron Electronics | LWT-G-CWH.jpg | 784276000703 | NEW ARCH WP - GRAFIKT 1GANG CLEAR GLASS | Single-gang Wallplate for GRAFIK T Controls, One-gang for 1 dimmer, switch, or wallstation in clear white glass |  | 6 | 8.7 |  | LWT-G-CWH.jpg | http://grandbrass.xologic.com/vendors/4460/large/LWT-G-CWH.jpg | [47 empty] | 0 | 0 | 0 | [6 empty] | 0 | 1 | 1 | EA | 1 | Lighting Controls |  |  | Fittings and Hardware |  | Electrical Hardware And Supplies |  | Wallplates | [20 empty] | Switch Plates | [242 empty] | <a href="https://www.lutron.com/TechnicalDocumentLibrary/041496.pdf" target="_blank">Installation Instructions</a> | [23 empty] | 20.000 DW |  |  | 1.3000 IN | [89 empty] | 1.000 EA | 1.000 EA | [35 empty] | No | [42 empty] | https://www.lutron.com/TechnicalDocumentLibrary/369830_FRE.pdf | [7 empty] | Shelf Stock | [39 empty] | 39121704 | [13 empty] | <a href="https://www.lutron.com/TechnicalDocumentLibrary/043492.pdf" target="_blank">Warranty Information</a> |  |  |  |  | 0.400 L | [14 empty] | 0 | 0 | 0 | 0 | Electrical | 2016-07-15 15:17 | 2024-07-20 11:20 | 0000-00-00 00:00:00 | 2025-11-29 02:00 | 0000-00-00 00:00:00
4 | Lutron Electronics | LWT-G-SB | 4460-7561 | 4460 | 7561 | Lutron Electronics | LWT-G-SB.jpg | 784276000710 | NEW ARCH WP - GRAFIKT 1GANG SATIN BRASS | Single-gang WallPlate for GRAFIK T Controls, One-gang for 1 dimmer, switch, or wallstation in satin brass anodized aluminum |  | 6 | 1.5 |  | LWT-G-SB.jpg | http://grandbrass.xologic.com/vendors/4460/large/LWT-G-SB.jpg | [47 empty] | 0 | 0 | 0 | [6 empty] | 0 | 1 | 1 | EA | 1 | Lighting Controls |  |  | Fittings and Hardware |  | Electrical Hardware And Supplies |  | Wallplates | [20 empty] | Switch Plates | [242 empty] | <a href="https://www.lutron.com/TechnicalDocumentLibrary/041496.pdf" target="_blank">Installation Instructions</a> | [23 empty] | 15.000 DW |  |  | 9.0000 IN | [89 empty] | 1.000 EA | 1.000 EA | [35 empty] | No | [42 empty] | https://www.lutron.com/TechnicalDocumentLibrary/369830_FRE.pdf | [7 empty] | Shelf Stock | [39 empty] | 39121704 | [13 empty] | <a href="https://www.lutron.com/TechnicalDocumentLibrary/043492.pdf" target="_blank">Warranty Information</a> |  |  |  |  | 0.400 L | [14 empty] | 0 | 0 | 0 | 0 | Electrical | 2016-07-15 15:17 | 2024-07-20 11:43 | 0000-00-00 00:00:00 | 2025-11-29 02:00 | 0000-00-00 00:00:00
4 | Lutron Electronics | LWT-G-BB | 4460-7562 | 4460 | 7562 | Lutron Electronics | LWT-G-BB.jpg | 784276000727 | NEW ARCH WP - GRAFIKT 1GANG BRIGHT BRASS | Single-gang WallPlate for GRAFIK T Controls, One-gang for 1 dimmer, switch, or wallstation in bright brass |  | 6 | 8.7 |  | LWT-G-BB.jpg | http://grandbrass.xologic.com/vendors/4460/large/LWT-G-BB.jpg | [47 empty] | 0 | 0 | 0 | [6 empty] | 0 | 1 | 1 | EA | 1 | Lighting Controls |  |  | Fittings and Hardware |  | Electrical Hardware And Supplies |  | Wallplates | [20 empty] | Switch Plates | [242 empty] | <a href="https://www.lutron.com/TechnicalDocumentLibrary/041496.pdf" target="_blank">Installation Instructions</a> | [23 empty] | 20.000 DW |  |  | 1.3000 IN | [89 empty] | 1.000 EA | 1.000 EA | [35 empty] | No | [42 empty] | https://www.lutron.com/TechnicalDocumentLibrary/369830_FRE.pdf | [7 empty] | Shelf Stock | [39 empty] | 39121704 | [13 empty] | <a href="https://www.lutron.com/TechnicalDocumentLibrary/043492.pdf" target="_blank">Warranty Information</a> |  |  |  |  | 0.400 L | [14 empty] | 0 | 0 | 0 | 0 | Electrical | 2016-07-15 15:17 | 2024-07-20 11:19 | 0000-00-00 00:00:00 | 2025-11-29 02:00 | 0000-00-00 00:00:00
4 | Lutron Electronics | LWT-G-BC | 4460-7563 | 4460 | 7563 | Lutron Electronics | LWT-G-BC.jpg | 784276000734 | NEW ARCH WP - GRAFIKT 1GANG BC | Single-gang WallPlate for GRAFIK T Controls, One-gang for 1 dimmer, switch, or wallstation in bright chrome |  | 6 | 8.7 |  | LWT-G-BC.jpg | http://grandbrass.xologic.com/vendors/4460/large/LWT-G-BC.jpg | [47 empty] | 0 | 0 | 0 | [6 empty] | 0 | 1 | 1 | EA | 1 | Lighting Controls |  |  | Fittings and Hardware |  | Electrical Hardware And Supplies |  | Wallplates | [20 empty] | Switch Plates | [242 empty] | <a href="https://www.lutron.com/TechnicalDocumentLibrary/041496.pdf" target="_blank">Installation Instructions</a> | [23 empty] | 20.000 DW |  |  | 1.3000 IN | [89 empty] | 1.000 EA | 1.000 EA | [35 empty] | No | [42 empty] | https://www.lutron.com/TechnicalDocumentLibrary/369830_FRE.pdf | [7 empty] | Shelf Stock | [39 empty] | 39121704 | [13 empty] | <a href="https://www.lutron.com/TechnicalDocumentLibrary/043492.pdf" target="_blank">Warranty Information</a> |  |  |  |  | 0.400 L | [14 empty] | 0 | 0 | 0 | 0 | Electrical | 2016-07-15 15:17 | 2024-07-20 11:27 | 0000-00-00 00:00:00 | 2025-11-29 02:00 | 0000-00-00 00:00:00
4 | Lutron Electronics | LWT-G-QB | 4460-7564 | 4460 | 7564 | Lutron Electronics | LWT-G-QB.jpg | 784276000741 | NEW ARCH WP - GRAFIKT 1GANG QB | Single-gang WallPlate for GRAFIK T Controls, One-gang for 1 dimmer, switch, or wallstation in antique brass |  | 6 | 8.7 |  | LWT-G-QB.jpg | http://grandbrass.xologic.com/vendors/4460/large/LWT-G-QB.jpg | [47 empty] | 0 | 0 | 0 | [6 empty] | 0 | 1 | 1 | EA | 1 | Lighting Controls |  |  | Fittings and Hardware |  | Electrical Hardware And Supplies |  | Wallplates | [20 empty] | Switch Plates | [242 empty] | <a href="https://www.lutron.com/TechnicalDocumentLibrary/041496.pdf" target="_blank">Installation Instructions</a> | [23 empty] | 20.000 DW |  |  | 1.3000 IN | [89 empty] | 1.000 EA | 1.000 EA | [35 empty] | No | [42 empty] | https://www.lutron.com/TechnicalDocumentLibrary/369830_FRE.pdf | [7 empty] | Shelf Stock | [39 empty] | 39121704 | [13 empty] | <a href="https://www.lutron.com/TechnicalDocumentLibrary/043492.pdf" target="_blank">Warranty Information</a> |  |  |  |  | 0.400 L | [14 empty] | 0 | 0 | 0 | 0 | Electrical | 2016-07-15 15:17 | 2024-07-20 11:17 | 0000-00-00 00:00:00 | 2025-11-29 02:00 | 0000-00-00 00:00:00
4 | Lutron Electronics | LWT-G-QZ | 4460-7565 | 4460 | 7565 | Lutron Electronics | LWT-G-QZ.jpg | 784276000758 | NEW ARCH WP - GRAFIKT 1GANG QZ | Single-gang WallPlate for GRAFIK T Controls, One-gang for 1 dimmer, switch, or wallstation in antique bronze |  | 6 | 8.7 |  | LWT-G-QZ.jpg | http://grandbrass.xologic.com/vendors/4460/large/LWT-G-QZ.jpg | [47 empty] | 0 | 0 | 0 | [6 empty] | 0 | 1 | 1 | EA | 1 | Lighting Controls |  |  | Fittings and Hardware |  | Electrical Hardware And Supplies |  | Wallplates | [20 empty] | Switch Plates | [242 empty] | <a href="https://www.lutron.com/TechnicalDocumentLibrary/041496.pdf" target="_blank">Installation Instructions</a> | [23 empty] | 15.000 DW |  |  | 1.3000 IN | [89 empty] | 1.000 EA | 1.000 EA | [35 empty] | No | [42 empty] | https://www.lutron.com/TechnicalDocumentLibrary/369830_FRE.pdf | [7 empty] | Shelf Stock | [39 empty] | 39121704 | [13 empty] | <a href="https://www.lutron.com/TechnicalDocumentLibrary/043492.pdf" target="_blank">Warranty Information</a> |  |  |  |  | 0.400 L | [14 empty] | 0 | 0 | 0 | 0 | Electrical | 2016-07-15 15:17 | 2024-07-20 11:22 | 0000-00-00 00:00:00 | 2025-11-29 02:00 | 0000-00-00 00:00:00
4 | Lutron Electronics | LWT-G-SC | 4460-7566 | 4460 | 7566 | Lutron Electronics | LWT-G-SC.jpg | 784276000765 | NEW ARCH WP - GRAFIKT 1GANG SATIN CHROME | Single-gang WallPlate for GRAFIK T Controls, One-gang for 1 dimmer, switch, or wallstation in satin chrome |  | 6 | 8.7 |  | LWT-G-SC.jpg | http://grandbrass.xologic.com/vendors/4460/large/LWT-G-SC.jpg | [47 empty] | 0 | 0 | 0 | [6 empty] | 0 | 1 | 1 | EA | 1 | Lighting Controls |  |  | Fittings and Hardware |  | Electrical Hardware And Supplies |  | Wallplates | [20 empty] | Switch Plates | [242 empty] | <a href="https://www.lutron.com/TechnicalDocumentLibrary/041496.pdf" target="_blank">Installation Instructions</a> | [23 empty] | 20.000 DW |  |  | 1.3000 IN | [89 empty] | 1.000 EA | 1.000 EA | [35 empty] | No | [42 empty] | https://www.lutron.com/TechnicalDocumentLibrary/369830_FRE.pdf | [7 empty] | Shelf Stock | [39 empty] | 39121704 | [13 empty] | <a href="https://www.lutron.com/TechnicalDocumentLibrary/043492.pdf" target="_blank">Warranty Information</a> |  |  |  |  | 0.400 L | [14 empty] | 0 | 0 | 0 | 0 | Electrical | 2016-07-15 15:17 | 2024-07-20 11:23 | 0000-00-00 00:00:00 | 2025-11-29 02:00 | 0000-00-00 00:00:00
4 | Lutron Electronics | LWT-G-SN | 4460-7567 | 4460 | 7567 | Lutron Electronics | LWT-G-SN.jpg | 784276000772 | NEW ARCH WP - GRAFIKT 1GANG SATIN NICKEL | Single-gang WallPlate for GRAFIK T Controls, One-gang for 1 dimmer, switch, or wallstation in satin nickel |  | 6 | 8.7 |  | LWT-G-SN.jpg | http://grandbrass.xologic.com/vendors/4460/large/LWT-G-SN.jpg | [47 empty] | 0 | 0 | 0 | [6 empty] | 0 | 1 | 1 | EA | 1 | Lighting Controls |  |  | Fittings and Hardware |  | Electrical Hardware And Supplies |  | Wallplates | [20 empty] | Switch Plates | [242 empty] | <a href="https://www.lutron.com/TechnicalDocumentLibrary/041496.pdf" target="_blank">Installation Instructions</a> | [23 empty] | 20.000 DW |  |  | 1.3000 IN | [89 empty] | 1.000 EA | 1.000 EA | [35 empty] | No | [42 empty] | https://www.lutron.com/TechnicalDocumentLibrary/369830_FRE.pdf | [7 empty] | Shelf Stock | [39 empty] | 39121704 | [13 empty] | <a href="https://www.lutron.com/TechnicalDocumentLibrary/043492.pdf" target="_blank">Warranty Information</a> |  |  |  |  | 0.400 L | [14 empty] | 0 | 0 | 0 | 0 | Electrical | 2016-07-15 15:17 | 2024-07-20 11:20 | 0000-00-00 00:00:00 | 2025-11-29 02:00 | 0000-00-00 00:00:00
4 | Lutron Electronics | LWT-G-BN | 4460-7568 | 4460 | 7568 | Lutron Electronics | LWT-G-BN.jpg | 784276000789 | NEW ARCH WP - GRAFIKT 1GANG BN | Single-gang WallPlate for GRAFIK T Controls, One-gang for 1 dimmer, switch, or wallstation in bright nickel |  | 6 | 8.7 |  | LWT-G-BN.jpg | http://grandbrass.xologic.com/vendors/4460/large/LWT-G-BN.jpg | [47 empty] | 0 | 0 | 0 | [6 empty] | 0 | 1 | 1 | EA | 1 | Lighting Controls |  |  | Fittings and Hardware |  | Electrical Hardware And Supplies |  | Wallplates | [20 empty] | Switch Plates | [242 empty] | <a href="https://www.lutron.com/TechnicalDocumentLibrary/041496.pdf" target="_blank">Installation Instructions</a> | [23 empty] | 10.000 DW |  |  | 1.3000 IN | [89 empty] | 1.000 EA | 1.000 EA | [35 empty] | No | [42 empty] | https://www.lutron.com/TechnicalDocumentLibrary/369830_FRE.pdf | [7 empty] | Shelf Stock | [39 empty] | 39121704 | [13 empty] | <a href="https://www.lutron.com/TechnicalDocumentLibrary/043492.pdf" target="_blank">Warranty Information</a> |  |  |  |  | 0.400 L | [14 empty] | 0 | 0 | 0 | 0 | Electrical | 2016-07-15 15:17 | 2024-07-20 11:25 | 0000-00-00 00:00:00 | 2025-11-29 02:00 | 0000-00-00 00:00:00
4 | Lutron Electronics | LWT-GG-CWH | 4460-7572 | 4460 | 7572 | Lutron Electronics | LWT-GG-CWH.jpg | 784276001113 | NEW ARCH WP - GRAFIKT 2GANG CLEAR GLASS | Multigang Wallplate for GRAFIK T Controls, Two-gang for 2 dimmers, switches, or wallstations in clear white glass |  | 6 | 8.7 |  | LWT-GG-CWH.jpg | http://grandbrass.xologic.com/vendors/4460/large/LWT-GG-CWH.jpg | [47 empty] | 0 | 0 | 0 | [6 empty] | 0 | 1 | 1 | EA | 1 | Lighting Controls |  |  | Fittings and Hardware |  | Electrical Hardware And Supplies |  | Wallplates | [20 empty] | Switch Plates | [242 empty] | <a href="https://www.lutron.com/TechnicalDocumentLibrary/041496.pdf" target="_blank">Installation Instructions</a> | [23 empty] | 20.000 DW |  |  | 1.3000 IN | [89 empty] | 1.000 EA | 1.000 EA | [35 empty] | No | [42 empty] | https://www.lutron.com/TechnicalDocumentLibrary/369830_FRE.pdf | [7 empty] | Shelf Stock | [39 empty] | 39121704 | [13 empty] | <a href="https://www.lutron.com/TechnicalDocumentLibrary/043492.pdf" target="_blank">Warranty Information</a> |  |  |  |  | 0.400 L | [14 empty] | 0 | 0 | 0 | 0 | Electrical | 2016-07-15 15:17 | 2024-07-20 11:21 | 0000-00-00 00:00:00 | 2025-11-29 02:00 | 0000-00-00 00:00:00
4 | Lutron Electronics | LWT-GG-BB | 4460-7574 | 4460 | 7574 | Lutron Electronics | LWT-GG-BB.jpg | 784276001137 | NW AR WP 2 DMRS, SWTCHS, WLLSTNS IN BB | Multigang Wallplate for GRAFIK T Controls, Two-gang for 2 dimmers, switches, or wallstations in bright brass |  | 6 | 8.7 |  | LWT-GG-BB.jpg | http://grandbrass.xologic.com/vendors/4460/large/LWT-GG-BB.jpg | [47 empty] | 0 | 0 | 0 | [6 empty] | 0 | 1 | 1 | EA | 1 | Lighting Controls |  |  | Fittings and Hardware |  | Electrical Hardware And Supplies |  | Wallplates | [20 empty] | Switch Plates | [242 empty] | <a href="https://www.lutron.com/TechnicalDocumentLibrary/041496.pdf" target="_blank">Installation Instructions</a> | [23 empty] | 20.000 DW |  |  | 1.3000 IN | [89 empty] | 1.000 EA | 1.000 EA | [35 empty] | No | [42 empty] | https://www.lutron.com/TechnicalDocumentLibrary/369830_FRE.pdf | [7 empty] | Shelf Stock | [39 empty] | 39121704 | [13 empty] | <a href="https://www.lutron.com/TechnicalDocumentLibrary/043492.pdf" target="_blank">Warranty Information</a> |  |  |  |  | 0.400 L | [14 empty] | 0 | 0 | 0 | 0 | Electrical | 2016-07-15 15:17 | 2024-07-20 11:20 | 0000-00-00 00:00:00 | 2025-11-29 02:00 | 0000-00-00 00:00:00
4 | Lutron Electronics | LWT-GG-BC | 4460-7575 | 4460 | 7575 | Lutron Electronics | LWT-GG-BC.jpg | 784276001144 | NW AR WP 2 DMRS, SWTCHS, WLLSTNS IN BC | Multigang Wallplate for GRAFIK T Controls, Two-gang for 2 dimmers, switches, or wallstations in bright chrome |  | 6 | 8.7 |  | LWT-GG-BC.jpg | http://grandbrass.xologic.com/vendors/4460/large/LWT-GG-BC.jpg | [47 empty] | 0 | 0 | 0 | [6 empty] | 0 | 1 | 1 | EA | 1 | Lighting Controls |  |  | Fittings and Hardware |  | Electrical Hardware And Supplies |  | Wallplates | [20 empty] | Switch Plates | [242 empty] | <a href="https://www.lutron.com/TechnicalDocumentLibrary/041496.pdf" target="_blank">Installation Instructions</a> | [23 empty] | 20.000 DW |  |  | 1.3000 IN | [89 empty] | 1.000 EA | 1.000 EA | [35 empty] | No | [42 empty] | https://www.lutron.com/TechnicalDocumentLibrary/369830_FRE.pdf | [7 empty] | Shelf Stock | [39 empty] | 39121704 | [13 empty] | <a href="https://www.lutron.com/TechnicalDocumentLibrary/043492.pdf" target="_blank">Warranty Information</a> |  |  |  |  | 0.400 L | [14 empty] | 0 | 0 | 0 | 0 | Electrical | 2016-07-15 15:17 | 2024-07-20 11:27 | 0000-00-00 00:00:00 | 2025-11-29 02:00 | 0000-00-00 00:00:00
4 | Lutron Electronics | LWT-GG-QB | 4460-7576 | 4460 | 7576 | Lutron Electronics | LWT-GG-QB.jpg | 784276001151 | NEW ARCH WP - GRAFIKT 2GANG QB | Multigang Wallplate for GRAFIK T Controls, Two-gang for 2 dimmers, switches, or wallstations in antique brass |  | 6 | 8.7 |  | LWT-GG-QB.jpg | http://grandbrass.xologic.com/vendors/4460/large/LWT-GG-QB.jpg | [47 empty] | 0 | 0 | 0 | [6 empty] | 0 | 1 | 1 | EA | 1 | Lighting Controls |  |  | Fittings and Hardware |  | Electrical Hardware And Supplies |  | Wallplates | [20 empty] | Switch Plates | [242 empty] | <a href="https://www.lutron.com/TechnicalDocumentLibrary/041496.pdf" target="_blank">Installation Instructions</a> | [23 empty] | 20.000 DW |  |  | 1.3000 IN | [89 empty] | 1.000 EA | 1.000 EA | [35 empty] | No | [42 empty] | https://www.lutron.com/TechnicalDocumentLibrary/369830_FRE.pdf | [7 empty] | Shelf Stock | [39 empty] | 39121704 | [13 empty] | <a href="https://www.lutron.com/TechnicalDocumentLibrary/043492.pdf" target="_blank">Warranty Information</a> |  |  |  |  | 0.400 L | [14 empty] | 0 | 0 | 0 | 0 | Electrical | 2016-07-15 15:17 | 2024-07-20 11:20 | 0000-00-00 00:00:00 | 2025-11-29 02:00 | 0000-00-00 00:00:00
4 | Lutron Electronics | LWT-GG-QZ | 4460-7577 | 4460 | 7577 | Lutron Electronics | LWT-GG-QZ.jpg | 784276001168 | NEW ARCH WP - GRAFIKT 2GANG QZ | Multigang Wallplate for GRAFIK T Controls, Two-gang for 2 dimmers, switches, or wallstations in antique bronze |  | 6 | 8.7 |  | LWT-GG-QZ.jpg | http://grandbrass.xologic.com/vendors/4460/large/LWT-GG-QZ.jpg | [47 empty] | 0 | 0 | 0 | [6 empty] | 0 | 1 | 1 | EA | 1 | Lighting Controls |  |  | Fittings and Hardware |  | Electrical Hardware And Supplies |  | Wallplates | [20 empty] | Switch Plates | [242 empty] | <a href="https://www.lutron.com/TechnicalDocumentLibrary/041496.pdf" target="_blank">Installation Instructions</a> | [23 empty] | 10.000 DW |  |  | 1.3000 IN | [89 empty] | 1.000 EA | 1.000 EA | [35 empty] | No | [42 empty] | https://www.lutron.com/TechnicalDocumentLibrary/369830_FRE.pdf | [7 empty] | Shelf Stock | [39 empty] | 39121704 | [13 empty] | <a href="https://www.lutron.com/TechnicalDocumentLibrary/043492.pdf" target="_blank">Warranty Information</a> |  |  |  |  | 0.400 L | [14 empty] | 0 | 0 | 0 | 0 | Electrical | 2016-07-15 15:17 | 2024-07-20 11:17 | 0000-00-00 00:00:00 | 2025-11-29 02:00 | 0000-00-00 00:00:00
4 | Lutron Electronics | LWT-GG-SC | 4460-7578 | 4460 | 7578 | Lutron Electronics | LWT-GG-SC.jpg | 784276001175 | NW AR WP 2 DMRS, SWTCHS, WLLSTNS IN SC | Multigang Wallplate for GRAFIK T Controls, Two-gang for 2 dimmers, switches, or wallstations in satin chrome |  | 6 | 8.7 |  | LWT-GG-SC.jpg | http://grandbrass.xologic.com/vendors/4460/large/LWT-GG-SC.jpg | [47 empty] | 0 | 0 | 0 | [6 empty] | 0 | 1 | 1 | EA | 1 | Lighting Controls |  |  | Fittings and Hardware |  | Electrical Hardware And Supplies |  | Wallplates | [20 empty] | Switch Plates | [242 empty] | <a href="https://www.lutron.com/TechnicalDocumentLibrary/041496.pdf" target="_blank">Installation Instructions</a> | [23 empty] | 20.000 DW |  |  | 1.3000 IN | [89 empty] | 1.000 EA | 1.000 EA | [35 empty] | No | [42 empty] | https://www.lutron.com/TechnicalDocumentLibrary/369830_FRE.pdf | [7 empty] | Shelf Stock | [39 empty] | 39121704 | [13 empty] | <a href="https://www.lutron.com/TechnicalDocumentLibrary/043492.pdf" target="_blank">Warranty Information</a> |  |  |  |  | 0.400 L | [14 empty] | 0 | 0 | 0 | 0 | Electrical | 2016-07-15 15:17 | 2024-07-20 11:27 | 0000-00-00 00:00:00 | 2025-11-29 02:00 | 0000-00-00 00:00:00
4 | Lutron Electronics | LWT-GG-BN | 4460-7580 | 4460 | 7580 | Lutron Electronics | LWT-GG-BN.jpg | 784276001199 | NW AR WP 2 DMRS, SWTCHS, WLLSTNS IN BN | Multigang Wallplate for GRAFIK T Controls, Two-gang for 2 dimmers, switches, or wallstations in bright nickel |  | 6 | 8.7 |  | LWT-GG-BN.jpg | http://grandbrass.xologic.com/vendors/4460/large/LWT-GG-BN.jpg | [47 empty] | 0 | 0 | 0 | [6 empty] | 0 | 1 | 1 | EA | 1 | Lighting Controls |  |  | Fittings and Hardware |  | Electrical Hardware And Supplies |  | Wallplates | [20 empty] | Switch Plates | [242 empty] | <a href="https://www.lutron.com/TechnicalDocumentLibrary/041496.pdf" target="_blank">Installation Instructions</a> | [23 empty] | 20.000 DW |  |  | 1.3000 IN | [89 empty] | 1.000 EA | 1.000 EA | [35 empty] | No | [42 empty] | https://www.lutron.com/TechnicalDocumentLibrary/369830_FRE.pdf | [7 empty] | Shelf Stock | [39 empty] | 39121704 | [13 empty] | <a href="https://www.lutron.com/TechnicalDocumentLibrary/043492.pdf" target="_blank">Warranty Information</a> |  |  |  |  | 0.400 L | [14 empty] | 0 | 0 | 0 | 0 | Electrical | 2016-07-15 15:17 | 2024-07-20 11:27 | 0000-00-00 00:00:00 | 2025-11-29 02:00 | 0000-00-00 00:00:00
4 | Lutron Electronics | LWT-GGG-CWH | 4460-7584 | 4460 | 7584 | Lutron Electronics | LWT-GGG-CWH.jpg | 784276002349 | NEW ARCH WP - GRAFIKT 3GANG CLEAR GLASS | Multigang Wallplate for GRAFIK T Controls, Three-gang for 3 dimmers, switches, or wallstations in clear white glass |  | 6 | 8.7 |  | LWT-GGG-CWH.jpg | http://grandbrass.xologic.com/vendors/4460/large/LWT-GGG-CWH.jpg | [47 empty] | 0 | 0 | 0 | [6 empty] | 0 | 1 | 1 | EA | 1 | Lighting Controls |  |  | Fittings and Hardware |  | Electrical Hardware And Supplies |  | Wallplates | [20 empty] | Switch Plates | [242 empty] | <a href="https://www.lutron.com/TechnicalDocumentLibrary/041496.pdf" target="_blank">Installation Instructions</a> | [23 empty] | 10.000 DW |  |  | 1.3000 IN | [89 empty] | 1.000 EA | 1.000 EA | [35 empty] | No | [42 empty] | https://www.lutron.com/TechnicalDocumentLibrary/369830_FRE.pdf | [7 empty] | Shelf Stock | [39 empty] | 39121704 | [13 empty] | <a href="https://www.lutron.com/TechnicalDocumentLibrary/043492.pdf" target="_blank">Warranty Information</a> |  |  |  |  | 0.300 L | [14 empty] | 0 | 0 | 0 | 0 | Electrical | 2016-07-15 15:18 | 2024-07-20 11:43 | 0000-00-00 00:00:00 | 2025-11-29 02:00 | 0000-00-00 00:00:00
4 | Lutron Electronics | LWT-GGG-SB | 4460-7585 | 4460 | 7585 | Lutron Electronics | LWT-GGG-SB.jpg | 784276002356 | NW AR WP 3 DMRS, SWTCHS, WLLSTNS IN SB | Multigang Wallplate for GRAFIK T Controls, Three-gang for 3 dimmers, switches, or wallstations in satin brass anodized aluminum |  | 6 | 8.7 |  | LWT-GGG-SB.jpg | http://grandbrass.xologic.com/vendors/4460/large/LWT-GGG-SB.jpg | [47 empty] | 0 | 0 | 0 | [6 empty] | 0 | 1 | 1 | EA | 1 | Lighting Controls |  |  | Fittings and Hardware |  | Electrical Hardware And Supplies |  | Wallplates | [20 empty] | Switch Plates | [242 empty] | <a href="https://www.lutron.com/TechnicalDocumentLibrary/041496.pdf" target="_blank">Installation Instructions</a> | [23 empty] | 20.000 DW |  |  | 1.3000 IN | [89 empty] | 1.000 EA | 1.000 EA | [35 empty] | No | [42 empty] | https://www.lutron.com/TechnicalDocumentLibrary/369830_FRE.pdf | [7 empty] | Shelf Stock | [39 empty] | 39121704 | [13 empty] | <a href="https://www.lutron.com/TechnicalDocumentLibrary/043492.pdf" target="_blank">Warranty Information</a> |  |  |  |  | 0.450 L | [14 empty] | 0 | 0 | 0 | 0 | Electrical | 2016-07-15 15:18 | 2024-07-20 11:43 | 0000-00-00 00:00:00 | 2025-11-29 02:00 | 0000-00-00 00:00:00
4 | Lutron Electronics | LWT-GGG-BB | 4460-7586 | 4460 | 7586 | Lutron Electronics | LWT-GGG-BB.jpg | 784276002363 | NW AR WP 3 DMRS, SWTCHS, WLLSTNS IN BB | Multigang Wallplate for GRAFIK T Controls, Three-gang for 3 dimmers, switches, or wallstations in bright brass |  | 6 | 8.7 |  | LWT-GGG-BB.jpg | http://grandbrass.xologic.com/vendors/4460/large/LWT-GGG-BB.jpg | [47 empty] | 0 | 0 | 0 | [6 empty] | 0 | 1 | 1 | EA | 1 | Lighting Controls |  |  | Fittings and Hardware |  | Electrical Hardware And Supplies |  | Wallplates | [20 empty] | Switch Plates | [242 empty] | <a href="https://www.lutron.com/TechnicalDocumentLibrary/041496.pdf" target="_blank">Installation Instructions</a> | [23 empty] | 20.000 DW |  |  | 1.3000 IN | [89 empty] | 1.000 EA | 1.000 EA | [35 empty] | No | [42 empty] | https://www.lutron.com/TechnicalDocumentLibrary/369830_FRE.pdf | [7 empty] | Shelf Stock | [39 empty] | 39121704 | [13 empty] | <a href="https://www.lutron.com/TechnicalDocumentLibrary/043492.pdf" target="_blank">Warranty Information</a> |  |  |  |  | 0.300 L | [14 empty] | 0 | 0 | 0 | 0 | Electrical | 2016-07-15 15:18 | 2024-07-20 11:23 | 0000-00-00 00:00:00 | 2025-11-29 02:00 | 0000-00-00 00:00:00
4 | Lutron Electronics | LWT-GGG-BC | 4460-7587 | 4460 | 7587 | Lutron Electronics | LWT-GGG-BC.jpg | 784276002370 | NW AR WP 3 DMRS, SWTCHS, WLLSTNS IN BC | Multigang Wallplate for GRAFIK T Controls, Three-gang for 3 dimmers, switches, or wallstations in bright chrome |  | 6 | 8.7 |  | LWT-GGG-BC.jpg | http://grandbrass.xologic.com/vendors/4460/large/LWT-GGG-BC.jpg | [47 empty] | 0 | 0 | 0 | [6 empty] | 0 | 1 | 1 | EA | 1 | Lighting Controls |  |  | Fittings and Hardware |  | Electrical Hardware And Supplies |  | Wallplates | [20 empty] | Switch Plates | [242 empty] | <a href="https://www.lutron.com/TechnicalDocumentLibrary/041496.pdf" target="_blank">Installation Instructions</a> | [23 empty] | 20.000 DW |  |  | 1.3000 IN | [89 empty] | 1.000 EA | 1.000 EA | [35 empty] | No | [42 empty] | https://www.lutron.com/TechnicalDocumentLibrary/369830_FRE.pdf | [7 empty] | Shelf Stock | [39 empty] | 39121704 | [13 empty] | <a href="https://www.lutron.com/TechnicalDocumentLibrary/043492.pdf" target="_blank">Warranty Information</a> |  |  |  |  | 0.300 L | [14 empty] | 0 | 0 | 0 | 0 | Electrical | 2016-07-15 15:18 | 2024-07-20 11:20 | 0000-00-00 00:00:00 | 2025-11-29 02:00 | 0000-00-00 00:00:00
4 | Lutron Electronics | LWT-GGG-QB | 4460-7588 | 4460 | 7588 | Lutron Electronics | LWT-GGG-QB.jpg | 784276002387 | NEW ARCH WP - GRAFIKT 3GANG QB | Multigang Wallplate for GRAFIK T Controls, Three-gang for 3 dimmers, switches, or wallstations in antique brass |  | 6 | 8.7 |  | LWT-GGG-QB.jpg | http://grandbrass.xologic.com/vendors/4460/large/LWT-GGG-QB.jpg | [47 empty] | 0 | 0 | 0 | [6 empty] | 0 | 1 | 1 | EA | 1 | Lighting Controls |  |  | Fittings and Hardware |  | Electrical Hardware And Supplies |  | Wallplates | [20 empty] | Switch Plates | [242 empty] | <a href="https://www.lutron.com/TechnicalDocumentLibrary/041496.pdf" target="_blank">Installation Instructions</a> | [23 empty] | 20.000 DW |  |  | 1.3000 IN | [89 empty] | 1.000 EA | 1.000 EA | [35 empty] | No | [42 empty] | https://www.lutron.com/TechnicalDocumentLibrary/369830_FRE.pdf | [7 empty] | Shelf Stock | [39 empty] | 39121704 | [13 empty] | <a href="https://www.lutron.com/TechnicalDocumentLibrary/043492.pdf" target="_blank">Warranty Information</a> |  |  |  |  | 0.300 L | [14 empty] | 0 | 0 | 0 | 0 | Electrical | 2016-07-15 15:18 | 2024-07-20 11:23 | 0000-00-00 00:00:00 | 2025-11-29 02:00 | 0000-00-00 00:00:00
4 | Lutron Electronics | LWT-GGG-QZ | 4460-7589 | 4460 | 7589 | Lutron Electronics | LWT-GGG-QZ.jpg | 784276002394 | NEW ARCH WP - GRAFIKT 3GANG QZ | Multigang Wallplate for GRAFIK T Controls, Three-gang for 3 dimmers, switches, or wallstations in antique bronze |  | 6.3 | 1.3 |  | LWT-GGG-QZ.jpg | http://grandbrass.xologic.com/vendors/4460/large/LWT-GGG-QZ.jpg | [47 empty] | 0 | 0 | 0 | [6 empty] | 0 | 1 | 1 | EA | 1 | Lighting Controls |  |  | Fittings and Hardware |  | Electrical Hardware And Supplies |  | Wallplates | [20 empty] | Switch Plates | [242 empty] | <a href="https://www.lutron.com/TechnicalDocumentLibrary/041496.pdf" target="_blank">Installation Instructions</a> | [23 empty] | 10.000 DW |  |  | 8.7500 IN | [89 empty] | 1.000 EA | 1.000 EA | [35 empty] | No | [42 empty] | https://www.lutron.com/TechnicalDocumentLibrary/369830_FRE.pdf | [7 empty] | Shelf Stock | [39 empty] | 39121704 | [13 empty] | <a href="https://www.lutron.com/TechnicalDocumentLibrary/043492.pdf" target="_blank">Warranty Information</a> |  |  |  |  | 0.300 L | [14 empty] | 0 | 0 | 0 | 0 | Electrical | 2016-07-15 15:18 | 2024-07-20 11:43 | 0000-00-00 00:00:00 | 2025-11-29 02:00 | 0000-00-00 00:00:00
4 | Lutron Electronics | LWT-GGG-SC | 4460-7590 | 4460 | 7590 | Lutron Electronics | LWT-GGG-SC.jpg | 784276002400 | NW AR WP 3 DMRS, SWTCHS, WLLSTNS IN SC | Multigang Wallplate for GRAFIK T Controls, Three-gang for 3 dimmers, switches, or wallstations in satin chrome |  | 6 | 8.7 |  | LWT-GGG-SC.jpg | http://grandbrass.xologic.com/vendors/4460/large/LWT-GGG-SC.jpg | [47 empty] | 0 | 0 | 0 | [6 empty] | 0 | 1 | 1 | EA | 1 | Lighting Controls |  |  | Fittings and Hardware |  | Electrical Hardware And Supplies |  | Wallplates | [20 empty] | Switch Plates | [242 empty] | <a href="https://www.lutron.com/TechnicalDocumentLibrary/041496.pdf" target="_blank">Installation Instructions</a> | [23 empty] | 20.000 DW |  |  | 1.3000 IN | [89 empty] | 1.000 EA | 1.000 EA | [35 empty] | No | [42 empty] | https://www.lutron.com/TechnicalDocumentLibrary/369830_FRE.pdf | [7 empty] | Shelf Stock | [39 empty] | 39121704 | [13 empty] | <a href="https://www.lutron.com/TechnicalDocumentLibrary/043492.pdf" target="_blank">Warranty Information</a> |  |  |  |  | 0.300 L | [14 empty] | 0 | 0 | 0 | 0 | Electrical | 2016-07-15 15:18 | 2024-07-20 11:21 | 0000-00-00 00:00:00 | 2025-11-29 02:00 | 0000-00-00 00:00:00
4 | Lutron Electronics | LWT-GGG-BN | 4460-7592 | 4460 | 7592 | Lutron Electronics | LWT-GGG-BN.jpg | 784276002424 | NW AR WP 3 DMRS, SWTCHS, WLLSTNS IN BN | Multigang Wallplate for GRAFIK T Controls, Three-gang for 3 dimmers, switches, or wallstations in bright nickel |  | 6 | 8.7 |  | LWT-GGG-BN.jpg | http://grandbrass.xologic.com/vendors/4460/large/LWT-GGG-BN.jpg | [47 empty] | 0 | 0 | 0 | [6 empty] | 0 | 1 | 1 | EA | 1 | Lighting Controls |  |  | Fittings and Hardware |  | Electrical Hardware And Supplies |  | Wallplates | [20 empty] | Switch Plates | [242 empty] | <a href="https://www.lutron.com/TechnicalDocumentLibrary/041496.pdf" target="_blank">Installation Instructions</a> | [23 empty] | 10.000 DW |  |  | 1.3000 IN | [89 empty] | 1.000 EA | 1.000 EA | [35 empty] | No | [42 empty] | https://www.lutron.com/TechnicalDocumentLibrary/369830_FRE.pdf | [7 empty] | Shelf Stock | [39 empty] | 39121704 | [13 empty] | <a href="https://www.lutron.com/TechnicalDocumentLibrary/043492.pdf" target="_blank">Warranty Information</a> |  |  |  |  | 0.300 L | [14 empty] | 0 | 0 | 0 | 0 | Electrical | 2016-07-15 15:18 | 2024-07-20 11:21 | 0000-00-00 00:00:00 | 2025-11-29 02:00 | 0000-00-00 00:00:00
4 | Lutron Electronics | LWT-GGGG-CWH | 4460-7596 | 4460 | 7596 | Lutron Electronics | LWT-GGGG-CWH.jpg | 784276002752 | NEW ARCH WP - GRAFIKT 4GANG CLEAR GLASS | Multigang Wallplate for GRAFIK T Controls, Four-gang for 4 dimmers, switches, or wallstations in clear white glass |  | 6 | 8.7 |  | LWT-GGGG-CWH.jpg | http://grandbrass.xologic.com/vendors/4460/large/LWT-GGGG-CWH.jpg | [47 empty] | 0 | 0 | 0 | [6 empty] | 0 | 1 | 1 | EA | 1 | Lighting Controls |  |  | Fittings and Hardware |  | Electrical Hardware And Supplies |  | Wallplates | [20 empty] | Switch Plates | [242 empty] | <a href="https://www.lutron.com/TechnicalDocumentLibrary/041496.pdf" target="_blank">Installation Instructions</a> | [23 empty] | 20.000 DW |  |  | 1.3000 IN | [89 empty] | 1.000 EA | 1.000 EA | [35 empty] | No | [42 empty] | https://www.lutron.com/TechnicalDocumentLibrary/369830_FRE.pdf | [7 empty] | Shelf Stock | [39 empty] | 39121704 | [13 empty] | <a href="https://www.lutron.com/TechnicalDocumentLibrary/043492.pdf" target="_blank">Warranty Information</a> |  |  |  |  | 0.500 L | [14 empty] | 0 | 0 | 0 | 0 | Electrical | 2016-07-15 15:18 | 2024-07-20 11:21 | 0000-00-00 00:00:00 | 2025-11-29 02:00 | 0000-00-00 00:00:00
4 | Lutron Electronics | LWT-GGGG-SB | 4460-7597 | 4460 | 7597 | Lutron Electronics | LWT-GGGG-SB.jpg | 784276002769 | NW AR WP 4 DMRS, SWTCHS, WLSTNS IN SB | Multigang Wallplate for GRAFIK T Controls, Four-gang for 4 dimmers, switches, or wallstations in satin brass anodized aluminum |  | 6 | 8.7 |  | LWT-GGGG-SB.jpg | http://grandbrass.xologic.com/vendors/4460/large/LWT-GGGG-SB.jpg | [47 empty] | 0 | 0 | 0 | [6 empty] | 0 | 1 | 1 | EA | 1 | Lighting Controls |  |  | Fittings and Hardware |  | Electrical Hardware And Supplies |  | Wallplates | [20 empty] | Switch Plates | [242 empty] | <a href="https://www.lutron.com/TechnicalDocumentLibrary/041496.pdf" target="_blank">Installation Instructions</a> | [23 empty] | 20.000 DW |  |  | 1.3000 IN | [89 empty] | 1.000 EA | 1.000 EA | [35 empty] | No | [42 empty] | https://www.lutron.com/TechnicalDocumentLibrary/369830_FRE.pdf | [7 empty] | Shelf Stock | [39 empty] | 39121704 | [13 empty] | <a href="https://www.lutron.com/TechnicalDocumentLibrary/043492.pdf" target="_blank">Warranty Information</a> |  |  |  |  | 0.500 L | [14 empty] | 0 | 0 | 0 | 0 | Electrical | 2016-07-15 15:18 | 2024-07-20 11:19 | 0000-00-00 00:00:00 | 2025-11-29 02:00 | 0000-00-00 00:00:00
4 | Lutron Electronics | LWT-GGGG-BB | 4460-7598 | 4460 | 7598 | Lutron Electronics | LWT-GGGG-BB.jpg | 784276002776 | NW AR WP 4 DMRS, SWTCHS, WLSTNS IN BB | Multigang Wallplate for GRAFIK T Controls, Four-gang for 4 dimmers, switches, or wallstations in bright brass |  | 6 | 8.7 |  | LWT-GGGG-BB.jpg | http://grandbrass.xologic.com/vendors/4460/large/LWT-GGGG-BB.jpg | [47 empty] | 0 | 0 | 0 | [6 empty] | 0 | 1 | 1 | EA | 1 | Lighting Controls |  |  | Fittings and Hardware |  | Electrical Hardware And Supplies |  | Wallplates | [20 empty] | Switch Plates | [242 empty] | <a href="https://www.lutron.com/TechnicalDocumentLibrary/041496.pdf" target="_blank">Installation Instructions</a> | [23 empty] | 20.000 DW |  |  | 1.3000 IN | [89 empty] | 1.000 EA | 1.000 EA | [35 empty] | No | [42 empty] | https://www.lutron.com/TechnicalDocumentLibrary/369830_FRE.pdf | [7 empty] | Shelf Stock | [39 empty] | 39121704 | [13 empty] | <a href="https://www.lutron.com/TechnicalDocumentLibrary/043492.pdf" target="_blank">Warranty Information</a> |  |  |  |  | 0.500 L | [14 empty] | 0 | 0 | 0 | 0 | Electrical | 2016-07-15 15:18 | 2024-07-20 11:21 | 0000-00-00 00:00:00 | 2025-11-29 02:00 | 0000-00-00 00:00:00
4 | Lutron Electronics | LWT-GGGG-BC | 4460-7599 | 4460 | 7599 | Lutron Electronics | LWT-GGGG-BC.jpg | 784276002783 | NW AR WP 4 DMRS, SWTCHS, WLSTNS IN BC | Multigang Wallplate for GRAFIK T Controls, Four-gang for 4 dimmers, switches, or wallstations in bright chrome |  | 6 | 8.7 |  | LWT-GGGG-BC.jpg | http://grandbrass.xologic.com/vendors/4460/large/LWT-GGGG-BC.jpg | [47 empty] | 0 | 0 | 0 | [6 empty] | 0 | 1 | 1 | EA | 1 | Lighting Controls |  |  | Fittings and Hardware |  | Electrical Hardware And Supplies |  | Wallplates | [20 empty] | Switch Plates | [242 empty] | <a href="https://www.lutron.com/TechnicalDocumentLibrary/041496.pdf" target="_blank">Installation Instructions</a> | [23 empty] | 20.000 DW |  |  | 1.3000 IN | [89 empty] | 1.000 EA | 1.000 EA | [35 empty] | No | [42 empty] | https://www.lutron.com/TechnicalDocumentLibrary/369830_FRE.pdf | [7 empty] | Shelf Stock | [39 empty] | 39121704 | [13 empty] | <a href="https://www.lutron.com/TechnicalDocumentLibrary/043492.pdf" target="_blank">Warranty Information</a> |  |  |  |  | 0.500 L | [14 empty] | 0 | 0 | 0 | 0 | Electrical | 2016-07-15 15:18 | 2024-07-20 11:17 | 0000-00-00 00:00:00 | 2025-11-29 02:00 | 0000-00-00 00:00:00
4 | Lutron Electronics | LWT-GGGG-QB | 4460-7600 | 4460 | 7600 | Lutron Electronics | LWT-GGGG-QB.jpg | 784276002790 | NEW ARCH WP - GRAFIKT 4GANG QB | Multigang Wallplate for GRAFIK T Controls, Four-gang for 4 dimmers, switches, or wallstations in antique brass |  | 6 | 8.7 |  | LWT-GGGG-QB.jpg | http://grandbrass.xologic.com/vendors/4460/large/LWT-GGGG-QB.jpg | [47 empty] | 0 | 0 | 0 | [6 empty] | 0 | 1 | 1 | EA | 1 | Lighting Controls |  |  | Fittings and Hardware |  | Electrical Hardware And Supplies |  | Wallplates | [20 empty] | Switch Plates | [242 empty] | <a href="https://www.lutron.com/TechnicalDocumentLibrary/041496.pdf" target="_blank">Installation Instructions</a> | [23 empty] | 20.000 DW |  |  | 1.3000 IN | [89 empty] | 1.000 EA | 1.000 EA | [35 empty] | No | [42 empty] | https://www.lutron.com/TechnicalDocumentLibrary/369830_FRE.pdf | [7 empty] | Shelf Stock | [39 empty] | 39121704 | [13 empty] | <a href="https://www.lutron.com/TechnicalDocumentLibrary/043492.pdf" target="_blank">Warranty Information</a> |  |  |  |  | 0.500 L | [14 empty] | 0 | 0 | 0 | 0 | Electrical | 2016-07-15 15:18 | 2024-07-20 11:27 | 0000-00-00 00:00:00 | 2025-11-29 02:00 | 0000-00-00 00:00:00
4 | Lutron Electronics | LWT-GGGG-QZ | 4460-7601 | 4460 | 7601 | Lutron Electronics | LWT-GGGG-QZ.jpg | 784276002806 | NEW ARCH WP - GRAFIKT 4GANG QZ | Multigang Wallplate for GRAFIK T Controls, Four-gang for 4 dimmers, switches, or wallstations in antique bronze |  | 6 | 8.7 |  | LWT-GGGG-QZ.jpg | http://grandbrass.xologic.com/vendors/4460/large/LWT-GGGG-QZ.jpg | [47 empty] | 0 | 0 | 0 | [6 empty] | 0 | 1 | 1 | EA | 1 | Lighting Controls |  |  | Fittings and Hardware |  | Electrical Hardware And Supplies |  | Wallplates | [20 empty] | Switch Plates | [242 empty] | <a href="https://www.lutron.com/TechnicalDocumentLibrary/041496.pdf" target="_blank">Installation Instructions</a> | [23 empty] | 10.000 DW |  |  | 1.3000 IN | [89 empty] | 1.000 EA | 1.000 EA | [35 empty] | No | [42 empty] | https://www.lutron.com/TechnicalDocumentLibrary/369830_FRE.pdf | [7 empty] | Shelf Stock | [39 empty] | 39121704 | [13 empty] | <a href="https://www.lutron.com/TechnicalDocumentLibrary/043492.pdf" target="_blank">Warranty Information</a> |  |  |  |  | 0.500 L | [14 empty] | 0 | 0 | 0 | 0 | Electrical | 2016-07-15 15:18 | 2024-07-20 11:23 | 0000-00-00 00:00:00 | 2025-11-29 02:00 | 0000-00-00 00:00:00
4 | Lutron Electronics | LWT-GGGG-SC | 4460-7602 | 4460 | 7602 | Lutron Electronics | LWT-GGGG-SC.jpg | 784276002813 | NW AR WP 4 DMRS, SWTCHS, WLSTNS IN SC | Multigang Wallplate for GRAFIK T Controls, Four-gang for 4 dimmers, switches, or wallstations in satin chrome |  | 6 | 8.7 |  | LWT-GGGG-SC.jpg | http://grandbrass.xologic.com/vendors/4460/large/LWT-GGGG-SC.jpg | [47 empty] | 0 | 0 | 0 | [6 empty] | 0 | 1 | 1 | EA | 1 | Lighting Controls |  |  | Fittings and Hardware |  | Electrical Hardware And Supplies |  | Wallplates | [20 empty] | Switch Plates | [242 empty] | <a href="https://www.lutron.com/TechnicalDocumentLibrary/041496.pdf" target="_blank">Installation Instructions</a> | [23 empty] | 20.000 DW |  |  | 1.3000 IN | [89 empty] | 1.000 EA | 1.000 EA | [35 empty] | No | [42 empty] | https://www.lutron.com/TechnicalDocumentLibrary/369830_FRE.pdf | [7 empty] | Shelf Stock | [39 empty] | 39121704 | [13 empty] | <a href="https://www.lutron.com/TechnicalDocumentLibrary/043492.pdf" target="_blank">Warranty Information</a> |  |  |  |  | 0.500 L | [14 empty] | 0 | 0 | 0 | 0 | Electrical | 2016-07-15 15:19 | 2024-07-20 11:22 | 0000-00-00 00:00:00 | 2025-11-29 02:00 | 0000-00-00 00:00:00
4 | Lutron Electronics | LWT-GGGG-SN | 4460-7603 | 4460 | 7603 | Lutron Electronics | LWT-GGGG-SN.jpg | 784276002820 | NW AR WP 4 DMRS, SWTCHS, WLSTNS IN SN | Multigang Wallplate for GRAFIK T Controls, Four-gang for 4 dimmers, switches, or wallstations in satin nickel |  | 6 | 8.7 |  | LWT-GGGG-SN.jpg | http://grandbrass.xologic.com/vendors/4460/large/LWT-GGGG-SN.jpg | [47 empty] | 0 | 0 | 0 | [6 empty] | 0 | 1 | 1 | EA | 1 | Lighting Controls |  |  | Fittings and Hardware |  | Electrical Hardware And Supplies |  | Wallplates | [20 empty] | Switch Plates | [242 empty] | <a href="https://www.lutron.com/TechnicalDocumentLibrary/041496.pdf" target="_blank">Installation Instructions</a> | [23 empty] | 20.000 DW |  |  | 1.3000 IN | [89 empty] | 1.000 EA | 1.000 EA | [35 empty] | No | [42 empty] | https://www.lutron.com/TechnicalDocumentLibrary/369830_FRE.pdf | [7 empty] | Shelf Stock | [39 empty] | 39121704 | [13 empty] | <a href="https://www.lutron.com/TechnicalDocumentLibrary/043492.pdf" target="_blank">Warranty Information</a> |  |  |  |  | 0.500 L | [14 empty] | 0 | 0 | 0 | 0 | Electrical | 2016-07-15 15:19 | 2024-07-20 11:23 | 0000-00-00 00:00:00 | 2025-11-29 02:00 | 0000-00-00 00:00:00
4 | Lutron Electronics | LWT-GGGG-BN | 4460-7604 | 4460 | 7604 | Lutron Electronics | LWT-GGGG-BN.jpg | 784276002837 | NW AR WP 4 DMRS, SWTCHS, WLSTNS IN BN | Multigang Wallplate for GRAFIK T Controls, Four-gang for 4 dimmers, switches, or wallstations in bright nickel |  | 6 | 8.7 |  | LWT-GGGG-BN.jpg | http://grandbrass.xologic.com/vendors/4460/large/LWT-GGGG-BN.jpg | [47 empty] | 0 | 0 | 0 | [6 empty] | 0 | 1 | 1 | EA | 1 | Lighting Controls |  |  | Fittings and Hardware |  | Electrical Hardware And Supplies |  | Wallplates | [20 empty] | Switch Plates | [242 empty] | <a href="https://www.lutron.com/TechnicalDocumentLibrary/041496.pdf" target="_blank">Installation Instructions</a> | [23 empty] | 20.000 DW |  |  | 1.3000 IN | [89 empty] | 1.000 EA | 1.000 EA | [35 empty] | No | [42 empty] | https://www.lutron.com/TechnicalDocumentLibrary/369830_FRE.pdf | [7 empty] | Shelf Stock | [39 empty] | 39121704 | [13 empty] | <a href="https://www.lutron.com/TechnicalDocumentLibrary/043492.pdf" target="_blank">Warranty Information</a> |  |  |  |  | 0.500 L | [14 empty] | 0 | 0 | 0 | 0 | Electrical | 2016-07-15 15:19 | 2024-07-20 11:20 | 0000-00-00 00:00:00 | 2025-11-29 02:00 | 0000-00-00 00:00:00
1 | Lutron Electronics | NTCL-250-WH | 4460-7608 | 4460 | 7608 | Lutron Electronics | NTCL-250-WH.jpg | 784276107488 | NOVAT 250W CFL/LED 1000W INC WH | Nova T LED+ dimmer with wallplate, 250W LED, 1000W inc/hal, or 3.3A Lutron Hi-Lume A-Series LTE LED Driver (max 10 drivers), 120V in white |  | 4.2 | 5.3 |  | NTCL-250-WH.jpg | http://grandbrass.xologic.com/vendors/4460/large/NTCL-250-WH.jpg | [47 empty] | 0 | 0 | 0 | [6 empty] | 0 | 1 | 1 | EA | 1 | Lighting Controls | [27 empty] | Dimmers | [242 empty] | <a href="https://www.lutron.com/TechnicalDocumentLibrary/0301762.pdf" target="_blank">Installation Instructions</a> | [23 empty] | 10.000 DW |  |  | 3.1000 IN | [89 empty] | 1.000 EA | 1.000 EA | [35 empty] | No | [42 empty] | https://www.lutron.com/TechnicalDocumentLibrary/NovaTB.pdf | [7 empty] | Shelf Stock | [13 empty] | <a href="https://www.lutron.com/TechnicalDocumentLibrary/368-4493_Page_2.pdf" target="_blank">Tech Drawing</a> | [25 empty] | 39122206 | [13 empty] | <a href="https://www.lutron.com/TechnicalDocumentLibrary/369-119_Wallbox_Warranty.pdf" target="_blank">Warranty Information</a> |  |  |  |  | 0.400 L | [14 empty] | 0 | 0 | 0 | 0 | Lighting Fixtures | 2016-07-15 15:19 | 2024-07-20 11:20 | 0000-00-00 00:00:00 | 2024-07-20 11:20 | 0000-00-00 00:00:00 | [6 empty] | White
1 | Lutron Electronics | NTCL-250-AL | 4460-7609 | 4460 | 7609 | Lutron Electronics | NTCL-250-AL.jpg | 784276107501 | NOVAT 250W CFL/LED 1000W INC AL | Nova T LED+ dimmer with wallplate, 250W LED, 1000W inc/hal, or 3.3A Lutron Hi-Lume A-Series LTE LED Driver (max 10 drivers), 120V in almond |  | 4.2 | 5.3 |  | NTCL-250-AL.jpg | http://grandbrass.xologic.com/vendors/4460/large/NTCL-250-AL.jpg | [47 empty] | 0 | 0 | 0 | [6 empty] | 0 | 1 | 1 | EA | 1 | Lighting Controls | [27 empty] | Dimmers | [242 empty] | <a href="https://www.lutron.com/TechnicalDocumentLibrary/0301762.pdf" target="_blank">Installation Instructions</a> | [23 empty] | 2.000 DW |  |  | 3.1000 IN | [89 empty] | 1.000 EA | 1.000 EA | [35 empty] | No | [42 empty] | https://www.lutron.com/TechnicalDocumentLibrary/NovaTB.pdf | [7 empty] | Shelf Stock | [13 empty] | <a href="https://www.lutron.com/TechnicalDocumentLibrary/368-4493_Page_2.pdf" target="_blank">Tech Drawing</a> | [25 empty] | 39122206 | [13 empty] | <a href="https://www.lutron.com/TechnicalDocumentLibrary/369-119_Wallbox_Warranty.pdf" target="_blank">Warranty Information</a> |  |  |  |  | 0.400 L | [14 empty] | 0 | 0 | 0 | 0 | Lighting Fixtures | 2016-07-15 15:19 | 2024-07-20 11:27 | 0000-00-00 00:00:00 | 2024-07-20 11:27 | 0000-00-00 00:00:00 | [6 empty] | Almond
1 | Lutron Electronics | NTCL-250-BL | 4460-7610 | 4460 | 7610 | Lutron Electronics | NTCL-250-BL.jpg | 784276107518 | NOVAT 250W CFL/LED 1000W INC BL | Nova T LED+ dimmer with wallplate, 250W LED, 1000W inc/hal, or 3.3A Lutron Hi-Lume A-Series LTE LED Driver (max 10 drivers), 120V in black |  | 4.2 | 5.3 |  | NTCL-250-BL.jpg | http://grandbrass.xologic.com/vendors/4460/large/NTCL-250-BL.jpg | [47 empty] | 0 | 0 | 0 | [6 empty] | 0 | 1 | 1 | EA | 1 | Lighting Controls | [27 empty] | Dimmers | [242 empty] | <a href="https://www.lutron.com/TechnicalDocumentLibrary/0301762.pdf" target="_blank">Installation Instructions</a> | [23 empty] | 2.000 DW |  |  | 3.1000 IN | [89 empty] | 1.000 EA | 1.000 EA | [35 empty] | No | [42 empty] | https://www.lutron.com/TechnicalDocumentLibrary/NovaTB.pdf | [7 empty] | Shelf Stock | [13 empty] | <a href="https://www.lutron.com/TechnicalDocumentLibrary/368-4493_Page_2.pdf" target="_blank">Tech Drawing</a> | [25 empty] | 39122206 | [13 empty] | <a href="https://www.lutron.com/TechnicalDocumentLibrary/369-119_Wallbox_Warranty.pdf" target="_blank">Warranty Information</a> |  |  |  |  | 0.400 L | [14 empty] | 0 | 0 | 0 | 0 | Lighting Fixtures | 2016-07-15 15:19 | 2024-07-20 11:17 | 0000-00-00 00:00:00 | 2024-07-20 11:17 | 0000-00-00 00:00:00 | [6 empty] | Black
1 | Lutron Electronics | NTCL-250-BR | 4460-7611 | 4460 | 7611 | Lutron Electronics | NTCL-250-BR.jpg | 784276107525 | NOVAT 250W CFL/LED 1000W INC BR | Nova T LED+ dimmer with wallplate, 250W LED, 1000W inc/hal, or 3.3A Lutron Hi-Lume A-Series LTE LED Driver (max 10 drivers), 120V in brown |  | 4.2 | 5.3 |  | NTCL-250-BR.jpg | http://grandbrass.xologic.com/vendors/4460/large/NTCL-250-BR.jpg | [47 empty] | 0 | 0 | 0 | [6 empty] | 0 | 1 | 1 | EA | 1 | Lighting Controls | [27 empty] | Dimmers | [242 empty] | <a href="https://www.lutron.com/TechnicalDocumentLibrary/0301762.pdf" target="_blank">Installation Instructions</a> | [23 empty] | 2.000 DW |  |  | 3.1000 IN | [89 empty] | 1.000 EA | 1.000 EA | [35 empty] | No | [42 empty] | https://www.lutron.com/TechnicalDocumentLibrary/NovaTB.pdf | [7 empty] | Shelf Stock | [13 empty] | <a href="https://www.lutron.com/TechnicalDocumentLibrary/368-4493_Page_2.pdf" target="_blank">Tech Drawing</a> | [25 empty] | 39122206 | [13 empty] | <a href="https://www.lutron.com/TechnicalDocumentLibrary/369-119_Wallbox_Warranty.pdf" target="_blank">Warranty Information</a> |  |  |  |  | 0.400 L | [14 empty] | 0 | 0 | 0 | 0 | Lighting Fixtures | 2016-07-15 15:19 | 2024-07-20 11:21 | 0000-00-00 00:00:00 | 2024-07-20 11:21 | 0000-00-00 00:00:00 | [6 empty] | Brown
1 | Lutron Electronics | NTCL-250-GR | 4460-7612 | 4460 | 7612 | Lutron Electronics | NTCL-250-GR.jpg | 784276107532 | NOVAT 250W CFL/LED 1000W INC GR | Nova T LED+ dimmer with wallplate, 250W LED, 1000W inc/hal, or 3.3A Lutron Hi-Lume A-Series LTE LED Driver (max 10 drivers), 120V in gray |  | 4.2 | 5.3 |  | NTCL-250-GR.jpg | http://grandbrass.xologic.com/vendors/4460/large/NTCL-250-GR.jpg | [47 empty] | 0 | 0 | 0 | [6 empty] | 0 | 1 | 1 | EA | 1 | Lighting Controls | [27 empty] | Dimmers | [242 empty] | <a href="https://www.lutron.com/TechnicalDocumentLibrary/0301762.pdf" target="_blank">Installation Instructions</a> | [23 empty] | 10.000 DW |  |  | 3.1000 IN | [89 empty] | 1.000 EA | 1.000 EA | [35 empty] | No | [42 empty] | https://www.lutron.com/TechnicalDocumentLibrary/NovaTB.pdf | [7 empty] | Shelf Stock | [13 empty] | <a href="https://www.lutron.com/TechnicalDocumentLibrary/368-4493_Page_2.pdf" target="_blank">Tech Drawing</a> | [25 empty] | 39122206 | [13 empty] | <a href="https://www.lutron.com/TechnicalDocumentLibrary/369-119_Wallbox_Warranty.pdf" target="_blank">Warranty Information</a> |  |  |  |  | 0.400 L | [14 empty] | 0 | 0 | 0 | 0 | Lighting Fixtures | 2016-07-15 15:19 | 2024-07-20 11:21 | 0000-00-00 00:00:00 | 2024-07-20 11:21 | 0000-00-00 00:00:00 | [6 empty] | Gray
1 | Lutron Electronics | NTCL-250-LA | 4460-7614 | 4460 | 7614 | Lutron Electronics | NTCL-250-LA.jpg | 784276107556 | NOVAT 250W CFL/LED 1000W INC LA | Nova T LED+ dimmer with wallplate, 250W LED, 1000W inc/hal, or 3.3A Lutron Hi-Lume A-Series LTE LED Driver (max 10 drivers), 120V in light almond |  | 4.2 | 5.3 |  | NTCL-250-LA.jpg | http://grandbrass.xologic.com/vendors/4460/large/NTCL-250-LA.jpg | [47 empty] | 0 | 0 | 0 | [6 empty] | 0 | 1 | 1 | EA | 1 | Lighting Controls | [27 empty] | Dimmers | [242 empty] | <a href="https://www.lutron.com/TechnicalDocumentLibrary/0301762.pdf" target="_blank">Installation Instructions</a> | [23 empty] | 2.000 DW |  |  | 3.1000 IN | [89 empty] | 1.000 EA | 1.000 EA | [35 empty] | No | [42 empty] | https://www.lutron.com/TechnicalDocumentLibrary/NovaTB.pdf | [7 empty] | Shelf Stock | [13 empty] | <a href="https://www.lutron.com/TechnicalDocumentLibrary/368-4493_Page_2.pdf" target="_blank">Tech Drawing</a> | [25 empty] | 39122206 | [13 empty] | <a href="https://www.lutron.com/TechnicalDocumentLibrary/369-119_Wallbox_Warranty.pdf" target="_blank">Warranty Information</a> |  |  |  |  | 0.400 L | [14 empty] | 0 | 0 | 0 | 0 | Lighting Fixtures | 2016-07-15 15:19 | 2024-07-20 11:21 | 0000-00-00 00:00:00 | 2024-07-20 11:21 | 0000-00-00 00:00:00
1 | Lutron Electronics | GT-5ANSM-WH | 4460-7615 | 4460 | 7615 | Lutron Electronics | GT-5ANSM-WH.jpg | 784276108669 | GRAFIK T 5A SWITCH | GRAFIK T Switch, 5A Incandescent /Halogen/Fluorescent/LED/MLV/ELV, 3A fan or 1/10 HP motor, 120V |  | 5.3 | 3.9 |  | GT-5ANSM-WH.jpg | http://grandbrass.xologic.com/vendors/4460/large/GT-5ANSM-WH.jpg | [47 empty] | 0 | 0 | 0 | [6 empty] | 0 | 1 | 1 | EA | 1 | Lighting Controls | [27 empty] | Lightswitches | [242 empty] | <a href="https://www.lutron.com/TechnicalDocumentLibrary/0301796.pdf" target="_blank">Installation Instructions</a> | [23 empty] | 10.000 DW |  |  | 5.4000 IN | [89 empty] | 1.000 EA | 1.000 EA | [35 empty] | No | [42 empty] | https://www.lutron.com/TechnicalDocumentLibrary/369826_CAN.pdf | [7 empty] | Shelf Stock | [13 empty] | <a href="https://www.lutron.com/TechnicalDocumentLibrary/368-4493_Page_73.pdf" target="_blank">Tech Drawing</a> | [25 empty] | 39122216 | [13 empty] | <a href="https://www.lutron.com/TechnicalDocumentLibrary/369-119_Wallbox_Warranty.pdf" target="_blank">Warranty Information</a> |  |  |  |  | 0.500 L | [14 empty] | 0 | 0 | 0 | 0 | Lighting Fixtures | 2016-07-15 15:19 | 2024-07-20 11:21 | 0000-00-00 00:00:00 | 2024-07-20 11:21 | 0000-00-00 00:00:00 | [6 empty] | White
1 | Lutron Electronics | GTJ-5ANSM-WH | 4460-7616 | 4460 | 7616 | Lutron Electronics | GTJ-5ANSM-WH.jpg | 784276108676 | GRAFIK T 5A SWITCH RF | GRAFIK T RF Switch, 5A Incandescent /Halogen/Fluorescent/LED/MLV/ELV, 3A fan or 1/10 HP motor, 120V, 434 MHz |  | 5.25 | 3.75 |  | GTJ-5ANSM-WH.jpg | http://grandbrass.xologic.com/vendors/4460/large/GTJ-5ANSM-WH.jpg | [47 empty] | 0 | 0 | 0 | [6 empty] | 0 | 1 | 1 | EA | 1 | Lighting Controls | [27 empty] | Lightswitches | [242 empty] | <a href="https://www.lutron.com/TechnicalDocumentLibrary/0301796.pdf" target="_blank">Installation Instructions</a> | [23 empty] | 10.000 DW |  |  | 5.2500 IN | [89 empty] | 1.000 EA | 1.000 EA | [35 empty] | No | [42 empty] | https://www.lutron.com/TechnicalDocumentLibrary/369826_CAN.pdf | [7 empty] | Shelf Stock | [13 empty] | <a href="https://www.lutron.com/TechnicalDocumentLibrary/368-4493_Page_73.pdf" target="_blank">Tech Drawing</a> | [25 empty] | 39122216 | [13 empty] | <a href="https://www.lutron.com/TechnicalDocumentLibrary/warranty.pdf" target="_blank">Warranty Information</a> |  |  |  |  | 0.600 L | [14 empty] | 0 | 0 | 0 | 0 | Lighting Fixtures | 2016-07-15 15:19 | 2024-07-20 11:20 | 0000-00-00 00:00:00 | 2024-07-20 11:20 | 0000-00-00 00:00:00 | [6 empty] | White
1 | Lutron Electronics | NTCL-250-BE | 4460-7617 | 4460 | 7617 | Lutron Electronics | NTCL-250-BE.jpg | 784276108959 | NOVAT 250W CFL/LED 1000W INC BE | Nova T LED+ dimmer with wallplate, 250W LED, 1000W inc/hal, or 3.3A Lutron Hi-Lume A-Series LTE LED Driver (max 10 drivers), 120V in beige |  | 4.2 | 5.3 |  | NTCL-250-BE.jpg | http://grandbrass.xologic.com/vendors/4460/large/NTCL-250-BE.jpg | [47 empty] | 0 | 0 | 0 | [6 empty] | 0 | 1 | 1 | EA | 1 | Lighting Controls | [27 empty] | Dimmers | [242 empty] | <a href="https://www.lutron.com/TechnicalDocumentLibrary/0301762.pdf" target="_blank">Installation Instructions</a> | [23 empty] | 2.000 DW |  |  | 3.1000 IN | [89 empty] | 1.000 EA | 1.000 EA | [35 empty] | No | [42 empty] | https://www.lutron.com/TechnicalDocumentLibrary/NovaTB.pdf | [7 empty] | Shelf Stock | [13 empty] | <a href="https://www.lutron.com/TechnicalDocumentLibrary/368-4493_Page_2.pdf" target="_blank">Tech Drawing</a> | [25 empty] | 39122206 | [13 empty] | <a href="https://www.lutron.com/TechnicalDocumentLibrary/369-119_Wallbox_Warranty.pdf" target="_blank">Warranty Information</a> |  |  |  |  | 0.400 L | [14 empty] | 0 | 0 | 0 | 0 | Lighting Fixtures | 2016-07-15 15:19 | 2024-07-20 11:20 | 0000-00-00 00:00:00 | 2024-07-20 11:20 | 0000-00-00 00:00:00 | [6 empty] | Beige
1 | Lutron Electronics | NTCL-250-TP | 4460-7618 | 4460 | 7618 | Lutron Electronics | NTCL-250-TP.jpg | 784276108966 | NOVAT 250W CFL/LED 1000W INC TP | Nova T LED+ dimmer with wallplate, 250W LED, 1000W inc/hal, or 3.3A Lutron Hi-Lume A-Series LTE LED Driver (max 10 drivers), 120V in taupe |  | 4.2 | 5.3 |  | NTCL-250-TP.jpg | http://grandbrass.xologic.com/vendors/4460/large/NTCL-250-TP.jpg | [47 empty] | 0 | 0 | 0 | [6 empty] | 0 | 1 | 1 | EA | 1 | Lighting Controls | [27 empty] | Dimmers | [242 empty] | <a href="https://www.lutron.com/TechnicalDocumentLibrary/0301762.pdf" target="_blank">Installation Instructions</a> | [23 empty] | 2.000 DW |  |  | 3.1000 IN | [89 empty] | 1.000 EA | 1.000 EA | [35 empty] | No | [42 empty] | https://www.lutron.com/TechnicalDocumentLibrary/NovaTB.pdf | [7 empty] | Shelf Stock | [13 empty] | <a href="https://www.lutron.com/TechnicalDocumentLibrary/368-4493_Page_2.pdf" target="_blank">Tech Drawing</a> | [25 empty] | 39122206 | [13 empty] | <a href="https://www.lutron.com/TechnicalDocumentLibrary/369-119_Wallbox_Warranty.pdf" target="_blank">Warranty Information</a> |  |  |  |  | 0.400 L | [14 empty] | 0 | 0 | 0 | 0 | Lighting Fixtures | 2016-07-15 15:19 | 2024-07-20 11:23 | 0000-00-00 00:00:00 | 2024-07-20 11:23 | 0000-00-00 00:00:00 | [6 empty] | Taupe
1 | Lutron Electronics | NTCL-250-SI | 4460-7619 | 4460 | 7619 | Lutron Electronics | NTCL-250-SI.jpg | 784276108973 | NOVAT 250W CFL/LED 1000W INC SI | Nova T LED+ dimmer with wallplate, 250W LED, 1000W inc/hal, or 3.3A Lutron Hi-Lume A-Series LTE LED Driver (max 10 drivers), 120V in sienna |  | 4.2 | 5.3 |  | NTCL-250-SI.jpg | http://grandbrass.xologic.com/vendors/4460/large/NTCL-250-SI.jpg | [47 empty] | 0 | 0 | 0 | [6 empty] | 0 | 1 | 1 | EA | 1 | Lighting Controls | [27 empty] | Dimmers | [242 empty] | <a href="https://www.lutron.com/TechnicalDocumentLibrary/0301762.pdf" target="_blank">Installation Instructions</a> | [23 empty] | 2.000 DW |  |  | 3.1000 IN | [89 empty] | 1.000 EA | 1.000 EA | [35 empty] | No | [42 empty] | https://www.lutron.com/TechnicalDocumentLibrary/NovaTB.pdf | [7 empty] | Shelf Stock | [13 empty] | <a href="https://www.lutron.com/TechnicalDocumentLibrary/368-4493_Page_2.pdf" target="_blank">Tech Drawing</a> | [25 empty] | 39122206 | [13 empty] | <a href="https://www.lutron.com/TechnicalDocumentLibrary/369-119_Wallbox_Warranty.pdf" target="_blank">Warranty Information</a> |  |  |  |  | 0.400 L | [14 empty] | 0 | 0 | 0 | 0 | Lighting Fixtures | 2016-07-15 15:19 | 2024-07-20 11:19 | 0000-00-00 00:00:00 | 2024-07-20 11:19 | 0000-00-00 00:00:00 | [6 empty] | Sienna
4 | Lutron Electronics | L-BDGPRO2-WH | 4460-7621 | 4460 | 7621 | Lutron Electronics | L-BDGPRO2-WH.jpg | 784276099349 | PRO BRIDGE | Lutron Smart Bridge PRO with HomeKit technology, third party integration and control of lights and shades via the Lutron app or Siri |  | 6 | 4 |  | L-BDGPRO2-WH.jpg | http://grandbrass.xologic.com/vendors/4460/large/L-BDGPRO2-WH.jpg | [47 empty] | 0 | 0 | 0 | [6 empty] | 0 | 1 | 1 | EA | 1 | Specialty Items |  |  | Control And Automation |  | Programmable Control |  | Programmable Logic Controller Accessories | White | [16 empty] | Traditional |  |  | Other Specialty Items | [49 empty] | <a href="https://www.lutron.com/TechnicalDocumentLibrary/3672499_Caseta_Brochure.pdf" target="_blank">Manufacturer Brochure</a> | [192 empty] | <a href="https://www.lutron.com/TechnicalDocumentLibrary/Quick%20Start%20Guide%20-%20Caseta%20Smart%20Bridge%20Pro.pdf" target="_blank">Installation Instructions</a> | [23 empty] | 10.000 DW |  |  | 6.0000 IN | [89 empty] | 1.000 EA | 1.000 EA | [35 empty] | No | [42 empty] | https://www.lutron.com/TechnicalDocumentLibrary/369816_Smart_Bridge_Pro_Spec.pdf | [7 empty] | Shelf Stock | [39 empty] | 32151703 | [13 empty] | <a href="https://www.lutron.com/TechnicalDocumentLibrary/369-119_Wallbox_Warranty.pdf" target="_blank">Warranty Information</a> |  |  |  |  | 0.570 L | [14 empty] | 0 | 0 | 0 | 0 | Electrical | 2016-07-15 15:19 | 2024-07-20 11:20 | 0000-00-00 00:00:00 | 2025-11-29 02:00 | 0000-00-00 00:00:00 | [6 empty] | White
1 | Lutron Electronics | PJ2-4B-WH-L01P | 4460-7622 | 4460 | 7622 | Lutron Electronics | PJ2-4B-WH-L01P.jpeg?w=1500 | 784276102308 | PICO PRO 4B ZONE LIGHT IN WHITE | Pico Wireless Control PRO, 4-button, 434 MHz, zone control of lights, in white |  | 2.5 | 0.5 | [50 empty] | 0 | 0 | 0 | [6 empty] | 0 | 1 | 1 | EA | 1 | Lighting Controls | [27 empty] | Other Lighting Controls | [242 empty] | <a href="https://www.lutron.com/TechnicalDocumentLibrary/041481.pdf" target="_blank">Installation Instructions</a> | [23 empty] | 10.000 DW |  |  | 4.2000 IN | [89 empty] | 1.000 EA | 1.000 EA | [35 empty] | No | [42 empty] | https://www.lutron.com/TechnicalDocumentLibrary/369941.pdf | [7 empty] | Shelf Stock | [39 empty] | 52161525 | [6 empty] | <a href="https://lutron.widen.net/content/fomoe9knmc/MP4/Ecom_PicoBenefits_video.MP4?w=2048" target="_blank">Product Video Clip</a> | [6 empty] | <a href="https://www.lutron.com/TechnicalDocumentLibrary/369-119_Wallbox_Warranty.pdf" target="_blank">Warranty Information</a> |  |  |  |  | 0.150 L | [14 empty] | 0 | 0 | 0 | 0 | Lighting Fixtures | 2016-07-15 15:19 | 2024-07-20 11:19 | 0000-00-00 00:00:00 | 2024-07-20 11:19 | 0000-00-00 00:00:00 | [6 empty] | White
1 | Lutron Electronics | PJ2-4B-LA-L01P | 4460-7623 | 4460 | 7623 | Lutron Electronics | PJ2-4B-LA-L01P.jpeg?w=1500 | 784276102315 | PICO PRO 4B ZONE LIGHT IN LIGHT ALMOND | Pico Wireless Control PRO, 4-button, 434 MHz, zone control of lights, in light almond |  | 0.5 | 5.75 | [50 empty] | 0 | 0 | 0 | [6 empty] | 0 | 1 | 1 | EA | 1 | Lighting Controls | [27 empty] | Other Lighting Controls | [242 empty] | <a href="https://www.lutron.com/TechnicalDocumentLibrary/041481.pdf" target="_blank">Installation Instructions</a> | [23 empty] | 10.000 DW |  |  | 3.8800 IN | [89 empty] | 1.000 EA | 1.000 EA | [35 empty] | No | [42 empty] | https://www.lutron.com/TechnicalDocumentLibrary/369941.pdf | [7 empty] | Shelf Stock | [39 empty] | 52161525 | [6 empty] | <a href="https://lutron.widen.net/content/fomoe9knmc/MP4/Ecom_PicoBenefits_video.MP4?w=2048" target="_blank">Product Video Clip</a> | [6 empty] | <a href="https://www.lutron.com/TechnicalDocumentLibrary/369-119_Wallbox_Warranty.pdf" target="_blank">Warranty Information</a> |  |  |  |  | 0.050 L | [14 empty] | 0 | 0 | 0 | 0 | Lighting Fixtures | 2016-07-15 15:19 | 2024-07-20 11:17 | 0000-00-00 00:00:00 | 2024-07-20 11:17 | 0000-00-00 00:00:00
1 | Lutron Electronics | PJ2-4B-IV-L01P | 4460-7624 | 4460 | 7624 | Lutron Electronics | PJ2-4B-IV-L01P.jpeg?w=1500 | 784276102322 | PICO PRO 4B ZONE LIGHT IN IVORY | Pico Wireless Control PRO, 4-button, 434 MHz, zone control of lights, in ivory |  | 0.5 | 5.75 | [50 empty] | 0 | 0 | 0 | [6 empty] | 0 | 1 | 1 | EA | 1 | Lighting Controls | [27 empty] | Other Lighting Controls | [242 empty] | <a href="https://www.lutron.com/TechnicalDocumentLibrary/041481.pdf" target="_blank">Installation Instructions</a> | [23 empty] | 10.000 DW |  |  | 3.8800 IN | [89 empty] | 1.000 EA | 1.000 EA | [35 empty] | No | [42 empty] | https://www.lutron.com/TechnicalDocumentLibrary/369941.pdf | [7 empty] | Shelf Stock | [39 empty] | 52161525 | [6 empty] | <a href="https://lutron.widen.net/content/fomoe9knmc/MP4/Ecom_PicoBenefits_video.MP4?w=2048" target="_blank">Product Video Clip</a> | [6 empty] | <a href="https://www.lutron.com/TechnicalDocumentLibrary/369-119_Wallbox_Warranty.pdf" target="_blank">Warranty Information</a> |  |  |  |  | 0.050 L | [14 empty] | 0 | 0 | 0 | 0 | Lighting Fixtures | 2016-07-15 15:19 | 2024-07-20 11:23 | 0000-00-00 00:00:00 | 2024-07-20 11:23 | 0000-00-00 00:00:00 | [6 empty] | Ivory
1 | Lutron Electronics | PJ2-4B-BL-L01P | 4460-7625 | 4460 | 7625 | Lutron Electronics | PJ2-4B-BL-L01P.jpeg?w=1500 | 784276102339 | PICO PRO 4B ZONE LIGHT IN BLACK | Pico Wireless Control PRO, 4-button, 434 MHz, zone control of lights, in black |  | 0.5 | 5.75 | [50 empty] | 0 | 0 | 0 | [6 empty] | 0 | 1 | 1 | EA | 1 | Lighting Controls | [27 empty] | Other Lighting Controls | [242 empty] | <a href="https://www.lutron.com/TechnicalDocumentLibrary/041481.pdf" target="_blank">Installation Instructions</a> | [23 empty] | 10.000 DW |  |  | 3.8800 IN | [89 empty] | 1.000 EA | 1.000 EA | [35 empty] | No | [42 empty] | https://www.lutron.com/TechnicalDocumentLibrary/369941.pdf | [7 empty] | Shelf Stock | [39 empty] | 52161525 | [6 empty] | <a href="https://lutron.widen.net/content/fomoe9knmc/MP4/Ecom_PicoBenefits_video.MP4?w=2048" target="_blank">Product Video Clip</a> | [6 empty] | <a href="https://www.lutron.com/TechnicalDocumentLibrary/369-119_Wallbox_Warranty.pdf" target="_blank">Warranty Information</a> |  |  |  |  | 0.050 L | [14 empty] | 0 | 0 | 0 | 0 | Lighting Fixtures | 2016-07-15 15:19 | 2024-07-20 11:20 | 0000-00-00 00:00:00 | 2024-07-20 11:20 | 0000-00-00 00:00:00 | [6 empty] | Black
1 | Lutron Electronics | PJ2-4B-WH-L21P | 4460-7626 | 4460 | 7626 | Lutron Electronics | PJ2-4B-GWH-L21P.jpeg?w=1500 | 784276102384 | PICO PRO 4B 2 GROUP LIGHT IN WHITE | Pico Wireless Control PRO, 4-button, 434 MHz, 2 group control of lights, in white |  | 0.5 | 5.75 | [50 empty] | 0 | 0 | 0 | [6 empty] | 0 | 1 | 1 | EA | 1 | Lighting Controls | [27 empty] | Other Lighting Controls | [242 empty] | <a href="https://www.lutron.com/TechnicalDocumentLibrary/041481.pdf" target="_blank">Installation Instructions</a> | [23 empty] | 10.000 DW |  |  | 3.8800 IN | [89 empty] | 1.000 EA | 1.000 EA | [35 empty] | No | [42 empty] | https://www.lutron.com/TechnicalDocumentLibrary/369941.pdf | [7 empty] | Shelf Stock | [39 empty] | 52161525 | [6 empty] | <a href="https://lutron.widen.net/content/fomoe9knmc/MP4/Ecom_PicoBenefits_video.MP4?w=2048" target="_blank">Product Video Clip</a> | [6 empty] | <a href="https://www.lutron.com/TechnicalDocumentLibrary/369-119_Wallbox_Warranty.pdf" target="_blank">Warranty Information</a> |  |  |  |  | 0.100 L | [14 empty] | 0 | 0 | 0 | 0 | Lighting Fixtures | 2016-07-15 15:19 | 2024-07-20 11:21 | 0000-00-00 00:00:00 | 2024-07-20 11:21 | 0000-00-00 00:00:00 | [6 empty] | White
1 | Lutron Electronics | PJ2-4B-LA-L21P | 4460-7627 | 4460 | 7627 | Lutron Electronics | PJ2-4B-GLA-L21P.jpeg?w=1500 | 784276102391 | PICO PRO 4B 2 GROUP LIGHT IN LA | Pico Wireless Control PRO, 4-button, 434 MHz, 2 group control of lights, in light almond |  | 0.5 | 5.75 | [50 empty] | 0 | 0 | 0 | [6 empty] | 0 | 1 | 1 | EA | 1 | Lighting Controls | [27 empty] | Other Lighting Controls | [242 empty] | <a href="https://www.lutron.com/TechnicalDocumentLibrary/041481.pdf" target="_blank">Installation Instructions</a> | [23 empty] | 10.000 DW |  |  | 3.8800 IN | [89 empty] | 1.000 EA | 1.000 EA | [35 empty] | No | [42 empty] | https://www.lutron.com/TechnicalDocumentLibrary/369941.pdf | [7 empty] | Shelf Stock | [39 empty] | 52161525 | [6 empty] | <a href="https://lutron.widen.net/content/fomoe9knmc/MP4/Ecom_PicoBenefits_video.MP4?w=2048" target="_blank">Product Video Clip</a> | [6 empty] | <a href="https://www.lutron.com/TechnicalDocumentLibrary/369-119_Wallbox_Warranty.pdf" target="_blank">Warranty Information</a> |  |  |  |  | 0.050 L | [14 empty] | 0 | 0 | 0 | 0 | Lighting Fixtures | 2016-07-15 15:19 | 2024-07-20 11:19 | 0000-00-00 00:00:00 | 2024-07-20 11:19 | 0000-00-00 00:00:00
1 | Lutron Electronics | PJ2-4B-IV-L21P | 4460-7628 | 4460 | 7628 | Lutron Electronics | PJ2-4B-IV-L21P.jpeg?w=1500 | 784276102407 | PICO PRO 4B 2 GROUP LIGHT IN IVORY | Pico Wireless Control PRO, 4-button, 434 MHz, 2 group control of lights, in ivory |  | 0.5 | 5.75 | [50 empty] | 0 | 0 | 0 | [6 empty] | 0 | 1 | 1 | EA | 1 | Lighting Controls | [27 empty] | Other Lighting Controls | [242 empty] | <a href="https://www.lutron.com/TechnicalDocumentLibrary/041481.pdf" target="_blank">Installation Instructions</a> | [23 empty] | 10.000 DW |  |  | 3.8800 IN | [89 empty] | 1.000 EA | 1.000 EA | [35 empty] | No | [42 empty] | https://www.lutron.com/TechnicalDocumentLibrary/369941.pdf | [7 empty] | Shelf Stock | [39 empty] | 52161525 | [6 empty] | <a href="https://lutron.widen.net/content/fomoe9knmc/MP4/Ecom_PicoBenefits_video.MP4?w=2048" target="_blank">Product Video Clip</a> | [6 empty] | <a href="https://www.lutron.com/TechnicalDocumentLibrary/369-119_Wallbox_Warranty.pdf" target="_blank">Warranty Information</a> |  |  |  |  | 0.050 L | [14 empty] | 0 | 0 | 0 | 0 | Lighting Fixtures | 2016-07-15 15:19 | 2024-07-20 11:21 | 0000-00-00 00:00:00 | 2024-07-20 11:21 | 0000-00-00 00:00:00 | [6 empty] | Ivory
1 | Lutron Electronics | PJ2-4B-BL-L21P | 4460-7629 | 4460 | 7629 | Lutron Electronics | PJ2-4B-BL-L21P.jpeg?w=1500 | 784276102414 | PICO PRO 4B 2 GROUP LIGHT IN BLACK | Pico Wireless Control PRO, 4-button, 434 MHz, 2 group control of lights, in black |  | 0.5 | 5.75 | [50 empty] | 0 | 0 | 0 | [6 empty] | 0 | 1 | 1 | EA | 1 | Lighting Controls | [27 empty] | Other Lighting Controls | [242 empty] | <a href="https://www.lutron.com/TechnicalDocumentLibrary/041481.pdf" target="_blank">Installation Instructions</a> | [23 empty] | 15.000 DW |  |  | 3.8800 IN | [89 empty] | 1.000 EA | 1.000 EA | [35 empty] | No | [42 empty] | https://www.lutron.com/TechnicalDocumentLibrary/369941.pdf | [7 empty] | Shelf Stock | [39 empty] | 52161525 | [6 empty] | <a href="https://lutron.widen.net/content/fomoe9knmc/MP4/Ecom_PicoBenefits_video.MP4?w=2048" target="_blank">Product Video Clip</a> | [6 empty] | <a href="https://www.lutron.com/TechnicalDocumentLibrary/369-119_Wallbox_Warranty.pdf" target="_blank">Warranty Information</a> |  |  |  |  | 0.050 L | [14 empty] | 0 | 0 | 0 | 0 | Lighting Fixtures | 2016-07-15 15:19 | 2024-07-20 11:17 | 0000-00-00 00:00:00 | 2024-07-20 11:17 | 0000-00-00 00:00:00 | [6 empty] | Black
1 | Lutron Electronics | PD-10NXD-WH | 4460-7630 | 4460 | 7630 | Lutron Electronics | Ecom_PD-10NXD-WH_WithWallPlate.jpeg?w=1500 | 784276146128 | CasÃ©ta PRO 1000W Dimmer White | Caseta Wireless 3-way/single-pole RF dimmer for LED, CFL, Incandescent, Halogen, or Magnetic Low Voltage, 1000W/VA, neutral optional in white |  | 3.75 | 5.6 | [50 empty] | 0 | 0 | 0 | [6 empty] | 0 | 1 | 1 | EA | 1 | Lighting Controls | [27 empty] | Dimmers | [242 empty] | <a href="https://www.lutron.com/TechnicalDocumentLibrary/0301779.pdf" target="_blank">Installation Instructions</a> | [23 empty] | 60.000 DW |  |  | 2.5000 IN | [89 empty] | 1.000 EA | 1.000 EA | [35 empty] | No | [42 empty] | https://www.lutron.com/TechnicalDocumentLibrary/369987_SPA.pdf | [7 empty] | Shelf Stock | [13 empty] | <a href="https://www.lutron.com/TechnicalDocumentLibrary/368-4493_Page_34.pdf" target="_blank">Tech Drawing</a> | [25 empty] | 39122206 | [6 empty] | <a href="https://lutron.widen.net/content/dsiex7hr8w/MP4/Ecom_CasetaGeneral_benefitsvideo.MP4?w=2048" target="_blank">Product Video Clip</a> | [6 empty] | <a href="https://www.lutron.com/TechnicalDocumentLibrary/369-119_Wallbox_Warranty.pdf" target="_blank">Warranty Information</a> |  |  |  |  | 0.350 L | [14 empty] | 0 | 0 | 0 | 0 | Lighting Fixtures | 2016-07-15 15:19 | 2024-07-20 11:17 | 0000-00-00 00:00:00 | 2024-07-20 11:17 | 0000-00-00 00:00:00 | [6 empty] | White
1 | Lutron Electronics | PD-10NXD-LA | 4460-7631 | 4460 | 7631 | Lutron Electronics | Ecom_PD-10NXD-LA_WithWallPlate.jpeg?w=1500 | 784276146135 | CasÃ©ta PRO 1000W Dimmer Light Almond | Caseta Wireless 3-way/single-pole RF dimmer for LED, CFL, Incandescent, Halogen, or Magnetic Low Voltage, 1000W/VA, neutral optional in light almond |  | 3.4 | 5.6 | [50 empty] | 0 | 0 | 0 | [6 empty] | 0 | 1 | 1 | EA | 1 | Lighting Controls | [27 empty] | Dimmers | [242 empty] | <a href="https://www.lutron.com/TechnicalDocumentLibrary/0301779.pdf" target="_blank">Installation Instructions</a> | [23 empty] | 30.000 DW |  |  | 2.1000 IN | [89 empty] | 1.000 EA | 1.000 EA | [35 empty] | No | [42 empty] | https://www.lutron.com/TechnicalDocumentLibrary/369987_SPA.pdf | [7 empty] | Shelf Stock | [13 empty] | <a href="https://www.lutron.com/TechnicalDocumentLibrary/368-4493_Page_34.pdf" target="_blank">Tech Drawing</a> | [25 empty] | 39122206 | [6 empty] | <a href="https://lutron.widen.net/content/dsiex7hr8w/MP4/Ecom_CasetaGeneral_benefitsvideo.MP4?w=2048" target="_blank">Product Video Clip</a> | [6 empty] | <a href="https://www.lutron.com/TechnicalDocumentLibrary/369-119_Wallbox_Warranty.pdf" target="_blank">Warranty Information</a> |  |  |  |  | 0.350 L | [14 empty] | 0 | 0 | 0 | 0 | Lighting Fixtures | 2016-07-15 15:19 | 2024-07-20 11:27 | 0000-00-00 00:00:00 | 2024-07-20 11:27 | 0000-00-00 00:00:00
1 | Lutron Electronics | PD-10NXD-IV | 4460-7632 | 4460 | 7632 | Lutron Electronics | Ecom_PD-10NXD-IV_WithWallPlate.jpeg?w=1500 | 784276146142 | CasÃ©ta PRO 1000W Dimmer Ivory | Caseta Wireless 3-way/single-pole RF dimmer for LED, CFL, Incandescent, Halogen, or Magnetic Low Voltage, 1000W/VA, neutral optional in ivory |  | 3.4 | 5.6 | [50 empty] | 0 | 0 | 0 | [6 empty] | 0 | 1 | 1 | EA | 1 | Lighting Controls | [27 empty] | Dimmers | [242 empty] | <a href="https://www.lutron.com/TechnicalDocumentLibrary/0301779.pdf" target="_blank">Installation Instructions</a> | [23 empty] | 40.000 DW |  |  | 2.1000 IN | [89 empty] | 1.000 EA | 1.000 EA | [35 empty] | No | [42 empty] | https://www.lutron.com/TechnicalDocumentLibrary/369987_SPA.pdf | [7 empty] | Shelf Stock | [13 empty] | <a href="https://www.lutron.com/TechnicalDocumentLibrary/368-4493_Page_34.pdf" target="_blank">Tech Drawing</a> | [25 empty] | 39122206 | [6 empty] | <a href="https://lutron.widen.net/content/dsiex7hr8w/MP4/Ecom_CasetaGeneral_benefitsvideo.MP4?w=2048" target="_blank">Product Video Clip</a> | [6 empty] | <a href="https://www.lutron.com/TechnicalDocumentLibrary/369-119_Wallbox_Warranty.pdf" target="_blank">Warranty Information</a> |  |  |  |  | 0.350 L | [14 empty] | 0 | 0 | 0 | 0 | Lighting Fixtures | 2016-07-15 15:19 | 2024-07-20 11:23 | 0000-00-00 00:00:00 | 2024-07-20 11:23 | 0000-00-00 00:00:00 | [6 empty] | Ivory
1 | Lutron Electronics | PD-10NXD-BL | 4460-7633 | 4460 | 7633 | Lutron Electronics | Ecom_PD-10NXD-BL_WithWallPlate.jpeg?w=1500 | 784276146159 | CasÃ©ta PRO 1000W Dimmer Black | Caseta Wireless 3-way/single-pole RF dimmer for LED, CFL, Incandescent, Halogen, or Magnetic Low Voltage, 1000W/VA, neutral optional in black |  | 3.4 | 5.6 | [50 empty] | 0 | 0 | 0 | [6 empty] | 0 | 1 | 1 | EA | 1 | Lighting Controls | [27 empty] | Dimmers | [242 empty] | <a href="https://www.lutron.com/TechnicalDocumentLibrary/0301779.pdf" target="_blank">Installation Instructions</a> | [23 empty] | 40.000 DW |  |  | 2.1000 IN | [89 empty] | 1.000 EA | 1.000 EA | [35 empty] | No | [42 empty] | https://www.lutron.com/TechnicalDocumentLibrary/369987_SPA.pdf | [7 empty] | Shelf Stock | [13 empty] | <a href="https://www.lutron.com/TechnicalDocumentLibrary/368-4493_Page_34.pdf" target="_blank">Tech Drawing</a> | [25 empty] | 39122206 | [6 empty] | <a href="https://lutron.widen.net/content/dsiex7hr8w/MP4/Ecom_CasetaGeneral_benefitsvideo.MP4?w=2048" target="_blank">Product Video Clip</a> | [6 empty] | <a href="https://www.lutron.com/TechnicalDocumentLibrary/369-119_Wallbox_Warranty.pdf" target="_blank">Warranty Information</a> |  |  |  |  | 0.350 L | [14 empty] | 0 | 0 | 0 | 0 | Lighting Fixtures | 2016-07-15 15:19 | 2024-07-20 11:22 | 0000-00-00 00:00:00 | 2024-07-20 11:22 | 0000-00-00 00:00:00 | [6 empty] | Black
4 | Lutron Electronics | CAR-15-GFST-BL | 4460-7635 | 4460 | 7635 | Lutron Electronics | Ecom_CAR-15-GFST-BL_nowallplate.jpeg | 784276159524 | CA 15A GFCI SELF TESTING RECEPTACLE BL | Lutron Claro Tamper-Resistant GFCI Duplex Receptacle, 15-Amp, Black |  | 2.25 | 4.5 |  | Ecom_CAR-15-GFST-BL_nowallplate.jpeg | http://grandbrass.xologic.com/vendors/4460/large/Ecom_CAR-15-GFST-BL_nowallplate.jpeg | [47 empty] | 0 | 0 | 0 | [6 empty] | 0 | 1 | 1 | EA | 1 | Lighting Controls |  |  | Electrical Distribution Equipment |  | Receptacles |  | Electrical Receptacles | [20 empty] | Other Lighting Controls | [242 empty] | <a href="https://www.lutron.com/TechnicalDocumentLibrary/0301636.pdf" target="_blank">Installation Instructions</a> | [23 empty] | 10.000 DW |  |  | 2.2500 IN | [89 empty] | 1.000 EA | 1.000 EA | [35 empty] | No | [42 empty] | https://www.lutron.com/TechnicalDocumentLibrary/369964.pdf | [7 empty] | Shelf Stock | [39 empty] | 39121406 | [13 empty] | <a href="https://www.lutron.com/TechnicalDocumentLibrary/369-119_Wallbox_Warranty.pdf" target="_blank">Warranty Information</a> |  |  |  |  | 0.340 L | [14 empty] | 0 | 0 | 0 | 0 | Electrical | 2016-07-15 15:20 | 2024-07-20 11:21 | 0000-00-00 00:00:00 | 2025-11-29 02:00 | 0000-00-00 00:00:00 | [6 empty] | Black
4 | Lutron Electronics | CAR-15-GFST-AL | 4460-7636 | 4460 | 7636 | Lutron Electronics | Ecom_CAR-15-GFST-AL_nowallplate.jpeg | 784276159517 | CA 15A GFCI SELF TESTING RECEPTACLE AL | Lutron Claro Tamper-Resistant GFCI Duplex Receptacle, 15-Amp, Almond |  | 2.25 | 4.5 |  | Ecom_CAR-15-GFST-AL_nowallplate.jpeg | http://grandbrass.xologic.com/vendors/4460/large/Ecom_CAR-15-GFST-AL_nowallplate.jpeg | [47 empty] | 0 | 0 | 0 | [6 empty] | 0 | 1 | 1 | EA | 1 | Lighting Controls |  |  | Electrical Distribution Equipment |  | Receptacles |  | Electrical Receptacles | [20 empty] | Other Lighting Controls | [242 empty] | <a href="https://www.lutron.com/TechnicalDocumentLibrary/0301636.pdf" target="_blank">Installation Instructions</a> | [23 empty] | 10.000 DW |  |  | 2.2500 IN | [89 empty] | 1.000 EA | 1.000 EA | [35 empty] | No | [42 empty] | https://www.lutron.com/TechnicalDocumentLibrary/369964.pdf | [7 empty] | Shelf Stock | [39 empty] | 39121406 | [13 empty] | <a href="https://www.lutron.com/TechnicalDocumentLibrary/369-119_Wallbox_Warranty.pdf" target="_blank">Warranty Information</a> |  |  |  |  | 0.340 L | [14 empty] | 0 | 0 | 0 | 0 | Electrical | 2016-07-15 15:20 | 2024-07-20 11:17 | 0000-00-00 00:00:00 | 2025-11-29 02:00 | 0000-00-00 00:00:00 | [6 empty] | Almond
4 | Lutron Electronics | CAR-15-GFST-BR | 4460-7637 | 4460 | 7637 | Lutron Electronics | Ecom_CAR-15-GFST-BR_nowallplate.jpeg | 784276159531 | CA 15A GFCI SELF TESTING RECEPTACLE BR | Lutron Claro Tamper-Resistant GFCI Duplex Receptacle, 15-Amp, Brown |  | 2.25 | 4.5 |  | Ecom_CAR-15-GFST-BR_nowallplate.jpeg | http://grandbrass.xologic.com/vendors/4460/large/Ecom_CAR-15-GFST-BR_nowallplate.jpeg | [47 empty] | 0 | 0 | 0 | [6 empty] | 0 | 1 | 1 | EA | 1 | Lighting Controls |  |  | Electrical Distribution Equipment |  | Receptacles |  | Electrical Receptacles | [20 empty] | Other Lighting Controls | [242 empty] | <a href="https://www.lutron.com/TechnicalDocumentLibrary/0301636.pdf" target="_blank">Installation Instructions</a> | [23 empty] | 10.000 DW |  |  | 2.2500 IN | [89 empty] | 1.000 EA | 1.000 EA | [35 empty] | No | [42 empty] | https://www.lutron.com/TechnicalDocumentLibrary/369964.pdf | [7 empty] | Shelf Stock | [39 empty] | 39121406 | [13 empty] | <a href="https://www.lutron.com/TechnicalDocumentLibrary/369-119_Wallbox_Warranty.pdf" target="_blank">Warranty Information</a> |  |  |  |  | 0.340 L | [14 empty] | 0 | 0 | 0 | 0 | Electrical | 2016-07-15 15:20 | 2024-07-20 11:23 | 0000-00-00 00:00:00 | 2025-11-29 02:00 | 0000-00-00 00:00:00 | [6 empty] | Brown
4 | Lutron Electronics | CAR-15-GFST-GR | 4460-7638 | 4460 | 7638 | Lutron Electronics | Ecom_CAR-15-GFST-GR_nowallplate.jpeg | 784276159548 | CA 15A GFCI SELF TESTING RECEPTACLE GRAY | Lutron Claro Tamper-Resistant GFCI Duplex Receptacle, 15-Amp, Gray |  | 2.25 | 4.5 |  | Ecom_CAR-15-GFST-GR_nowallplate.jpeg | http://grandbrass.xologic.com/vendors/4460/large/Ecom_CAR-15-GFST-GR_nowallplate.jpeg | [47 empty] | 0 | 0 | 0 | [6 empty] | 0 | 1 | 1 | EA | 1 | Lighting Controls |  |  | Electrical Distribution Equipment |  | Receptacles |  | Electrical Receptacles | [20 empty] | Other Lighting Controls | [242 empty] | <a href="https://www.lutron.com/TechnicalDocumentLibrary/0301636.pdf" target="_blank">Installation Instructions</a> | [23 empty] | 10.000 DW |  |  | 2.2500 IN | [89 empty] | 1.000 EA | 1.000 EA | [35 empty] | No | [42 empty] | https://www.lutron.com/TechnicalDocumentLibrary/369964.pdf | [7 empty] | Shelf Stock | [39 empty] | 39121406 | [13 empty] | <a href="https://www.lutron.com/TechnicalDocumentLibrary/369-119_Wallbox_Warranty.pdf" target="_blank">Warranty Information</a> |  |  |  |  | 0.340 L | [14 empty] | 0 | 0 | 0 | 0 | Electrical | 2016-07-15 15:20 | 2024-07-20 11:17 | 0000-00-00 00:00:00 | 2025-11-29 02:00 | 0000-00-00 00:00:00 | [6 empty] | Gray
4 | Lutron Electronics | CAR-15-GFST-IV | 4460-7639 | 4460 | 7639 | Lutron Electronics | Ecom_CAR-15-GFST-IV_nowallplate.jpeg | 784276159555 | CA 15A GFCI SELF TESTING RECEPTACLE IV | Lutron Claro Tamper-Resistant GFCI Duplex Receptacle, 15-Amp, Ivory |  | 2.25 | 4.5 |  | Ecom_CAR-15-GFST-IV_nowallplate.jpeg | http://grandbrass.xologic.com/vendors/4460/large/Ecom_CAR-15-GFST-IV_nowallplate.jpeg | [47 empty] | 0 | 0 | 0 | [6 empty] | 0 | 1 | 1 | EA | 1 | Lighting Controls |  |  | Electrical Distribution Equipment |  | Receptacles |  | Electrical Receptacles | [20 empty] | Other Lighting Controls | [242 empty] | <a href="https://www.lutron.com/TechnicalDocumentLibrary/0301636.pdf" target="_blank">Installation Instructions</a> | [23 empty] | 45.000 DW |  |  | 2.2500 IN | [89 empty] | 1.000 EA | 1.000 EA | [35 empty] | No | [42 empty] | https://www.lutron.com/TechnicalDocumentLibrary/369964.pdf | [7 empty] | Shelf Stock | [39 empty] | 39121406 | [13 empty] | <a href="https://www.lutron.com/TechnicalDocumentLibrary/369-119_Wallbox_Warranty.pdf" target="_blank">Warranty Information</a> |  |  |  |  | 0.340 L | [14 empty] | 0 | 0 | 0 | 0 | Electrical | 2016-07-15 15:20 | 2024-07-20 11:24 | 0000-00-00 00:00:00 | 2025-11-29 02:00 | 0000-00-00 00:00:00 | [6 empty] | Ivory
4 | Lutron Electronics | CAR-15-GFST-LA | 4460-7640 | 4460 | 7640 | Lutron Electronics | Ecom_CAR-15-GFST-LA_nowallplate.jpeg | 784276159562 | CA 15A GFCI SELF TESTING RECEPTACLE LA | Lutron Claro Tamper-Resistant GFCI Duplex Receptacle, 15-Amp, Light Almond |  | 2.25 | 4.5 |  | Ecom_CAR-15-GFST-LA_nowallplate.jpeg | http://grandbrass.xologic.com/vendors/4460/large/Ecom_CAR-15-GFST-LA_nowallplate.jpeg | [47 empty] | 0 | 0 | 0 | [6 empty] | 0 | 1 | 1 | EA | 1 | Lighting Controls |  |  | Electrical Distribution Equipment |  | Receptacles |  | Electrical Receptacles | [20 empty] | Other Lighting Controls | [242 empty] | <a href="https://www.lutron.com/TechnicalDocumentLibrary/0301636.pdf" target="_blank">Installation Instructions</a> | [23 empty] | 10.000 DW |  |  | 2.2500 IN | [89 empty] | 1.000 EA | 1.000 EA | [35 empty] | No | [42 empty] | https://www.lutron.com/TechnicalDocumentLibrary/369964.pdf | [7 empty] | Shelf Stock | [39 empty] | 39121406 | [13 empty] | <a href="https://www.lutron.com/TechnicalDocumentLibrary/369-119_Wallbox_Warranty.pdf" target="_blank">Warranty Information</a> |  |  |  |  | 0.340 L | [14 empty] | 0 | 0 | 0 | 0 | Electrical | 2016-07-15 15:20 | 2024-07-20 11:20 | 0000-00-00 00:00:00 | 2025-11-29 02:00 | 0000-00-00 00:00:00
4 | Lutron Electronics | CAR-15-GFST-WH | 4460-7641 | 4460 | 7641 | Lutron Electronics | Ecom_CAR-15-GFST-WH_nowallplate.jpeg | 784276159579 | CA 15A GFCI SELF TESTING RECEPTACLE WH | Lutron Claro Tamper-Resistant GFCI Duplex Receptacle, 15-Amp, White |  | 2.3 | 4.5 |  | Ecom_CAR-15-GFST-WH_nowallplate.jpeg | http://grandbrass.xologic.com/vendors/4460/large/Ecom_CAR-15-GFST-WH_nowallplate.jpeg | [47 empty] | 0 | 0 | 0 | [6 empty] | 0 | 1 | 1 | EA | 1 | Lighting Controls |  |  | Electrical Distribution Equipment |  | Receptacles |  | Electrical Receptacles | [20 empty] | Other Lighting Controls | [242 empty] | <a href="https://www.lutron.com/TechnicalDocumentLibrary/0301636.pdf" target="_blank">Installation Instructions</a> | [23 empty] | 10.000 DW |  |  | 2.3000 IN | [89 empty] | 1.000 EA | 1.000 EA | [35 empty] | No | [42 empty] | https://www.lutron.com/TechnicalDocumentLibrary/369964.pdf | [7 empty] | Shelf Stock | [39 empty] | 39121406 | [13 empty] | <a href="https://www.lutron.com/TechnicalDocumentLibrary/369-119_Wallbox_Warranty.pdf" target="_blank">Warranty Information</a> |  |  |  |  | 0.250 L | [14 empty] | 0 | 0 | 0 | 0 | Electrical | 2016-07-15 15:20 | 2024-07-20 11:23 | 0000-00-00 00:00:00 | 2025-11-29 02:00 | 0000-00-00 00:00:00 | [6 empty] | White
1 | Lutron Electronics | P-BDG-PKG1W | 4460-7642 | 4460 | 7642 | Lutron Electronics | P-BDG-PKG1W | 784276091145 | CasÃ©ta Dimmer Starter Kit | Lutron Caseta Wireless Smart Lighting Dimmer Switch Starter Kit. Includes all necessary components to setup a single room for dimming. Kit contains 1 In-wall dimmer with faceplate, 1 Smart Bridge, and 1 Pico remote control |  | 4.1 | 7.4 | [50 empty] | 0 | 0 | 0 | [6 empty] | 0 | 1 | 1 | EA | 1 | Lighting Controls | [27 empty] | Dimmers | [49 empty] | <a href="https://www.lutron.com/TechnicalDocumentLibrary/3672499_Caseta_Brochure.pdf" target="_blank">Manufacturer Brochure</a> | [192 empty] | <a href="https://www.lutron.com/TechnicalDocumentLibrary/Quick%20Start%20Guide%20-%20Caseta%20Smart%20Bridge%20Pro.pdf" target="_blank">Installation Instructions</a> | [23 empty] | 10.000 DW |  |  | 7.4000 IN | [89 empty] | 1.000 EA | 1.000 EA | [35 empty] | No | [42 empty] | https://www.lutron.com/TechnicalDocumentLibrary/369987_FRE.pdf | [7 empty] | Shelf Stock | [13 empty] | <a href="https://www.lutron.com/TechnicalDocumentLibrary/368-4493_Page_2.pdf" target="_blank">Tech Drawing</a> | [25 empty] | 39122206 | [6 empty] | <a href="https://lutron.widen.net/content/dsiex7hr8w/original/Ecom_CasetaGeneral_benefitsvideo.mp4" target="_blank">Product Video Clip</a> | [6 empty] | <a href="https://www.lutron.com/TechnicalDocumentLibrary/369-119_Wallbox_Warranty.pdf" target="_blank">Warranty Information</a> |  |  |  |  | 0.950 L | [14 empty] | 0 | 0 | 0 | 0 | Lighting Fixtures | 2016-07-15 15:20 | 2024-07-20 11:18 | 0000-00-00 00:00:00 | 2024-07-20 11:18 | 0000-00-00 00:00:00
1 | Lutron Electronics | P-BDGPRO-PKG1W | 4460-7643 | 4460 | 7643 | Lutron Electronics | P-BDGPRO-PKG1W.jpg | 784276152952 | PRO BRIDGE KIT 1 WALL | Caseta Wireless starter kit. Includes all necessary components to setup a single room for dimming. Kit contains 1 In-wall dimmer with faceplate, 1 Smart Bridge Pro, and 1 Pico remote control |  | 7.6 | 2.5 |  | P-BDGPRO-PKG1W.jpg | http://grandbrass.xologic.com/vendors/4460/large/P-BDGPRO-PKG1W.jpg | [47 empty] | 0 | 0 | 0 | [6 empty] | 0 | 1 | 1 | EA | 1 | Lighting Controls | [27 empty] | Dimmers | [49 empty] | <a href="https://www.lutron.com/TechnicalDocumentLibrary/3672499_Caseta_Brochure.pdf" target="_blank">Manufacturer Brochure</a> | [192 empty] | <a href="https://www.lutron.com/TechnicalDocumentLibrary/Quick%20Start%20Guide%20-%20Caseta%20Smart%20Bridge%20Pro.pdf" target="_blank">Installation Instructions</a> | [23 empty] | 10.000 DW |  |  | 8.0000 IN | [89 empty] | 1.000 EA | 1.000 EA | [35 empty] | No | [42 empty] | https://www.lutron.com/TechnicalDocumentLibrary/369987_FRE.pdf | [7 empty] | Shelf Stock | [39 empty] | 39122206 | [13 empty] | <a href="https://www.lutron.com/TechnicalDocumentLibrary/369-119_Wallbox_Warranty.pdf" target="_blank">Warranty Information</a> |  |  |  |  | 0.950 L | [14 empty] | 0 | 0 | 0 | 0 | Lighting Fixtures | 2016-07-15 15:20 | 2024-07-20 11:20 | 0000-00-00 00:00:00 | 2024-07-20 11:20 | 0000-00-00 00:00:00
4 | Lutron Electronics | NTR-20-GFST-GR | 4460-7645 | 4460 | 7645 | Lutron Electronics | NTR-20-GFST-GR.png | 784276158459 | NT 20A GFCI SELF TESTING GRAY | Tamper resistant, Self-testing GFCI receptacle, 20A in gray |  | 5.25 | 3.75 |  | NTR-20-GFST-GR.png | http://grandbrass.xologic.com/vendors/4460/large/NTR-20-GFST-GR.png | [47 empty] | 0 | 0 | 0 | [6 empty] | 0 | 1 | 1 | EA | 1 | Lighting Controls |  |  | Electrical Distribution Equipment |  | Receptacles |  | Electrical Receptacles | [20 empty] | Other Lighting Controls | [242 empty] | <a href="https://www.lutron.com/TechnicalDocumentLibrary/0301636.pdf" target="_blank">Installation Instructions</a> | [23 empty] | 10.000 DW |  |  | 5.2500 IN | [89 empty] | 1.000 EA | 1.000 EA | [35 empty] | No | [42 empty] | https://www.lutron.com/TechnicalDocumentLibrary/369964.pdf | [7 empty] | Shelf Stock | [13 empty] | <a href="https://www.lutron.com/TechnicalDocumentLibrary/368-4493_Page_20.pdf" target="_blank">Tech Drawing</a> | [25 empty] | 39121406 | [13 empty] | <a href="https://www.lutron.com/TechnicalDocumentLibrary/369-119_Wallbox_Warranty.pdf" target="_blank">Warranty Information</a> |  |  |  |  | 0.340 L | [14 empty] | 0 | 0 | 0 | 0 | Electrical | 2016-07-15 15:20 | 2024-07-20 11:20 | 0000-00-00 00:00:00 | 2025-11-29 02:00 | 0000-00-00 00:00:00 | [6 empty] | Gray
4 | Lutron Electronics | NTR-20-GFST-IV | 4460-7646 | 4460 | 7646 | Lutron Electronics | NTR-20-GFST-IV.png | 784276158466 | NT 20A GFCI SELF TESTING IVORY | Tamper resistant, Self-testing GFCI receptacle, 20A in ivory |  | 5.25 | 3.75 |  | NTR-20-GFST-IV.png | http://grandbrass.xologic.com/vendors/4460/large/NTR-20-GFST-IV.png | [47 empty] | 0 | 0 | 0 | [6 empty] | 0 | 1 | 1 | EA | 1 | Lighting Controls |  |  | Electrical Distribution Equipment |  | Receptacles |  | Electrical Receptacles | [20 empty] | Other Lighting Controls | [242 empty] | <a href="https://www.lutron.com/TechnicalDocumentLibrary/0301636.pdf" target="_blank">Installation Instructions</a> | [23 empty] | 10.000 DW |  |  | 5.2500 IN | [89 empty] | 1.000 EA | 1.000 EA | [35 empty] | No | [42 empty] | https://www.lutron.com/TechnicalDocumentLibrary/369964.pdf | [7 empty] | Shelf Stock | [13 empty] | <a href="https://www.lutron.com/TechnicalDocumentLibrary/368-4493_Page_20.pdf" target="_blank">Tech Drawing</a> | [25 empty] | 39121406 | [13 empty] | <a href="https://www.lutron.com/TechnicalDocumentLibrary/369-119_Wallbox_Warranty.pdf" target="_blank">Warranty Information</a> |  |  |  |  | 0.340 L | [14 empty] | 0 | 0 | 0 | 0 | Electrical | 2016-07-15 15:20 | 2024-07-20 11:23 | 0000-00-00 00:00:00 | 2025-11-29 02:00 | 0000-00-00 00:00:00 | [6 empty] | Ivory
4 | Lutron Electronics | NTR-20-GFST-LA | 4460-7647 | 4460 | 7647 | Lutron Electronics | NTR-20-GFST-LA.png | 784276158473 | NT 20A GFCI SELF TESTING LT. ALMOND | Tamper resistant, Self-testing GFCI receptacle, 20A in light almond |  | 5.25 | 3.75 |  | NTR-20-GFST-LA.png | http://grandbrass.xologic.com/vendors/4460/large/NTR-20-GFST-LA.png | [47 empty] | 0 | 0 | 0 | [6 empty] | 0 | 1 | 1 | EA | 1 | Lighting Controls |  |  | Electrical Distribution Equipment |  | Receptacles |  | Electrical Receptacles | [20 empty] | Other Lighting Controls | [242 empty] | <a href="https://www.lutron.com/TechnicalDocumentLibrary/0301636.pdf" target="_blank">Installation Instructions</a> | [23 empty] | 20.000 DW |  |  | 5.2500 IN | [89 empty] | 1.000 EA | 1.000 EA | [35 empty] | No | [42 empty] | https://www.lutron.com/TechnicalDocumentLibrary/369964.pdf | [7 empty] | Shelf Stock | [13 empty] | <a href="https://www.lutron.com/TechnicalDocumentLibrary/368-4493_Page_20.pdf" target="_blank">Tech Drawing</a> | [25 empty] | 39121406 | [13 empty] | <a href="https://www.lutron.com/TechnicalDocumentLibrary/369-119_Wallbox_Warranty.pdf" target="_blank">Warranty Information</a> |  |  |  |  | 0.340 L | [14 empty] | 0 | 0 | 0 | 0 | Electrical | 2016-07-15 15:20 | 2024-07-20 11:22 | 0000-00-00 00:00:00 | 2025-11-29 02:00 | 0000-00-00 00:00:00
4 | Lutron Electronics | NTR-20-GFST-SI | 4460-7648 | 4460 | 7648 | Lutron Electronics | NTR-20-GFST-SI.png | 784276158480 | NT 20A GFCI SELF TESTING SIENNA | Architectural style, tamper resistant, Self-testing GFCI receptacle, 20A in sienna |  | 2.3 | 4.5 |  | NTR-20-GFST-SI.png | http://grandbrass.xologic.com/vendors/4460/large/NTR-20-GFST-SI.png | [47 empty] | 0 | 0 | 0 | [6 empty] | 0 | 1 | 1 | EA | 1 | Lighting Controls |  |  | Electrical Distribution Equipment |  | Receptacles |  | Electrical Receptacles | [20 empty] | Other Lighting Controls | [242 empty] | <a href="https://www.lutron.com/TechnicalDocumentLibrary/0301636.pdf" target="_blank">Installation Instructions</a> | [23 empty] | 10.000 DW |  |  | 2.3000 IN | [89 empty] | 1.000 EA | 1.000 EA | [35 empty] | No | [42 empty] | https://www.lutron.com/TechnicalDocumentLibrary/369964.pdf | [7 empty] | Shelf Stock | [13 empty] | <a href="https://www.lutron.com/TechnicalDocumentLibrary/368-4493_Page_20.pdf" target="_blank">Tech Drawing</a> | [25 empty] | 39121406 | [13 empty] | <a href="https://www.lutron.com/TechnicalDocumentLibrary/369-119_Wallbox_Warranty.pdf" target="_blank">Warranty Information</a> |  |  |  |  | 0.340 L | [14 empty] | 0 | 0 | 0 | 0 | Electrical | 2016-07-15 15:20 | 2024-07-20 11:19 | 0000-00-00 00:00:00 | 2025-11-29 02:00 | 0000-00-00 00:00:00 | [6 empty] | Sienna
4 | Lutron Electronics | NTR-20-GFST-TP | 4460-7649 | 4460 | 7649 | Lutron Electronics | NTR-20-GFST-TP.png | 784276158497 | NT 20A GFCI SELF TESTING TAUPE | Architectural style, tamper resistant, Self-testing GFCI receptacle, 20A in taupe |  | 5.25 | 3.75 |  | NTR-20-GFST-TP.png | http://grandbrass.xologic.com/vendors/4460/large/NTR-20-GFST-TP.png | [47 empty] | 0 | 0 | 0 | [6 empty] | 0 | 1 | 1 | EA | 1 | Lighting Controls |  |  | Electrical Distribution Equipment |  | Receptacles |  | Electrical Receptacles | [20 empty] | Other Lighting Controls | [242 empty] | <a href="https://www.lutron.com/TechnicalDocumentLibrary/0301636.pdf" target="_blank">Installation Instructions</a> | [23 empty] | 10.000 DW |  |  | 5.2500 IN | [89 empty] | 1.000 EA | 1.000 EA | [35 empty] | No | [42 empty] | https://www.lutron.com/TechnicalDocumentLibrary/369964.pdf | [7 empty] | Shelf Stock | [13 empty] | <a href="https://www.lutron.com/TechnicalDocumentLibrary/368-4493_Page_20.pdf" target="_blank">Tech Drawing</a> | [25 empty] | 39121406 | [13 empty] | <a href="https://www.lutron.com/TechnicalDocumentLibrary/369-119_Wallbox_Warranty.pdf" target="_blank">Warranty Information</a> |  |  |  |  | 0.340 L | [14 empty] | 0 | 0 | 0 | 0 | Electrical | 2016-07-15 15:20 | 2024-07-20 11:20 | 0000-00-00 00:00:00 | 2025-11-29 02:00 | 0000-00-00 00:00:00 | [6 empty] | Taupe
4 | Lutron Electronics | NTR-20-GFST-WH | 4460-7650 | 4460 | 7650 | Lutron Electronics | NTR-20-GFST-WH.png | 784276158503 | NT 20A GFCI SELF TESTING WHITE | Tamper resistant, Self-testing GFCI receptacle, 20A in white |  | 5.25 | 3.75 |  | NTR-20-GFST-WH.png | http://grandbrass.xologic.com/vendors/4460/large/NTR-20-GFST-WH.png | [47 empty] | 0 | 0 | 0 | [6 empty] | 0 | 1 | 1 | EA | 1 | Lighting Controls |  |  | Electrical Distribution Equipment |  | Receptacles |  | Electrical Receptacles | [20 empty] | Other Lighting Controls | [242 empty] | <a href="https://www.lutron.com/TechnicalDocumentLibrary/0301636.pdf" target="_blank">Installation Instructions</a> | [23 empty] | 10.000 DW |  |  | 5.2500 IN | [89 empty] | 1.000 EA | 1.000 EA | [35 empty] | No | [42 empty] | https://www.lutron.com/TechnicalDocumentLibrary/369964.pdf | [7 empty] | Shelf Stock | [13 empty] | <a href="https://www.lutron.com/TechnicalDocumentLibrary/368-4493_Page_20.pdf" target="_blank">Tech Drawing</a> | [25 empty] | 39121406 | [13 empty] | <a href="https://www.lutron.com/TechnicalDocumentLibrary/369-119_Wallbox_Warranty.pdf" target="_blank">Warranty Information</a> |  |  |  |  | 0.340 L | [14 empty] | 0 | 0 | 0 | 0 | Electrical | 2016-07-15 15:20 | 2024-07-20 11:21 | 0000-00-00 00:00:00 | 2025-11-29 02:00 | 0000-00-00 00:00:00 | [6 empty] | White
4 | Lutron Electronics | SCR-20-GFST-BI | 4460-7651 | 4460 | 7651 | Lutron Electronics | Ecom_SCR-20-GFST-BI_nowallplate.jpeg | 784276158718 | SC 20A GFCI SELF TESTING BISCUIT | Lutron Claro Tamper-Resistant GFCI Duplex Receptacle, 20-Amp, Biscuit |  | 2.3 | 4.5 |  | Ecom_SCR-20-GFST-BI_nowallplate.jpeg | http://grandbrass.xologic.com/vendors/4460/large/Ecom_SCR-20-GFST-BI_nowallplate.jpeg | [47 empty] | 0 | 0 | 0 | [6 empty] | 0 | 1 | 1 | EA | 1 | Lighting Controls |  |  | Electrical Distribution Equipment |  | Receptacles |  | Electrical Receptacles | [20 empty] | Other Lighting Controls | [242 empty] | <a href="https://www.lutron.com/TechnicalDocumentLibrary/0301636.pdf" target="_blank">Installation Instructions</a> | [23 empty] | 10.000 DW |  |  | 2.3000 IN | [89 empty] | 1.000 EA | 1.000 EA | [35 empty] | No | [42 empty] | https://www.lutron.com/TechnicalDocumentLibrary/369964.pdf | [7 empty] | Shelf Stock | [13 empty] | <a href="https://www.lutron.com/TechnicalDocumentLibrary/368-4493_Page_20.pdf" target="_blank">Tech Drawing</a> | [25 empty] | 39121406 | [13 empty] | <a href="https://www.lutron.com/TechnicalDocumentLibrary/369-119_Wallbox_Warranty.pdf" target="_blank">Warranty Information</a> |  |  |  |  | 0.340 L | [14 empty] | 0 | 0 | 0 | 0 | Electrical | 2016-07-15 15:20 | 2024-07-20 11:23 | 0000-00-00 00:00:00 | 2025-11-29 02:00 | 0000-00-00 00:00:00 | [6 empty] | Biscuit
4 | Lutron Electronics | SCR-20-GFST-MN | 4460-7660 | 4460 | 7660 | Lutron Electronics | Ecom_SCR-20-GFST-MN_nowallplate.jpeg | 784276158800 | SC 20A GFCI SELF TESTING MIDNIGHT | Lutron Claro Tamper-Resistant GFCI Duplex Receptacle, 20-Amp, Midnight |  | 2.3 | 4.5 |  | Ecom_SCR-20-GFST-MN_nowallplate.jpeg | http://grandbrass.xologic.com/vendors/4460/large/Ecom_SCR-20-GFST-MN_nowallplate.jpeg | [47 empty] | 0 | 0 | 0 | [6 empty] | 0 | 1 | 1 | EA | 1 | Lighting Controls |  |  | Electrical Distribution Equipment |  | Receptacles |  | Electrical Receptacles | [20 empty] | Other Lighting Controls | [242 empty] | <a href="https://www.lutron.com/TechnicalDocumentLibrary/0301636.pdf" target="_blank">Installation Instructions</a> | [23 empty] | 15.000 DW |  |  | 2.3000 IN | [89 empty] | 1.000 EA | 1.000 EA | [35 empty] | No | [42 empty] | https://www.lutron.com/TechnicalDocumentLibrary/369964.pdf | [7 empty] | Shelf Stock | [13 empty] | <a href="https://www.lutron.com/TechnicalDocumentLibrary/368-4493_Page_20.pdf" target="_blank">Tech Drawing</a> | [25 empty] | 39121406 | [13 empty] | <a href="https://www.lutron.com/TechnicalDocumentLibrary/369-119_Wallbox_Warranty.pdf" target="_blank">Warranty Information</a> |  |  |  |  | 0.340 L | [14 empty] | 0 | 0 | 0 | 0 | Electrical | 2016-07-15 15:20 | 2024-07-20 11:24 | 0000-00-00 00:00:00 | 2025-11-29 02:00 | 0000-00-00 00:00:00 | [6 empty] | Midnight
4 | Lutron Electronics | SCR-20-GFST-SW | 4460-7666 | 4460 | 7666 | Lutron Electronics | Ecom_SCR-20-GFST-SW_nowallplate.jpeg | 784276158862 | SC 20A GFCI SELF TESTING SNOW | Lutron Claro Tamper-Resistant GFCI Duplex Receptacle, 20-Amp, Snow |  | 2.3 | 4.5 |  | Ecom_SCR-20-GFST-SW_nowallplate.jpeg | http://grandbrass.xologic.com/vendors/4460/large/Ecom_SCR-20-GFST-SW_nowallplate.jpeg | [47 empty] | 0 | 0 | 0 | [6 empty] | 0 | 1 | 1 | EA | 1 | Lighting Controls |  |  | Electrical Distribution Equipment |  | Receptacles |  | Electrical Receptacles | [20 empty] | Other Lighting Controls | [242 empty] | <a href="https://www.lutron.com/TechnicalDocumentLibrary/0301636.pdf" target="_blank">Installation Instructions</a> | [23 empty] | 10.000 DW |  |  | 2.3000 IN | [89 empty] | 1.000 EA | 1.000 EA | [35 empty] | No | [42 empty] | https://www.lutron.com/TechnicalDocumentLibrary/369964.pdf | [7 empty] | Shelf Stock | [13 empty] | <a href="https://www.lutron.com/TechnicalDocumentLibrary/368-4493_Page_20.pdf" target="_blank">Tech Drawing</a> | [25 empty] | 39121406 | [13 empty] | <a href="https://www.lutron.com/TechnicalDocumentLibrary/369-119_Wallbox_Warranty.pdf" target="_blank">Warranty Information</a> |  |  |  |  | 0.340 L | [14 empty] | 0 | 0 | 0 | 0 | Electrical | 2016-07-15 15:20 | 2024-07-20 11:22 | 0000-00-00 00:00:00 | 2025-11-29 02:00 | 0000-00-00 00:00:00 | [6 empty] | Snow
4 | Lutron Electronics | L-BDG2-WH | 4460-7668 | 4460 | 7668 | Lutron Electronics | Ecom_L-BDG2-WH_nowallplate.jpeg | 784276099332 | CasÃ©ta Wireless Smart Bridge | Smart Bridge with HomeKit technology, allows control of lights and shades via the Lutron app or Siri |  | 2.2 | 6 |  | Ecom_L-BDG2-WH_nowallplate.jpeg | http://grandbrass.xologic.com/vendors/4460/large/Ecom_L-BDG2-WH_nowallplate.jpeg | [47 empty] | 0 | 0 | 0 | [6 empty] | 0 | 1 | 1 | EA | 1 | Specialty Items |  |  | Control And Automation |  | Programmable Control |  | Programmable Logic Controller Accessories | [20 empty] | Other Specialty Items | [49 empty] | <a href="https://www.lutron.com/TechnicalDocumentLibrary/3672499_Caseta_Brochure.pdf" target="_blank">Manufacturer Brochure</a> | [192 empty] | <a href="https://www.lutron.com/TechnicalDocumentLibrary/Quick%20Start%20Guide%20-%20Caseta%20Smart%20Bridge%20Pro.pdf" target="_blank">Installation Instructions</a> | [23 empty] | 10.000 DW |  |  | 6.1000 IN | [89 empty] | 1.000 EA | 1.000 EA | [35 empty] | No | [42 empty] | https://www.lutron.com/TechnicalDocumentLibrary/369816_Smart_Bridge_Pro_Spec.pdf | [7 empty] | Shelf Stock | [39 empty] | 32151703 | [6 empty] | <a href="https://lutron.widen.net/content/dsiex7hr8w/original/Ecom_CasetaGeneral_benefitsvideo.mp4" target="_blank">Product Video Clip</a> | [6 empty] | <a href="https://www.lutron.com/TechnicalDocumentLibrary/369-119_Wallbox_Warranty.pdf" target="_blank">Warranty Information</a> |  |  |  |  | 0.550 L | [14 empty] | 0 | 0 | 0 | 0 | Electrical | 2016-07-15 15:21 | 2024-07-20 11:29 | 0000-00-00 00:00:00 | 2025-11-29 02:00 | 0000-00-00 00:00:00 | [6 empty] | White
1 | Lutron Electronics | PJ2-4B-WH-L31P | 4460-7669 | 4460 | 7669 | Lutron Electronics | Ecom_PJ2-4B-GWH-L31_NoWallPlate.jpeg?w=1500 | 784276102346 | PICO PRO 4B SCENE LIGHT IN WHITE | Pico Wireless Control, 4-button, light scene control in white |  | 2.5 | 0.4 | [50 empty] | 0 | 0 | 0 | [6 empty] | 0 | 1 | 1 | EA | 1 | Lighting Controls | [27 empty] | Other Lighting Controls | [242 empty] | <a href="https://www.lutron.com/TechnicalDocumentLibrary/041481.pdf" target="_blank">Installation Instructions</a> | [23 empty] | 10.000 DW |  |  | 3.8000 IN | [89 empty] | 1.000 EA | 1.000 EA | [35 empty] | No | [42 empty] | https://www.lutron.com/TechnicalDocumentLibrary/369941.pdf | [7 empty] | Shelf Stock | [39 empty] | 52161525 | [6 empty] | <a href="https://lutron.widen.net/content/fomoe9knmc/MP4/Ecom_PicoBenefits_video.MP4?w=2048" target="_blank">Product Video Clip</a> | [6 empty] | <a href="https://www.lutron.com/TechnicalDocumentLibrary/369-119_Wallbox_Warranty.pdf" target="_blank">Warranty Information</a> |  |  |  |  | 0.150 L | [14 empty] | 0 | 0 | 0 | 0 | Lighting Fixtures | 2016-07-15 15:21 | 2024-07-20 11:27 | 0000-00-00 00:00:00 | 2024-07-20 11:27 | 0000-00-00 00:00:00 | [6 empty] | White
1 | Lutron Electronics | PJ2-4B-LA-L31P | 4460-7670 | 4460 | 7670 | Lutron Electronics | PJ2-4B-GLA-L31.jpeg?w=1500 | 784276102353 | PICO PRO 4B SCENE LIGHT IN LIGHT ALMOND | Pico Wireless Control, 4-button, light scene control in light almond |  | 2.5 | 0.4 | [50 empty] | 0 | 0 | 0 | [6 empty] | 0 | 1 | 1 | EA | 1 | Lighting Controls | [27 empty] | Other Lighting Controls | [242 empty] | <a href="https://www.lutron.com/TechnicalDocumentLibrary/041481.pdf" target="_blank">Installation Instructions</a> | [23 empty] | 10.000 DW |  |  | 3.8000 IN | [89 empty] | 1.000 EA | 1.000 EA | [35 empty] | No | [42 empty] | https://www.lutron.com/TechnicalDocumentLibrary/369941.pdf | [7 empty] | Shelf Stock | [39 empty] | 52161525 | [6 empty] | <a href="https://lutron.widen.net/content/fomoe9knmc/MP4/Ecom_PicoBenefits_video.MP4?w=2048" target="_blank">Product Video Clip</a> | [6 empty] | <a href="https://www.lutron.com/TechnicalDocumentLibrary/369-119_Wallbox_Warranty.pdf" target="_blank">Warranty Information</a> |  |  |  |  | 0.150 L | [14 empty] | 0 | 0 | 0 | 0 | Lighting Fixtures | 2016-07-15 15:21 | 2024-07-20 11:29 | 0000-00-00 00:00:00 | 2024-07-20 11:29 | 0000-00-00 00:00:00
1 | Lutron Electronics | PJ2-4B-IV-L31P | 4460-7671 | 4460 | 7671 | Lutron Electronics | PJ2-4B-GIV-L31.jpeg?w=1500 | 784276102360 | PICO PRO 4B SCENE LIGHT IN IVORY | Pico Wireless Control, 4-button, light scene control in ivory |  | 0.5 | 5.75 | [50 empty] | 0 | 0 | 0 | [6 empty] | 0 | 1 | 1 | EA | 1 | Lighting Controls | [27 empty] | Other Lighting Controls | [242 empty] | <a href="https://www.lutron.com/TechnicalDocumentLibrary/041481.pdf" target="_blank">Installation Instructions</a> | [23 empty] | 10.000 DW |  |  | 3.8800 IN | [89 empty] | 1.000 EA | 1.000 EA | [35 empty] | No | [42 empty] | https://www.lutron.com/TechnicalDocumentLibrary/369941.pdf | [7 empty] | Shelf Stock | [39 empty] | 52161525 | [6 empty] | <a href="https://lutron.widen.net/content/fomoe9knmc/MP4/Ecom_PicoBenefits_video.MP4?w=2048" target="_blank">Product Video Clip</a> | [6 empty] | <a href="https://www.lutron.com/TechnicalDocumentLibrary/369-119_Wallbox_Warranty.pdf" target="_blank">Warranty Information</a> |  |  |  |  | 0.050 L | [14 empty] | 0 | 0 | 0 | 0 | Lighting Fixtures | 2016-07-15 15:21 | 2024-07-20 11:23 | 0000-00-00 00:00:00 | 2024-07-20 11:23 | 0000-00-00 00:00:00 | [6 empty] | Ivory
1 | Lutron Electronics | PJ2-4B-BL-L31P | 4460-7672 | 4460 | 7672 | Lutron Electronics | PJ2-4B-BL-L31P.jpeg?w=1500 | 784276102377 | PICO PRO 4B SCENE LIGHT IN BLACK | Pico Wireless Control, 4-button, light scene control in black |  | 0.5 | 5.75 | [50 empty] | 0 | 0 | 0 | [6 empty] | 0 | 1 | 1 | EA | 1 | Lighting Controls | [27 empty] | Other Lighting Controls | [242 empty] | <a href="https://www.lutron.com/TechnicalDocumentLibrary/041481.pdf" target="_blank">Installation Instructions</a> | [23 empty] | 10.000 DW |  |  | 3.8800 IN | [89 empty] | 1.000 EA | 1.000 EA | [35 empty] | No | [42 empty] | https://www.lutron.com/TechnicalDocumentLibrary/369941.pdf | [7 empty] | Shelf Stock | [39 empty] | 52161525 | [6 empty] | <a href="https://lutron.widen.net/content/fomoe9knmc/MP4/Ecom_PicoBenefits_video.MP4?w=2048" target="_blank">Product Video Clip</a> | [6 empty] | <a href="https://www.lutron.com/TechnicalDocumentLibrary/369-119_Wallbox_Warranty.pdf" target="_blank">Warranty Information</a> |  |  |  |  | 0.050 L | [14 empty] | 0 | 0 | 0 | 0 | Lighting Fixtures | 2016-07-15 15:21 | 2024-07-20 11:21 | 0000-00-00 00:00:00 | 2024-07-20 11:21 | 0000-00-00 00:00:00 | [6 empty] | Black
1 | Lutron Electronics | P-BDG-PKG2W | 4460-7673 | 4460 | 7673 | Lutron Electronics | p-bdg-pkg2w | 784276102544 | CasÃ©ta Dimmer (2 count) Starter Kit | Lutron Caseta Wireless Smart Lighting Dimmer Switch (2 count) Starter Kit with Pedestals for Pico Remotes |  | 9 | 8.75 | [50 empty] | 0 | 0 | 0 | [6 empty] | 0 | 1 | 1 | EA | 1 | Lighting Controls | [27 empty] | Dimmers | [49 empty] | <a href="https://www.lutron.com/TechnicalDocumentLibrary/3672499_Caseta_Brochure.pdf" target="_blank">Manufacturer Brochure</a> | [192 empty] | <a href="https://www.lutron.com/TechnicalDocumentLibrary/Quick%20Start%20Guide%20-%20Caseta%20Smart%20Bridge%20Pro.pdf" target="_blank">Installation Instructions</a> | [23 empty] | 25.000 DW |  |  | 4.7000 IN | [89 empty] | 1.000 EA | 1.000 EA | [35 empty] | No | [42 empty] | https://www.lutron.com/TechnicalDocumentLibrary/369987_FRE.pdf | [7 empty] | Shelf Stock | [13 empty] | <a href="https://www.lutron.com/TechnicalDocumentLibrary/368-4493_Page_2.pdf" target="_blank">Tech Drawing</a> | [25 empty] | 39122206 | [6 empty] | <a href="https://lutron.widen.net/content/dsiex7hr8w/original/Ecom_CasetaGeneral_benefitsvideo.mp4" target="_blank">Product Video Clip</a> | [6 empty] | <a href="https://www.lutron.com/TechnicalDocumentLibrary/369-119_Wallbox_Warranty.pdf" target="_blank">Warranty Information</a> |  |  |  |  | 2.400 L | [14 empty] | 0 | 0 | 0 | 0 | Lighting Fixtures | 2016-07-15 15:21 | 2024-07-20 11:19 | 0000-00-00 00:00:00 | 2024-07-20 11:19 | 0000-00-00 00:00:00
1 | Lutron Electronics | P-BDG-PKG2P | 4460-7674 | 4460 | 7674 | Lutron Electronics | p-bdg-pkg2p | 784276102568 | CasÃ©ta Lamp Dimmer (2 Count) Starter Kit | Lutron Caseta Wireless Smart Lighting Lamp Dimmer (2 Count) Starter Kit with Pedestals for Pico Remotes |  | 9 | 8.75 | [50 empty] | 0 | 0 | 0 | [6 empty] | 0 | 1 | 1 | EA | 1 | Lighting Controls | [27 empty] | Dimmers | [49 empty] | <a href="https://www.lutron.com/TechnicalDocumentLibrary/3672499_Caseta_Brochure.pdf" target="_blank">Manufacturer Brochure</a> | [192 empty] | <a href="https://www.lutron.com/TechnicalDocumentLibrary/Quick%20Start%20Guide%20-%20Caseta%20Smart%20Bridge%20Pro.pdf" target="_blank">Installation Instructions</a> | [23 empty] | 30.000 DW |  |  | 4.7000 IN | [89 empty] | 1.000 EA | 1.000 EA | [35 empty] | No | [42 empty] | https://www.lutron.com/TechnicalDocumentLibrary/369987_FRE.pdf | [7 empty] | Shelf Stock | [13 empty] | <a href="https://www.lutron.com/TechnicalDocumentLibrary/369805a_Caseta%20Plug-In%20Dimmer%20Spec.pdf" target="_blank">Tech Drawing</a> | [25 empty] | 39122206 | [6 empty] | <a href="https://lutron.widen.net/content/dsiex7hr8w/original/Ecom_CasetaGeneral_benefitsvideo.mp4" target="_blank">Product Video Clip</a> | [6 empty] | <a href="https://www.lutron.com/TechnicalDocumentLibrary/369-119_Wallbox_Warranty.pdf" target="_blank">Warranty Information</a> |  |  |  |  | 2.200 L | [14 empty] | 0 | 0 | 0 | 0 | Lighting Fixtures | 2016-07-15 15:21 | 2024-07-20 11:19 | 0000-00-00 00:00:00 | 2024-07-20 11:19 | 0000-00-00 00:00:00
4 | Lutron Electronics | SCR-20-GFST-TP | 4460-7686 | 4460 | 7686 | Lutron Electronics | Ecom_SCR-20-GFST-TP_nowallplate.jpeg | 784276158886 | SC 20A GFCI SELF TESTING TAUPE | Lutron Claro Tamper-Resistant GFCI Duplex Receptacle, 20-Amp, Taupe |  | 2.3 | 4.5 |  | Ecom_SCR-20-GFST-TP_nowallplate.jpeg | http://grandbrass.xologic.com/vendors/4460/large/Ecom_SCR-20-GFST-TP_nowallplate.jpeg | [47 empty] | 0 | 0 | 0 | [6 empty] | 0 | 1 | 1 | EA | 1 | Lighting Controls |  |  | Electrical Distribution Equipment |  | Receptacles |  | Electrical Receptacles | [20 empty] | Other Lighting Controls | [242 empty] | <a href="https://www.lutron.com/TechnicalDocumentLibrary/0301636.pdf" target="_blank">Installation Instructions</a> | [23 empty] | 10.000 DW |  |  | 2.3000 IN | [89 empty] | 1.000 EA | 1.000 EA | [35 empty] | No | [42 empty] | https://www.lutron.com/TechnicalDocumentLibrary/369964.pdf | [7 empty] | Shelf Stock | [13 empty] | <a href="https://www.lutron.com/TechnicalDocumentLibrary/368-4493_Page_20.pdf" target="_blank">Tech Drawing</a> | [25 empty] | 39121406 | [13 empty] | <a href="https://www.lutron.com/TechnicalDocumentLibrary/369-119_Wallbox_Warranty.pdf" target="_blank">Warranty Information</a> |  |  |  |  | 0.340 L | [14 empty] | 0 | 0 | 0 | 0 | Electrical | 2016-07-15 15:21 | 2024-07-20 11:18 | 0000-00-00 00:00:00 | 2025-11-29 02:00 | 0000-00-00 00:00:00 | [6 empty] | Taupe
4 | Lutron Electronics | SCR-15-GFST-BI | 4460-7689 | 4460 | 7689 | Lutron Electronics | Ecom_SCR-15-GFST-BI_nowallplate.jpeg | 784276158916 | SC 15A GFCI SELF TESTING BISCUIT | Lutron Claro Tamper-Resistant GFCI Duplex Receptacle, 15-Amp, Biscuit |  | 2.3 | 4.5 |  | Ecom_SCR-15-GFST-BI_nowallplate.jpeg | http://grandbrass.xologic.com/vendors/4460/large/Ecom_SCR-15-GFST-BI_nowallplate.jpeg | [47 empty] | 0 | 0 | 0 | [6 empty] | 0 | 1 | 1 | EA | 1 | Lighting Controls |  |  | Electrical Distribution Equipment |  | Receptacles |  | Electrical Receptacles | [20 empty] | Other Lighting Controls | [242 empty] | <a href="https://www.lutron.com/TechnicalDocumentLibrary/0301636.pdf" target="_blank">Installation Instructions</a> | [23 empty] | 35.000 DW |  |  | 2.3000 IN | [89 empty] | 1.000 EA | 1.000 EA | [35 empty] | No | [42 empty] | https://www.lutron.com/TechnicalDocumentLibrary/369964.pdf | [7 empty] | Shelf Stock | [13 empty] | <a href="https://www.lutron.com/TechnicalDocumentLibrary/368-4493_Page_20.pdf" target="_blank">Tech Drawing</a> | [25 empty] | 39121406 | [13 empty] | <a href="https://www.lutron.com/TechnicalDocumentLibrary/369-119_Wallbox_Warranty.pdf" target="_blank">Warranty Information</a> |  |  |  |  | 0.340 L | [14 empty] | 0 | 0 | 0 | 0 | Electrical | 2016-07-15 15:21 | 2024-07-20 11:21 | 0000-00-00 00:00:00 | 2025-11-29 02:00 | 0000-00-00 00:00:00 | [6 empty] | Biscuit
4 | Lutron Electronics | SCR-15-GFST-MN | 4460-7698 | 4460 | 7698 | Lutron Electronics | Ecom_SCR-15-GFST-MN_nowallplate.jpeg | 784276159005 | SC 15A GFCI SELF TESTING MIDNIGHT | Lutron Claro Tamper-Resistant GFCI Duplex Receptacle, 15-Amp, Midnight |  | 2.4 | 4.6 |  | Ecom_SCR-15-GFST-MN_nowallplate.jpeg | http://grandbrass.xologic.com/vendors/4460/large/Ecom_SCR-15-GFST-MN_nowallplate.jpeg | [47 empty] | 0 | 0 | 0 | [6 empty] | 0 | 1 | 1 | EA | 1 | Lighting Controls |  |  | Electrical Distribution Equipment |  | Receptacles |  | Electrical Receptacles | [20 empty] | Other Lighting Controls | [242 empty] | <a href="https://www.lutron.com/TechnicalDocumentLibrary/0301636.pdf" target="_blank">Installation Instructions</a> | [23 empty] | 10.000 DW |  |  | 2.4000 IN | [89 empty] | 1.000 EA | 1.000 EA | [35 empty] | No | [42 empty] | https://www.lutron.com/TechnicalDocumentLibrary/369964.pdf | [7 empty] | Shelf Stock | [13 empty] | <a href="https://www.lutron.com/TechnicalDocumentLibrary/368-4493_Page_20.pdf" target="_blank">Tech Drawing</a> | [25 empty] | 39121406 | [13 empty] | <a href="https://www.lutron.com/TechnicalDocumentLibrary/369-119_Wallbox_Warranty.pdf" target="_blank">Warranty Information</a> |  |  |  |  | 0.340 L | [14 empty] | 0 | 0 | 0 | 0 | Electrical | 2016-07-15 15:21 | 2024-07-20 11:23 | 0000-00-00 00:00:00 | 2025-11-29 02:00 | 0000-00-00 00:00:00 | [6 empty] | Midnight
4 | Lutron Electronics | SCR-15-GFST-SW | 4460-7704 | 4460 | 7704 | Lutron Electronics | Ecom_SCR-15-GFST-SW_nowallplate.jpeg | 784276159067 | SC 15A GFCI SELF TESTING SNOW | Lutron Claro Tamper-Resistant GFCI Duplex Receptacle, 15-Amp, Snow |  | 2.3 | 4.5 |  | Ecom_SCR-15-GFST-SW_nowallplate.jpeg | http://grandbrass.xologic.com/vendors/4460/large/Ecom_SCR-15-GFST-SW_nowallplate.jpeg | [47 empty] | 0 | 0 | 0 | [6 empty] | 0 | 1 | 1 | EA | 1 | Lighting Controls |  |  | Electrical Distribution Equipment |  | Receptacles |  | Electrical Receptacles | [20 empty] | Other Lighting Controls | [242 empty] | <a href="https://www.lutron.com/TechnicalDocumentLibrary/0301636.pdf" target="_blank">Installation Instructions</a> | [23 empty] | 25.000 DW |  |  | 2.3000 IN | [89 empty] | 1.000 EA | 1.000 EA | [35 empty] | No | [42 empty] | https://www.lutron.com/TechnicalDocumentLibrary/369964.pdf | [7 empty] | Shelf Stock | [13 empty] | <a href="https://www.lutron.com/TechnicalDocumentLibrary/368-4493_Page_20.pdf" target="_blank">Tech Drawing</a> | [25 empty] | 39121406 | [13 empty] | <a href="https://www.lutron.com/TechnicalDocumentLibrary/369-119_Wallbox_Warranty.pdf" target="_blank">Warranty Information</a> |  |  |  |  | 0.340 L | [14 empty] | 0 | 0 | 0 | 0 | Electrical | 2016-07-15 15:22 | 2024-07-20 11:23 | 0000-00-00 00:00:00 | 2025-11-29 02:00 | 0000-00-00 00:00:00 | [6 empty] | Snow
4 | Lutron Electronics | SCR-15-GFST-TP | 4460-7706 | 4460 | 7706 | Lutron Electronics | Ecom_SCR-15-GFST-TP_nowallplate.jpeg | 784276159081 | SC 15A GFCI SELF TESTING TAUPE | Lutron Claro Tamper-Resistant GFCI Duplex Receptacle, 15-Amp, Taupe |  | 2.3 | 4.5 |  | Ecom_SCR-15-GFST-TP_nowallplate.jpeg | http://grandbrass.xologic.com/vendors/4460/large/Ecom_SCR-15-GFST-TP_nowallplate.jpeg | [47 empty] | 0 | 0 | 0 | [6 empty] | 0 | 1 | 1 | EA | 1 | Lighting Controls |  |  | Electrical Distribution Equipment |  | Receptacles |  | Electrical Receptacles | [20 empty] | Other Lighting Controls | [242 empty] | <a href="https://www.lutron.com/TechnicalDocumentLibrary/0301636.pdf" target="_blank">Installation Instructions</a> | [23 empty] | 10.000 DW |  |  | 2.3000 IN | [89 empty] | 1.000 EA | 1.000 EA | [35 empty] | No | [42 empty] | https://www.lutron.com/TechnicalDocumentLibrary/369964.pdf | [7 empty] | Shelf Stock | [13 empty] | <a href="https://www.lutron.com/TechnicalDocumentLibrary/368-4493_Page_20.pdf" target="_blank">Tech Drawing</a> | [25 empty] | 39121406 | [13 empty] | <a href="https://www.lutron.com/TechnicalDocumentLibrary/369-119_Wallbox_Warranty.pdf" target="_blank">Warranty Information</a> |  |  |  |  | 0.340 L | [14 empty] | 0 | 0 | 0 | 0 | Electrical | 2016-07-15 15:22 | 2024-07-20 11:43 | 0000-00-00 00:00:00 | 2025-11-29 02:00 | 0000-00-00 00:00:00 | [6 empty] | Taupe
4 | Lutron Electronics | NTR-20-GFST-AL | 4460-7710 | 4460 | 7710 | Lutron Electronics | NTR-20-GFST-AL.png | 784276158411 | NT 20A GFCI SELF TESTING ALMOND | Tamper resistant, Self-testing GFCI receptacle, 20A in almond |  | 2.3 | 4.5 |  | NTR-20-GFST-AL.png | http://grandbrass.xologic.com/vendors/4460/large/NTR-20-GFST-AL.png | [47 empty] | 0 | 0 | 0 | [6 empty] | 0 | 1 | 1 | EA | 1 | Lighting Controls |  |  | Electrical Distribution Equipment |  | Receptacles |  | Electrical Receptacles | [20 empty] | Other Lighting Controls | [242 empty] | <a href="https://www.lutron.com/TechnicalDocumentLibrary/0301636.pdf" target="_blank">Installation Instructions</a> | [23 empty] | 10.000 DW |  |  | 2.3000 IN | [89 empty] | 1.000 EA | 1.000 EA | [35 empty] | No | [42 empty] | https://www.lutron.com/TechnicalDocumentLibrary/369964.pdf | [7 empty] | Shelf Stock | [13 empty] | <a href="https://www.lutron.com/TechnicalDocumentLibrary/368-4493_Page_20.pdf" target="_blank">Tech Drawing</a> | [25 empty] | 39121406 | [13 empty] | <a href="https://www.lutron.com/TechnicalDocumentLibrary/369-119_Wallbox_Warranty.pdf" target="_blank">Warranty Information</a> |  |  |  |  | 0.340 L | [14 empty] | 0 | 0 | 0 | 0 | Electrical | 2016-07-15 15:22 | 2024-07-20 11:24 | 0000-00-00 00:00:00 | 2025-11-29 02:00 | 0000-00-00 00:00:00 | [6 empty] | Almond
4 | Lutron Electronics | NTR-20-GFST-BE | 4460-7711 | 4460 | 7711 | Lutron Electronics | NTR-20-GFST-BE.png | 784276158428 | NT 20A GFCI SELF TESTING BEIGE | Tamper resistant, Self-testing GFCI receptacle, 20A in beige |  | 2.3 | 4.5 |  | NTR-20-GFST-BE.png | http://grandbrass.xologic.com/vendors/4460/large/NTR-20-GFST-BE.png | [47 empty] | 0 | 0 | 0 | [6 empty] | 0 | 1 | 1 | EA | 1 | Lighting Controls |  |  | Electrical Distribution Equipment |  | Receptacles |  | Electrical Receptacles | [20 empty] | Other Lighting Controls | [242 empty] | <a href="https://www.lutron.com/TechnicalDocumentLibrary/0301636.pdf" target="_blank">Installation Instructions</a> | [23 empty] | 10.000 DW |  |  | 2.3000 IN | [89 empty] | 1.000 EA | 1.000 EA | [35 empty] | No | [42 empty] | https://www.lutron.com/TechnicalDocumentLibrary/369964.pdf | [7 empty] | Shelf Stock | [13 empty] | <a href="https://www.lutron.com/TechnicalDocumentLibrary/368-4493_Page_20.pdf" target="_blank">Tech Drawing</a> | [25 empty] | 39121406 | [13 empty] | <a href="https://www.lutron.com/TechnicalDocumentLibrary/369-119_Wallbox_Warranty.pdf" target="_blank">Warranty Information</a> |  |  |  |  | 0.340 L | [14 empty] | 0 | 0 | 0 | 0 | Electrical | 2016-07-15 15:22 | 2024-07-20 11:22 | 0000-00-00 00:00:00 | 2025-11-29 02:00 | 0000-00-00 00:00:00 | [6 empty] | Beige
4 | Lutron Electronics | NTR-20-GFST-BL | 4460-7712 | 4460 | 7712 | Lutron Electronics | NTR-20-GFST-BL.png | 784276158435 | NT 20A GFCI SELF TESTING BLACK | Tamper resistant, Self-testing GFCI receptacle, 20A in black |  | 5.25 | 3.75 |  | NTR-20-GFST-BL.png | http://grandbrass.xologic.com/vendors/4460/large/NTR-20-GFST-BL.png | [47 empty] | 0 | 0 | 0 | [6 empty] | 0 | 1 | 1 | EA | 1 | Lighting Controls |  |  | Electrical Distribution Equipment |  | Receptacles |  | Electrical Receptacles | [20 empty] | Other Lighting Controls | [242 empty] | <a href="https://www.lutron.com/TechnicalDocumentLibrary/0301636.pdf" target="_blank">Installation Instructions</a> | [23 empty] | 10.000 DW |  |  | 5.2500 IN | [89 empty] | 1.000 EA | 1.000 EA | [35 empty] | No | [42 empty] | https://www.lutron.com/TechnicalDocumentLibrary/369964.pdf | [7 empty] | Shelf Stock | [13 empty] | <a href="https://www.lutron.com/TechnicalDocumentLibrary/368-4493_Page_20.pdf" target="_blank">Tech Drawing</a> | [25 empty] | 39121406 | [13 empty] | <a href="https://www.lutron.com/TechnicalDocumentLibrary/369-119_Wallbox_Warranty.pdf" target="_blank">Warranty Information</a> |  |  |  |  | 0.340 L | [14 empty] | 0 | 0 | 0 | 0 | Electrical | 2016-07-15 15:22 | 2024-07-20 11:24 | 0000-00-00 00:00:00 | 2025-11-29 02:00 | 0000-00-00 00:00:00 | [6 empty] | Black
4 | Lutron Electronics | NTR-20-GFST-BR | 4460-7713 | 4460 | 7713 | Lutron Electronics | NTR-20-GFST-BR.png | 784276158442 | NT 20A GFCI SELF TESTING BROWN | Tamper resistant, Self-testing GFCI receptacle, 20A in brown |  | 5.52 | 3.75 |  | NTR-20-GFST-BR.png | http://grandbrass.xologic.com/vendors/4460/large/NTR-20-GFST-BR.png | [47 empty] | 0 | 0 | 0 | [6 empty] | 0 | 1 | 1 | EA | 1 | Lighting Controls |  |  | Electrical Distribution Equipment |  | Receptacles |  | Electrical Receptacles | [20 empty] | Other Lighting Controls | [242 empty] | <a href="https://www.lutron.com/TechnicalDocumentLibrary/0301636.pdf" target="_blank">Installation Instructions</a> | [23 empty] | 10.000 DW |  |  | 5.2500 IN | [89 empty] | 1.000 EA | 1.000 EA | [35 empty] | No | [42 empty] | https://www.lutron.com/TechnicalDocumentLibrary/369964.pdf | [7 empty] | Shelf Stock | [13 empty] | <a href="https://www.lutron.com/TechnicalDocumentLibrary/368-4493_Page_20.pdf" target="_blank">Tech Drawing</a> | [25 empty] | 39121406 | [13 empty] | <a href="https://www.lutron.com/TechnicalDocumentLibrary/369-119_Wallbox_Warranty.pdf" target="_blank">Warranty Information</a> |  |  |  |  | 0.340 L | [14 empty] | 0 | 0 | 0 | 0 | Electrical | 2016-07-15 15:22 | 2024-07-20 11:27 | 0000-00-00 00:00:00 | 2025-11-29 02:00 | 0000-00-00 00:00:00 | [6 empty] | Brown
1 | Lutron Electronics | L3D0-96W24V-U | 4460-7715 | 4460 | 7715 | Lutron Electronics | L3D0-96W24V-U.jpg | 784276166027 | HI-LUME 0.1 PERCENT VOLTG DR 96W ECOSYS | Hi-lume 0.1 percent Voltage driver, EcoSystem or 3-wire, 24 V, provides continuous flicker-free dimming down to 0.1 percent low-end for constant voltage loads |  | 10.5 | 2 |  | L3D0-96W24V-U.jpg | http://grandbrass.xologic.com/vendors/4460/large/L3D0-96W24V-U.jpg | [47 empty] | 0 | 0 | 0 | [6 empty] | 0 | 1 | 1 | EA | 1 | Specialty Items | [27 empty] | Power Supplies | [242 empty] | <a href="https://www.lutron.com/TechnicalDocumentLibrary/041843.pdf" target="_blank">Installation Instructions</a> | [23 empty] | 50.000 DW |  |  | 5.5000 IN | [89 empty] | 1.000 EA | 1.000 EA | [35 empty] | No | [42 empty] | https://www.lutron.com/TechnicalDocumentLibrary/369883.pdf | [7 empty] | Shelf Stock | [39 empty] | 39112103 | [13 empty] | <a href="https://www.lutron.com/TechnicalDocumentLibrary/3601281_ENG_Web.pdf" target="_blank">Warranty Information</a> |  |  |  |  | 3.500 L | [14 empty] | 0 | 0 | 0 | 0 | Lighting Fixtures | 2016-07-15 15:22 | 2024-07-20 11:27 | 0000-00-00 00:00:00 | 2024-07-20 11:27 | 0000-00-00 00:00:00
1 | Lutron Electronics | RRD-HN6BRL-WH | 4460-7716 | 4460 | 7716 | Lutron Electronics | RRD-HN6BRL-WH.jpg | 784276164771 | CL RA2 6BRL HYB ST KEYPAD WHITE | Lutron RadioRA 2 seeTouch LED+ Hybrid Keypad, Dual Group with 1 Raise/Lower - White |  | 5.3 | 4 |  | RRD-HN6BRL-WH.jpg | http://grandbrass.xologic.com/vendors/4460/large/RRD-HN6BRL-WH.jpg | [47 empty] | 0 | 0 | 0 | [6 empty] | 0 | 1 | 1 | EA | 1 | Lighting Controls | [27 empty] | Dimmers | [242 empty] | <a href="https://www.lutron.com/TechnicalDocumentLibrary/044337.pdf" target="_blank">Installation Instructions</a> | [23 empty] | 45.000 DW |  |  | 5.4000 IN | [89 empty] | 1.000 EA | 1.000 EA | [35 empty] | No | [42 empty] | https://www.lutron.com/TechnicalDocumentLibrary/369968_RRD.pdf | [7 empty] | Shelf Stock | [39 empty] | 39122206 | [6 empty] | <a href="https://lutron.widen.net/content/4y4cm6o0wa/mp4/RadioRA-3-Processor-Video.mp4?w=2048" target="_blank">Product Video Clip</a> | [6 empty] | <a href="https://www.lutron.com/TechnicalDocumentLibrary/043492.pdf" target="_blank">Warranty Information</a> |  |  |  |  | 0.500 L | [14 empty] | 0 | 0 | 0 | 0 | Lighting Fixtures | 2016-07-15 15:22 | 2024-07-20 11:23 | 0000-00-00 00:00:00 | 2024-07-20 11:23 | 0000-00-00 00:00:00 | [6 empty] | White
1 | Lutron Electronics | RRD-HN6BRL-IV | 4460-7717 | 4460 | 7717 | Lutron Electronics | RRD-HN6BRL-IV.jpg | 784276164788 | CL RA2 6BRL HYB ST KEYPAD IVORY | Lutron RadioRA 2 seeTouch LED+ Hybrid Keypad, Dual Group with 1 Raise/Lower - Ivory |  | 5.4 | 4 |  | RRD-HN6BRL-IV.jpg | http://grandbrass.xologic.com/vendors/4460/large/RRD-HN6BRL-IV.jpg | [47 empty] | 0 | 0 | 0 | [6 empty] | 0 | 1 | 1 | EA | 1 | Lighting Controls | [27 empty] | Dimmers | [242 empty] | <a href="https://www.lutron.com/TechnicalDocumentLibrary/044337.pdf" target="_blank">Installation Instructions</a> | [23 empty] | 45.000 DW |  |  | 5.4000 IN | [89 empty] | 1.000 EA | 1.000 EA | [35 empty] | No | [42 empty] | https://www.lutron.com/TechnicalDocumentLibrary/369968_RRD.pdf | [7 empty] | Shelf Stock | [39 empty] | 39122206 | [6 empty] | <a href="https://lutron.widen.net/content/4y4cm6o0wa/mp4/RadioRA-3-Processor-Video.mp4?w=2048" target="_blank">Product Video Clip</a> | [6 empty] | <a href="https://www.lutron.com/TechnicalDocumentLibrary/043492.pdf" target="_blank">Warranty Information</a> |  |  |  |  | 0.470 L | [14 empty] | 0 | 0 | 0 | 0 | Lighting Fixtures | 2016-07-15 15:22 | 2024-07-20 11:27 | 0000-00-00 00:00:00 | 2024-07-20 11:27 | 0000-00-00 00:00:00 | [6 empty] | Ivory
1 | Lutron Electronics | RRD-HN6BRL-AL | 4460-7718 | 4460 | 7718 | Lutron Electronics | RRD-HN6BRL-AL.jpg | 784276164795 | CL RA2 6BRL HYB ST KEYPAD ALMOND | Lutron RadioRA 2 seeTouch LED+ Hybrid Keypad, 6 Button with Raise/Lower- Almond |  | 2.76 | 4.57 |  | RRD-HN6BRL-AL.jpg | http://grandbrass.xologic.com/vendors/4460/large/RRD-HN6BRL-AL.jpg | [47 empty] | 0 | 0 | 0 | [6 empty] | 0 | 1 | 1 | EA | 1 | Lighting Controls | [27 empty] | Dimmers | [242 empty] | <a href="https://www.lutron.com/TechnicalDocumentLibrary/044337.pdf" target="_blank">Installation Instructions</a> | [23 empty] | 45.000 DW |  |  | 1.5800 IN | [89 empty] | 1.000 EA | 1.000 EA | [35 empty] | No | [42 empty] | https://www.lutron.com/TechnicalDocumentLibrary/369968_RRD.pdf | [7 empty] | Shelf Stock | [39 empty] | 39122206 | [6 empty] | <a href="https://lutron.widen.net/content/4y4cm6o0wa/mp4/RadioRA-3-Processor-Video.mp4?w=2048" target="_blank">Product Video Clip</a> | [6 empty] | <a href="https://www.lutron.com/TechnicalDocumentLibrary/043492.pdf" target="_blank">Warranty Information</a> |  |  |  |  | 0.470 L | [14 empty] | 0 | 0 | 0 | 0 | Lighting Fixtures | 2016-07-15 15:22 | 2024-07-20 11:23 | 0000-00-00 00:00:00 | 2024-07-20 11:23 | 0000-00-00 00:00:00 | [6 empty] | Almond
1 | Lutron Electronics | RRD-HN6BRL-LA | 4460-7719 | 4460 | 7719 | Lutron Electronics | RRD-HN6BRL-LA.jpg | 784276164801 | CL RA2 6BRL HYB ST KEYPAD LIGHT ALMOND | Lutron RadioRA 2 seeTouch LED+ Hybrid Keypad, 6 Button with Raise/Lower- Light Almond |  | 5.25 | 4 |  | RRD-HN6BRL-LA.jpg | http://grandbrass.xologic.com/vendors/4460/large/RRD-HN6BRL-LA.jpg | [47 empty] | 0 | 0 | 0 | [6 empty] | 0 | 1 | 1 | EA | 1 | Lighting Controls | [27 empty] | Dimmers | [242 empty] | <a href="https://www.lutron.com/TechnicalDocumentLibrary/044337.pdf" target="_blank">Installation Instructions</a> | [23 empty] | 45.000 DW |  |  | 5.4000 IN | [89 empty] | 1.000 EA | 1.000 EA | [35 empty] | No | [42 empty] | https://www.lutron.com/TechnicalDocumentLibrary/369968_RRD.pdf | [7 empty] | Shelf Stock | [39 empty] | 39122206 | [6 empty] | <a href="https://lutron.widen.net/content/4y4cm6o0wa/mp4/RadioRA-3-Processor-Video.mp4?w=2048" target="_blank">Product Video Clip</a> | [6 empty] | <a href="https://www.lutron.com/TechnicalDocumentLibrary/043492.pdf" target="_blank">Warranty Information</a> |  |  |  |  | 0.470 L | [14 empty] | 0 | 0 | 0 | 0 | Lighting Fixtures | 2016-07-15 15:22 | 2024-07-20 11:23 | 0000-00-00 00:00:00 | 2024-07-20 11:23 | 0000-00-00 00:00:00
1 | Lutron Electronics | RRD-HN6BRL-GR | 4460-7720 | 4460 | 7720 | Lutron Electronics | RRD-HN6BRL-GR.jpg | 784276164818 | CL RA2 6BRL HYB ST KEYPAD GRAY | Lutron RadioRA 2 seeTouch LED+ Hybrid Keypad, 6 Button with Raise/Lower- Gray |  | 2.76 | 4.57 |  | RRD-HN6BRL-GR.jpg | http://grandbrass.xologic.com/vendors/4460/large/RRD-HN6BRL-GR.jpg | [47 empty] | 0 | 0 | 0 | [6 empty] | 0 | 1 | 1 | EA | 1 | Lighting Controls | [27 empty] | Dimmers | [242 empty] | <a href="https://www.lutron.com/TechnicalDocumentLibrary/044337.pdf" target="_blank">Installation Instructions</a> | [23 empty] | 45.000 DW |  |  | 1.5800 IN | [89 empty] | 1.000 EA | 1.000 EA | [35 empty] | No | [42 empty] | https://www.lutron.com/TechnicalDocumentLibrary/369968_RRD.pdf | [7 empty] | Shelf Stock | [39 empty] | 39122206 | [6 empty] | <a href="https://lutron.widen.net/content/4y4cm6o0wa/mp4/RadioRA-3-Processor-Video.mp4?w=2048" target="_blank">Product Video Clip</a> | [6 empty] | <a href="https://www.lutron.com/TechnicalDocumentLibrary/043492.pdf" target="_blank">Warranty Information</a> |  |  |  |  | 0.470 L | [14 empty] | 0 | 0 | 0 | 0 | Lighting Fixtures | 2016-07-15 15:22 | 2024-07-20 11:20 | 0000-00-00 00:00:00 | 2024-07-20 11:20 | 0000-00-00 00:00:00 | [6 empty] | Gray
1 | Lutron Electronics | RRD-HN6BRL-BR | 4460-7721 | 4460 | 7721 | Lutron Electronics | RRD-HN6BRL-BR.jpg | 784276164825 | CL RA2 6BRL HYB ST KEYPAD BROWN | Lutron RadioRA 2 seeTouch LED+ Hybrid Keypad, 6 Button with Raise/Lower- Brown |  | 2.76 | 4.57 |  | RRD-HN6BRL-BR.jpg | http://grandbrass.xologic.com/vendors/4460/large/RRD-HN6BRL-BR.jpg | [47 empty] | 0 | 0 | 0 | [6 empty] | 0 | 1 | 1 | EA | 1 | Lighting Controls | [27 empty] | Dimmers | [242 empty] | <a href="https://www.lutron.com/TechnicalDocumentLibrary/044337.pdf" target="_blank">Installation Instructions</a> | [23 empty] | 85.000 DW |  |  | 1.5800 IN | [89 empty] | 1.000 EA | 1.000 EA | [35 empty] | No | [42 empty] | https://www.lutron.com/TechnicalDocumentLibrary/369968_RRD.pdf | [7 empty] | Shelf Stock | [39 empty] | 39122206 | [6 empty] | <a href="https://lutron.widen.net/content/4y4cm6o0wa/mp4/RadioRA-3-Processor-Video.mp4?w=2048" target="_blank">Product Video Clip</a> | [6 empty] | <a href="https://www.lutron.com/TechnicalDocumentLibrary/043492.pdf" target="_blank">Warranty Information</a> |  |  |  |  | 0.470 L | [14 empty] | 0 | 0 | 0 | 0 | Lighting Fixtures | 2016-07-15 15:22 | 2024-07-20 11:23 | 0000-00-00 00:00:00 | 2024-07-20 11:23 | 0000-00-00 00:00:00 | [6 empty] | Brown
1 | Lutron Electronics | RRD-HN6BRL-BL | 4460-7722 | 4460 | 7722 | Lutron Electronics | RRD-HN6BRL-BL.jpg | 784276164832 | CL RA2 6BRL HYB ST KEYPAD BLACK | Lutron RadioRA 2 seeTouch LED+ Hybrid Keypad, 6 Button with Raise/Lower- Black |  | 2.76 | 4.57 |  | RRD-HN6BRL-BL.jpg | http://grandbrass.xologic.com/vendors/4460/large/RRD-HN6BRL-BL.jpg | [47 empty] | 0 | 0 | 0 | [6 empty] | 0 | 1 | 1 | EA | 1 | Lighting Controls | [27 empty] | Dimmers | [242 empty] | <a href="https://www.lutron.com/TechnicalDocumentLibrary/044337.pdf" target="_blank">Installation Instructions</a> | [23 empty] | 85.000 DW |  |  | 1.5800 IN | [89 empty] | 1.000 EA | 1.000 EA | [35 empty] | No | [42 empty] | https://www.lutron.com/TechnicalDocumentLibrary/369968_RRD.pdf | [7 empty] | Shelf Stock | [39 empty] | 39122206 | [6 empty] | <a href="https://lutron.widen.net/content/4y4cm6o0wa/mp4/RadioRA-3-Processor-Video.mp4?w=2048" target="_blank">Product Video Clip</a> | [6 empty] | <a href="https://www.lutron.com/TechnicalDocumentLibrary/043492.pdf" target="_blank">Warranty Information</a> |  |  |  |  | 0.470 L | [14 empty] | 0 | 0 | 0 | 0 | Lighting Fixtures | 2016-07-15 15:22 | 2024-07-20 11:18 | 0000-00-00 00:00:00 | 2024-07-20 11:18 | 0000-00-00 00:00:00 | [6 empty] | Black
1 | Lutron Electronics | RRD-HN6BRL-HT | 4460-7723 | 4460 | 7723 | Lutron Electronics | RRD-HN6BRL-HT.jpg | 784276164849 | CL RA2 6BRL HYB ST KEYPAD HOT | Lutron RadioRA 2 seeTouch LED+ Hybrid Keypad, 6 Button with Raise/Lower- Hot |  | 2.76 | 4.57 |  | RRD-HN6BRL-HT.jpg | http://grandbrass.xologic.com/vendors/4460/large/RRD-HN6BRL-HT.jpg | [47 empty] | 0 | 0 | 0 | [6 empty] | 0 | 1 | 1 | EA | 1 | Lighting Controls | [27 empty] | Dimmers | [242 empty] | <a href="https://www.lutron.com/TechnicalDocumentLibrary/044337.pdf" target="_blank">Installation Instructions</a> | [23 empty] | 45.000 DW |  |  | 1.5800 IN | [89 empty] | 1.000 EA | 1.000 EA | [35 empty] | No | [42 empty] | https://www.lutron.com/TechnicalDocumentLibrary/369968_RRD.pdf | [7 empty] | Shelf Stock | [39 empty] | 39122206 | [6 empty] | <a href="https://lutron.widen.net/content/4y4cm6o0wa/mp4/RadioRA-3-Processor-Video.mp4?w=2048" target="_blank">Product Video Clip</a> | [6 empty] | <a href="https://www.lutron.com/TechnicalDocumentLibrary/043492.pdf" target="_blank">Warranty Information</a> |  |  |  |  | 0.470 L | [14 empty] | 0 | 0 | 0 | 0 | Lighting Fixtures | 2016-07-15 15:22 | 2024-07-20 11:24 | 0000-00-00 00:00:00 | 2024-07-20 11:24 | 0000-00-00 00:00:00
1 | Lutron Electronics | RRD-HN6BRL-TP | 4460-7727 | 4460 | 7727 | Lutron Electronics | RRD-HN6BRL-TP.jpg | 784276164887 | CL RA2 6BRL HYB ST KEYPAD TAUPE | Lutron RadioRA 2 seeTouch LED+ Hybrid Keypad, 6 Button with Raise/Lower- Taupe |  | 5.6 | 3.9 |  | RRD-HN6BRL-TP.jpg | http://grandbrass.xologic.com/vendors/4460/large/RRD-HN6BRL-TP.jpg | [47 empty] | 0 | 0 | 0 | [6 empty] | 0 | 1 | 1 | EA | 1 | Lighting Controls | [27 empty] | Dimmers | [242 empty] | <a href="https://www.lutron.com/TechnicalDocumentLibrary/044337.pdf" target="_blank">Installation Instructions</a> | [23 empty] | 85.000 DW |  |  | 5.6000 IN | [89 empty] | 1.000 EA | 1.000 EA | [35 empty] | No | [42 empty] | https://www.lutron.com/TechnicalDocumentLibrary/369968_RRD.pdf | [7 empty] | Shelf Stock | [39 empty] | 39122206 | [6 empty] | <a href="https://lutron.widen.net/content/4y4cm6o0wa/mp4/RadioRA-3-Processor-Video.mp4?w=2048" target="_blank">Product Video Clip</a> | [6 empty] | <a href="https://www.lutron.com/TechnicalDocumentLibrary/043492.pdf" target="_blank">Warranty Information</a> |  |  |  |  | 0.480 L | [14 empty] | 0 | 0 | 0 | 0 | Lighting Fixtures | 2016-07-15 15:22 | 2024-07-20 11:21 | 0000-00-00 00:00:00 | 2024-07-20 11:21 | 0000-00-00 00:00:00 | [6 empty] | Taupe
1 | Lutron Electronics | RRD-HN6BRL-BI | 4460-7729 | 4460 | 7729 | Lutron Electronics | RRD-HN6BRL-BI.jpg | 784276164900 | CL RA2 6BRL HYB ST KEYPAD BISCUIT | Lutron RadioRA 2 seeTouch LED+ Hybrid Keypad, 6 Button with Raise/Lower- Biscuit |  | 2.76 | 4.57 |  | RRD-HN6BRL-BI.jpg | http://grandbrass.xologic.com/vendors/4460/large/RRD-HN6BRL-BI.jpg | [47 empty] | 0 | 0 | 0 | [6 empty] | 0 | 1 | 1 | EA | 1 | Lighting Controls | [27 empty] | Dimmers | [242 empty] | <a href="https://www.lutron.com/TechnicalDocumentLibrary/044337.pdf" target="_blank">Installation Instructions</a> | [23 empty] | 45.000 DW |  |  | 1.5800 IN | [89 empty] | 1.000 EA | 1.000 EA | [35 empty] | No | [42 empty] | https://www.lutron.com/TechnicalDocumentLibrary/369968_RRD.pdf | [7 empty] | Shelf Stock | [39 empty] | 39122206 | [6 empty] | <a href="https://lutron.widen.net/content/4y4cm6o0wa/mp4/RadioRA-3-Processor-Video.mp4?w=2048" target="_blank">Product Video Clip</a> | [6 empty] | <a href="https://www.lutron.com/TechnicalDocumentLibrary/043492.pdf" target="_blank">Warranty Information</a> |  |  |  |  | 0.470 L | [14 empty] | 0 | 0 | 0 | 0 | Lighting Fixtures | 2016-07-15 15:22 | 2024-07-20 11:22 | 0000-00-00 00:00:00 | 2024-07-20 11:22 | 0000-00-00 00:00:00 | [6 empty] | Biscuit
1 | Lutron Electronics | RRD-HN6BRL-SW | 4460-7730 | 4460 | 7730 | Lutron Electronics | RRD-HN6BRL-SW.jpg | 784276164917 | CL RA2 6BRL HYB ST KEYPAD SNOW | Lutron RadioRA 2 seeTouch LED+ Hybrid Keypad, 6 Button with Raise/Lower- Snow White |  | 5.2 | 4 |  | RRD-HN6BRL-SW.jpg | http://grandbrass.xologic.com/vendors/4460/large/RRD-HN6BRL-SW.jpg | [47 empty] | 0 | 0 | 0 | [6 empty] | 0 | 1 | 1 | EA | 1 | Lighting Controls | [27 empty] | Dimmers | [242 empty] | <a href="https://www.lutron.com/TechnicalDocumentLibrary/044337.pdf" target="_blank">Installation Instructions</a> | [23 empty] | 45.000 DW |  |  | 5.3000 IN | [89 empty] | 1.000 EA | 1.000 EA | [35 empty] | No | [42 empty] | https://www.lutron.com/TechnicalDocumentLibrary/369968_RRD.pdf | [7 empty] | Shelf Stock | [39 empty] | 39122206 | [6 empty] | <a href="https://lutron.widen.net/content/4y4cm6o0wa/mp4/RadioRA-3-Processor-Video.mp4?w=2048" target="_blank">Product Video Clip</a> | [6 empty] | <a href="https://www.lutron.com/TechnicalDocumentLibrary/043492.pdf" target="_blank">Warranty Information</a> |  |  |  |  | 0.470 L | [14 empty] | 0 | 0 | 0 | 0 | Lighting Fixtures | 2016-07-15 15:22 | 2024-07-20 11:29 | 0000-00-00 00:00:00 | 2024-07-20 11:29 | 0000-00-00 00:00:00 | [6 empty] | Snow
1 | Lutron Electronics | RRD-HN6BRL-PD | 4460-7731 | 4460 | 7731 | Lutron Electronics | RRD-HN6BRL-PD.jpg | 784276164924 | CL RA2 6BRL HYB ST KEYPAD PALLADIUM | Lutron RadioRA 2 seeTouch LED+ Hybrid Keypad, 6 Button with Raise/Lower- Palladiom |  | 5.3 | 3.9 |  | RRD-HN6BRL-PD.jpg | http://grandbrass.xologic.com/vendors/4460/large/RRD-HN6BRL-PD.jpg | [47 empty] | 0 | 0 | 0 | [6 empty] | 0 | 1 | 1 | EA | 1 | Lighting Controls | [27 empty] | Dimmers | [242 empty] | <a href="https://www.lutron.com/TechnicalDocumentLibrary/044337.pdf" target="_blank">Installation Instructions</a> | [23 empty] | 45.000 DW |  |  | 5.3000 IN | [89 empty] | 1.000 EA | 1.000 EA | [35 empty] | No | [42 empty] | https://www.lutron.com/TechnicalDocumentLibrary/369968_RRD.pdf | [7 empty] | Shelf Stock | [39 empty] | 39122206 | [6 empty] | <a href="https://lutron.widen.net/content/4y4cm6o0wa/mp4/RadioRA-3-Processor-Video.mp4?w=2048" target="_blank">Product Video Clip</a> | [6 empty] | <a href="https://www.lutron.com/TechnicalDocumentLibrary/043492.pdf" target="_blank">Warranty Information</a> |  |  |  |  | 0.470 L | [14 empty] | 0 | 0 | 0 | 0 | Lighting Fixtures | 2016-07-15 15:22 | 2024-07-20 11:27 | 0000-00-00 00:00:00 | 2024-07-20 11:27 | 0000-00-00 00:00:00 | [6 empty] | Palladium
1 | Lutron Electronics | RRD-HN6BRL-MN | 4460-7732 | 4460 | 7732 | Lutron Electronics | RRD-HN6BRL-MN.jpg | 784276164931 | CL RA2 6BRL HYB ST KEYPAD MIDNIGHT | Lutron RadioRA 2 seeTouch LED+ Hybrid Keypad, 6 Button with Raise/Lower- Midnight |  | 2.76 | 4.57 |  | RRD-HN6BRL-MN.jpg | http://grandbrass.xologic.com/vendors/4460/large/RRD-HN6BRL-MN.jpg | [47 empty] | 0 | 0 | 0 | [6 empty] | 0 | 1 | 1 | EA | 1 | Lighting Controls | [27 empty] | Dimmers | [242 empty] | <a href="https://www.lutron.com/TechnicalDocumentLibrary/044337.pdf" target="_blank">Installation Instructions</a> | [23 empty] | 55.000 DW |  |  | 1.5800 IN | [89 empty] | 1.000 EA | 1.000 EA | [35 empty] | No | [42 empty] | https://www.lutron.com/TechnicalDocumentLibrary/369968_RRD.pdf | [7 empty] | Shelf Stock | [39 empty] | 39122206 | [6 empty] | <a href="https://lutron.widen.net/content/4y4cm6o0wa/mp4/RadioRA-3-Processor-Video.mp4?w=2048" target="_blank">Product Video Clip</a> | [6 empty] | <a href="https://www.lutron.com/TechnicalDocumentLibrary/043492.pdf" target="_blank">Warranty Information</a> |  |  |  |  | 0.470 L | [14 empty] | 0 | 0 | 0 | 0 | Lighting Fixtures | 2016-07-15 15:22 | 2024-07-20 11:27 | 0000-00-00 00:00:00 | 2024-07-20 11:27 | 0000-00-00 00:00:00 | [6 empty] | Midnight
1 | Lutron Electronics | RRD-HN5BRL-WH | 4460-7743 | 4460 | 7743 | Lutron Electronics | RRD-HN5BRL-WH.jpg | 784276165297 | CL RA2 5BRL HYB ST KEYPAD WHITE | Lutron RadioRA 2 seeTouch LED+ Hybrid Keypad, 5 Button with Raise/Lower - White |  | 5.5 | 4 |  | RRD-HN5BRL-WH.jpg | http://grandbrass.xologic.com/vendors/4460/large/RRD-HN5BRL-WH.jpg | [47 empty] | 0 | 0 | 0 | [6 empty] | 0 | 1 | 1 | EA | 1 | Lighting Controls | [27 empty] | Dimmers | [242 empty] | <a href="https://www.lutron.com/TechnicalDocumentLibrary/044337.pdf" target="_blank">Installation Instructions</a> | [23 empty] | 45.000 DW |  |  | 5.5000 IN | [89 empty] | 1.000 EA | 1.000 EA | [35 empty] | No | [42 empty] | https://www.lutron.com/TechnicalDocumentLibrary/369968_RRD.pdf | [7 empty] | Shelf Stock | [39 empty] | 39122206 | [6 empty] | <a href="https://lutron.widen.net/content/4y4cm6o0wa/mp4/RadioRA-3-Processor-Video.mp4?w=2048" target="_blank">Product Video Clip</a> | [6 empty] | <a href="https://www.lutron.com/TechnicalDocumentLibrary/043492.pdf" target="_blank">Warranty Information</a> |  |  |  |  | 0.500 L | [14 empty] | 0 | 0 | 0 | 0 | Lighting Fixtures | 2016-07-15 15:23 | 2024-07-20 11:23 | 0000-00-00 00:00:00 | 2024-07-20 11:23 | 0000-00-00 00:00:00 | [6 empty] | White
1 | Lutron Electronics | RRD-HN5BRL-IV | 4460-7744 | 4460 | 7744 | Lutron Electronics | RRD-HN5BRL-WH.jpg | 784276165303 | CL RA2 5BRL HYB ST KEYPAD IVORY | Lutron RadioRA 2 seeTouch LED+ Hybrid Keypad, 5 Button with Raise/Lower - Ivory |  | 2.76 | 4.57 |  | RRD-HN5BRL-WH.jpg | http://grandbrass.xologic.com/vendors/4460/large/RRD-HN5BRL-WH.jpg | [47 empty] | 0 | 0 | 0 | [6 empty] | 0 | 1 | 1 | EA | 1 | Lighting Controls | [27 empty] | Dimmers | [242 empty] | <a href="https://www.lutron.com/TechnicalDocumentLibrary/044337.pdf" target="_blank">Installation Instructions</a> | [23 empty] | 45.000 DW |  |  | 1.5800 IN | [89 empty] | 1.000 EA | 1.000 EA | [35 empty] | No | [42 empty] | https://www.lutron.com/TechnicalDocumentLibrary/369968_RRD.pdf | [7 empty] | Shelf Stock | [39 empty] | 39122206 | [6 empty] | <a href="https://lutron.widen.net/content/4y4cm6o0wa/mp4/RadioRA-3-Processor-Video.mp4?w=2048" target="_blank">Product Video Clip</a> | [6 empty] | <a href="https://www.lutron.com/TechnicalDocumentLibrary/043492.pdf" target="_blank">Warranty Information</a> |  |  |  |  | 0.470 L | [14 empty] | 0 | 0 | 0 | 0 | Lighting Fixtures | 2016-07-15 15:23 | 2024-07-20 11:28 | 0000-00-00 00:00:00 | 2024-07-20 11:28 | 0000-00-00 00:00:00 | [6 empty] | Ivory
1 | Lutron Electronics | RRD-HN5BRL-AL | 4460-7745 | 4460 | 7745 | Lutron Electronics | RRD-HN5BRL-WH.jpg | 784276165310 | CL RA2 5BRL HYB ST KEYPAD ALMOND | Lutron RadioRA 2 seeTouch LED+ Hybrid Keypad, 5 Button with Raise/Lower - Almond |  | 2.76 | 4.57 |  | RRD-HN5BRL-WH.jpg | http://grandbrass.xologic.com/vendors/4460/large/RRD-HN5BRL-WH.jpg | [47 empty] | 0 | 0 | 0 | [6 empty] | 0 | 1 | 1 | EA | 1 | Lighting Controls | [27 empty] | Dimmers | [242 empty] | <a href="https://www.lutron.com/TechnicalDocumentLibrary/044337.pdf" target="_blank">Installation Instructions</a> | [23 empty] | 45.000 DW |  |  | 1.5800 IN | [89 empty] | 1.000 EA | 1.000 EA | [35 empty] | No | [42 empty] | https://www.lutron.com/TechnicalDocumentLibrary/369968_RRD.pdf | [7 empty] | Shelf Stock | [39 empty] | 39122206 | [6 empty] | <a href="https://lutron.widen.net/content/4y4cm6o0wa/mp4/RadioRA-3-Processor-Video.mp4?w=2048" target="_blank">Product Video Clip</a> | [6 empty] | <a href="https://www.lutron.com/TechnicalDocumentLibrary/043492.pdf" target="_blank">Warranty Information</a> |  |  |  |  | 0.470 L | [14 empty] | 0 | 0 | 0 | 0 | Lighting Fixtures | 2016-07-15 15:23 | 2024-07-20 11:20 | 0000-00-00 00:00:00 | 2024-07-20 11:20 | 0000-00-00 00:00:00 | [6 empty] | Almond
1 | Lutron Electronics | RRD-HN5BRL-LA | 4460-7746 | 4460 | 7746 | Lutron Electronics | RRD-HN5BRL-WH.jpg | 784276165327 | CL RA2 5BRL HYB ST KEYPAD LIGHT ALMOND | Lutron RadioRA 2 seeTouch LED+ Hybrid Keypad, 5 Button with Raise/Lower - Light Almond |  | 2.76 | 4.57 |  | RRD-HN5BRL-WH.jpg | http://grandbrass.xologic.com/vendors/4460/large/RRD-HN5BRL-WH.jpg | [47 empty] | 0 | 0 | 0 | [6 empty] | 0 | 1 | 1 | EA | 1 | Lighting Controls | [27 empty] | Dimmers | [242 empty] | <a href="https://www.lutron.com/TechnicalDocumentLibrary/044337.pdf" target="_blank">Installation Instructions</a> | [23 empty] | 45.000 DW |  |  | 1.5800 IN | [89 empty] | 1.000 EA | 1.000 EA | [35 empty] | No | [42 empty] | https://www.lutron.com/TechnicalDocumentLibrary/369968_RRD.pdf | [7 empty] | Shelf Stock | [39 empty] | 39122206 | [6 empty] | <a href="https://lutron.widen.net/content/4y4cm6o0wa/mp4/RadioRA-3-Processor-Video.mp4?w=2048" target="_blank">Product Video Clip</a> | [6 empty] | <a href="https://www.lutron.com/TechnicalDocumentLibrary/043492.pdf" target="_blank">Warranty Information</a> |  |  |  |  | 0.470 L | [14 empty] | 0 | 0 | 0 | 0 | Lighting Fixtures | 2016-07-15 15:23 | 2024-07-20 11:27 | 0000-00-00 00:00:00 | 2024-07-20 11:27 | 0000-00-00 00:00:00
1 | Lutron Electronics | RRD-HN5BRL-GR | 4460-7747 | 4460 | 7747 | Lutron Electronics | RRD-HN5BRL-WH.jpg | 784276165334 | CL RA2 5BRL HYB ST KEYPAD GRAY | Lutron RadioRA 2 seeTouch LED+ Hybrid Keypad, 5 Button with Raise/Lower - Gray |  | 2.76 | 4.57 |  | RRD-HN5BRL-WH.jpg | http://grandbrass.xologic.com/vendors/4460/large/RRD-HN5BRL-WH.jpg | [47 empty] | 0 | 0 | 0 | [6 empty] | 0 | 1 | 1 | EA | 1 | Lighting Controls | [27 empty] | Dimmers | [242 empty] | <a href="https://www.lutron.com/TechnicalDocumentLibrary/044337.pdf" target="_blank">Installation Instructions</a> | [23 empty] | 45.000 DW |  |  | 1.5800 IN | [89 empty] | 1.000 EA | 1.000 EA | [35 empty] | No | [42 empty] | https://www.lutron.com/TechnicalDocumentLibrary/369968_RRD.pdf | [7 empty] | Shelf Stock | [39 empty] | 39122206 | [6 empty] | <a href="https://lutron.widen.net/content/4y4cm6o0wa/mp4/RadioRA-3-Processor-Video.mp4?w=2048" target="_blank">Product Video Clip</a> | [6 empty] | <a href="https://www.lutron.com/TechnicalDocumentLibrary/043492.pdf" target="_blank">Warranty Information</a> |  |  |  |  | 0.470 L | [14 empty] | 0 | 0 | 0 | 0 | Lighting Fixtures | 2016-07-15 15:23 | 2024-07-20 11:18 | 0000-00-00 00:00:00 | 2024-07-20 11:18 | 0000-00-00 00:00:00 | [6 empty] | Gray
1 | Lutron Electronics | RRD-HN5BRL-BR | 4460-7748 | 4460 | 7748 | Lutron Electronics | RRD-HN5BRL-WH.jpg | 784276165341 | CL RA2 5BRL HYB ST KEYPAD BROWN | Lutron RadioRA 2 seeTouch LED+ Hybrid Keypad, 5 Button with Raise/Lower - Brown |  | 2.76 | 4.57 |  | RRD-HN5BRL-WH.jpg | http://grandbrass.xologic.com/vendors/4460/large/RRD-HN5BRL-WH.jpg | [47 empty] | 0 | 0 | 0 | [6 empty] | 0 | 1 | 1 | EA | 1 | Lighting Controls | [27 empty] | Dimmers | [242 empty] | <a href="https://www.lutron.com/TechnicalDocumentLibrary/044337.pdf" target="_blank">Installation Instructions</a> | [23 empty] | 45.000 DW |  |  | 1.5800 IN | [89 empty] | 1.000 EA | 1.000 EA | [35 empty] | No | [42 empty] | https://www.lutron.com/TechnicalDocumentLibrary/369968_RRD.pdf | [7 empty] | Shelf Stock | [39 empty] | 39122206 | [6 empty] | <a href="https://lutron.widen.net/content/4y4cm6o0wa/mp4/RadioRA-3-Processor-Video.mp4?w=2048" target="_blank">Product Video Clip</a> | [6 empty] | <a href="https://www.lutron.com/TechnicalDocumentLibrary/043492.pdf" target="_blank">Warranty Information</a> |  |  |  |  | 0.470 L | [14 empty] | 0 | 0 | 0 | 0 | Lighting Fixtures | 2016-07-15 15:23 | 2024-07-20 11:27 | 0000-00-00 00:00:00 | 2024-07-20 11:27 | 0000-00-00 00:00:00 | [6 empty] | Brown
1 | Lutron Electronics | RRD-HN5BRL-BL | 4460-7749 | 4460 | 7749 | Lutron Electronics | RRD-HN5BRL-WH.jpg | 784276165358 | CL RA2 5BRL HYB ST KEYPAD BLACK | Lutron RadioRA 2 seeTouch LED+ Hybrid Keypad, 5 Button with Raise/Lower - Black |  | 5.3 | 5.4 |  | RRD-HN5BRL-WH.jpg | http://grandbrass.xologic.com/vendors/4460/large/RRD-HN5BRL-WH.jpg | [47 empty] | 0 | 0 | 0 | [6 empty] | 0 | 1 | 1 | EA | 1 | Lighting Controls | [27 empty] | Dimmers | [242 empty] | <a href="https://www.lutron.com/TechnicalDocumentLibrary/044337.pdf" target="_blank">Installation Instructions</a> | [23 empty] | 45.000 DW |  |  | 5.4000 IN | [89 empty] | 1.000 EA | 1.000 EA | [35 empty] | No | [42 empty] | https://www.lutron.com/TechnicalDocumentLibrary/369968_RRD.pdf | [7 empty] | Shelf Stock | [39 empty] | 39122206 | [6 empty] | <a href="https://lutron.widen.net/content/4y4cm6o0wa/mp4/RadioRA-3-Processor-Video.mp4?w=2048" target="_blank">Product Video Clip</a> | [6 empty] | <a href="https://www.lutron.com/TechnicalDocumentLibrary/043492.pdf" target="_blank">Warranty Information</a> |  |  |  |  | 0.500 L | [14 empty] | 0 | 0 | 0 | 0 | Lighting Fixtures | 2016-07-15 15:23 | 2024-07-20 11:19 | 0000-00-00 00:00:00 | 2024-07-20 11:19 | 0000-00-00 00:00:00 | [6 empty] | Black
1 | Lutron Electronics | RRD-HN5BRL-HT | 4460-7750 | 4460 | 7750 | Lutron Electronics | RRD-HN5BRL-WH.jpg | 784276165365 | CL RA2 5BRL HYB ST KEYPAD HOT | Lutron RadioRA 2 seeTouch LED+ Hybrid Keypad, 5 Button with Raise/Lower - Hot |  | 2.76 | 4.57 |  | RRD-HN5BRL-WH.jpg | http://grandbrass.xologic.com/vendors/4460/large/RRD-HN5BRL-WH.jpg | [47 empty] | 0 | 0 | 0 | [6 empty] | 0 | 1 | 1 | EA | 1 | Lighting Controls | [27 empty] | Dimmers | [242 empty] | <a href="https://www.lutron.com/TechnicalDocumentLibrary/044337.pdf" target="_blank">Installation Instructions</a> | [23 empty] | 45.000 DW |  |  | 1.5800 IN | [89 empty] | 1.000 EA | 1.000 EA | [35 empty] | No | [42 empty] | https://www.lutron.com/TechnicalDocumentLibrary/369968_RRD.pdf | [7 empty] | Shelf Stock | [39 empty] | 39122206 | [6 empty] | <a href="https://lutron.widen.net/content/4y4cm6o0wa/mp4/RadioRA-3-Processor-Video.mp4?w=2048" target="_blank">Product Video Clip</a> | [6 empty] | <a href="https://www.lutron.com/TechnicalDocumentLibrary/043492.pdf" target="_blank">Warranty Information</a> |  |  |  |  | 0.470 L | [14 empty] | 0 | 0 | 0 | 0 | Lighting Fixtures | 2016-07-15 15:23 | 2024-07-20 11:20 | 0000-00-00 00:00:00 | 2024-07-20 11:20 | 0000-00-00 00:00:00
1 | Lutron Electronics | RRD-HN5BRL-TP | 4460-7754 | 4460 | 7754 | Lutron Electronics | RRD-HN5BRL-WH.jpg | 784276165402 | CL RA2 5BRL HYB ST KEYPAD TAUPE | Lutron RadioRA 2 seeTouch LED+ Hybrid Keypad, 5 Button with Raise/Lower - Taupe |  | 2.76 | 4.57 |  | RRD-HN5BRL-WH.jpg | http://grandbrass.xologic.com/vendors/4460/large/RRD-HN5BRL-WH.jpg | [47 empty] | 0 | 0 | 0 | [6 empty] | 0 | 1 | 1 | EA | 1 | Lighting Controls | [27 empty] | Dimmers | [242 empty] | <a href="https://www.lutron.com/TechnicalDocumentLibrary/044337.pdf" target="_blank">Installation Instructions</a> | [23 empty] | 45.000 DW |  |  | 1.5800 IN | [89 empty] | 1.000 EA | 1.000 EA | [35 empty] | No | [42 empty] | https://www.lutron.com/TechnicalDocumentLibrary/369968_RRD.pdf | [7 empty] | Shelf Stock | [39 empty] | 39122206 | [6 empty] | <a href="https://lutron.widen.net/content/4y4cm6o0wa/mp4/RadioRA-3-Processor-Video.mp4?w=2048" target="_blank">Product Video Clip</a> | [6 empty] | <a href="https://www.lutron.com/TechnicalDocumentLibrary/043492.pdf" target="_blank">Warranty Information</a> |  |  |  |  | 0.470 L | [14 empty] | 0 | 0 | 0 | 0 | Lighting Fixtures | 2016-07-15 15:23 | 2024-07-20 11:20 | 0000-00-00 00:00:00 | 2024-07-20 11:20 | 0000-00-00 00:00:00 | [6 empty] | Taupe
1 | Lutron Electronics | RRD-HN5BRL-BI | 4460-7756 | 4460 | 7756 | Lutron Electronics | RRD-HN5BRL-WH.jpg | 784276165426 | CL RA2 5BRL HYB ST KEYPAD BISCUIT | Lutron RadioRA 2 seeTouch LED+ Hybrid Keypad, 5 Button with Raise/Lower - Biscuit |  | 2.76 | 4.57 |  | RRD-HN5BRL-WH.jpg | http://grandbrass.xologic.com/vendors/4460/large/RRD-HN5BRL-WH.jpg | [47 empty] | 0 | 0 | 0 | [6 empty] | 0 | 1 | 1 | EA | 1 | Lighting Controls | [27 empty] | Dimmers | [242 empty] | <a href="https://www.lutron.com/TechnicalDocumentLibrary/044337.pdf" target="_blank">Installation Instructions</a> | [23 empty] | 45.000 DW |  |  | 1.5800 IN | [89 empty] | 1.000 EA | 1.000 EA | [35 empty] | No | [42 empty] | https://www.lutron.com/TechnicalDocumentLibrary/369968_RRD.pdf | [7 empty] | Shelf Stock | [39 empty] | 39122206 | [6 empty] | <a href="https://lutron.widen.net/content/4y4cm6o0wa/mp4/RadioRA-3-Processor-Video.mp4?w=2048" target="_blank">Product Video Clip</a> | [6 empty] | <a href="https://www.lutron.com/TechnicalDocumentLibrary/043492.pdf" target="_blank">Warranty Information</a> |  |  |  |  | 0.470 L | [14 empty] | 0 | 0 | 0 | 0 | Lighting Fixtures | 2016-07-15 15:23 | 2024-07-20 11:18 | 0000-00-00 00:00:00 | 2024-07-20 11:18 | 0000-00-00 00:00:00 | [6 empty] | Biscuit
1 | Lutron Electronics | RRD-HN5BRL-SW | 4460-7757 | 4460 | 7757 | Lutron Electronics | RRD-HN5BRL-WH.jpg | 784276165433 | CL RA2 5BRL HYB ST KEYPAD SNOW | Lutron RadioRA 2 seeTouch LED+ Hybrid Keypad, 5 Button with Raise/Lower - Snow White |  | 2.76 | 4.57 |  | RRD-HN5BRL-WH.jpg | http://grandbrass.xologic.com/vendors/4460/large/RRD-HN5BRL-WH.jpg | [47 empty] | 0 | 0 | 0 | [6 empty] | 0 | 1 | 1 | EA | 1 | Lighting Controls | [27 empty] | Dimmers | [242 empty] | <a href="https://www.lutron.com/TechnicalDocumentLibrary/044337.pdf" target="_blank">Installation Instructions</a> | [23 empty] | 85.000 DW |  |  | 1.5800 IN | [89 empty] | 1.000 EA | 1.000 EA | [35 empty] | No | [42 empty] | https://www.lutron.com/TechnicalDocumentLibrary/369968_RRD.pdf | [7 empty] | Shelf Stock | [39 empty] | 39122206 | [6 empty] | <a href="https://lutron.widen.net/content/4y4cm6o0wa/mp4/RadioRA-3-Processor-Video.mp4?w=2048" target="_blank">Product Video Clip</a> | [6 empty] | <a href="https://www.lutron.com/TechnicalDocumentLibrary/043492.pdf" target="_blank">Warranty Information</a> |  |  |  |  | 0.470 L | [14 empty] | 0 | 0 | 0 | 0 | Lighting Fixtures | 2016-07-15 15:23 | 2024-07-20 11:27 | 0000-00-00 00:00:00 | 2024-07-20 11:27 | 0000-00-00 00:00:00 | [6 empty] | Snow
1 | Lutron Electronics | RRD-HN5BRL-PD | 4460-7758 | 4460 | 7758 | Lutron Electronics | RRD-HN5BRL-WH.jpg | 784276165440 | CL RA2 5BRL HYB ST KEYPAD PALLADIUM | Lutron RadioRA 2 seeTouch LED+ Hybrid Keypad, 5 Button with Raise/Lower - Palladiom |  | 2.76 | 4.57 |  | RRD-HN5BRL-WH.jpg | http://grandbrass.xologic.com/vendors/4460/large/RRD-HN5BRL-WH.jpg | [47 empty] | 0 | 0 | 0 | [6 empty] | 0 | 1 | 1 | EA | 1 | Lighting Controls | [27 empty] | Dimmers | [242 empty] | <a href="https://www.lutron.com/TechnicalDocumentLibrary/044337.pdf" target="_blank">Installation Instructions</a> | [23 empty] | 45.000 DW |  |  | 1.5800 IN | [89 empty] | 1.000 EA | 1.000 EA | [35 empty] | No | [42 empty] | https://www.lutron.com/TechnicalDocumentLibrary/369968_RRD.pdf | [7 empty] | Shelf Stock | [39 empty] | 39122206 | [6 empty] | <a href="https://lutron.widen.net/content/4y4cm6o0wa/mp4/RadioRA-3-Processor-Video.mp4?w=2048" target="_blank">Product Video Clip</a> | [6 empty] | <a href="https://www.lutron.com/TechnicalDocumentLibrary/043492.pdf" target="_blank">Warranty Information</a> |  |  |  |  | 0.470 L | [14 empty] | 0 | 0 | 0 | 0 | Lighting Fixtures | 2016-07-15 15:23 | 2024-07-20 11:17 | 0000-00-00 00:00:00 | 2024-07-20 11:17 | 0000-00-00 00:00:00 | [6 empty] | Palladium
1 | Lutron Electronics | RRD-HN5BRL-MN | 4460-7759 | 4460 | 7759 | Lutron Electronics | RRD-HN5BRL-WH.jpg | 784276165457 | CL RA2 5BRL HYB ST KEYPAD MIDNIGHT | Lutron RadioRA 2 seeTouch LED+ Hybrid Keypad, 5 Button with Raise/Lower - Midnight |  | 2.76 | 4.57 |  | RRD-HN5BRL-WH.jpg | http://grandbrass.xologic.com/vendors/4460/large/RRD-HN5BRL-WH.jpg | [47 empty] | 0 | 0 | 0 | [6 empty] | 0 | 1 | 1 | EA | 1 | Lighting Controls | [27 empty] | Dimmers | [242 empty] | <a href="https://www.lutron.com/TechnicalDocumentLibrary/044337.pdf" target="_blank">Installation Instructions</a> | [23 empty] | 45.000 DW |  |  | 1.5800 IN | [89 empty] | 1.000 EA | 1.000 EA | [35 empty] | No | [42 empty] | https://www.lutron.com/TechnicalDocumentLibrary/369968_RRD.pdf | [7 empty] | Shelf Stock | [39 empty] | 39122206 | [6 empty] | <a href="https://lutron.widen.net/content/4y4cm6o0wa/mp4/RadioRA-3-Processor-Video.mp4?w=2048" target="_blank">Product Video Clip</a> | [6 empty] | <a href="https://www.lutron.com/TechnicalDocumentLibrary/043492.pdf" target="_blank">Warranty Information</a> |  |  |  |  | 0.470 L | [14 empty] | 0 | 0 | 0 | 0 | Lighting Fixtures | 2016-07-15 15:23 | 2024-07-20 11:28 | 0000-00-00 00:00:00 | 2024-07-20 11:28 | 0000-00-00 00:00:00 | [6 empty] | Midnight
1 | Lutron Electronics | PJ2-3BRL-LA-L01R | 4460-7770 | 4460 | 7770 | Lutron Electronics | Ecom_PJ2-3BRL-LA-L01R.jpeg | 784276072113 | PICO RF 434 W/LED 3BRL LA RETAIL CARD | Lutron 3-Button with Raise/Lower and Preset, Pico Smart Remote, with Light Icons - Light Almond, with retail packaging |  | 4 | 6.25 |  | Ecom_PJ2-3BRL-LA-L01R.jpeg | http://grandbrass.xologic.com/vendors/4460/large/Ecom_PJ2-3BRL-LA-L01R.jpeg | [47 empty] | 0 | 0 | 0 | [6 empty] | 0 | 1 | 1 | EA | 1 | Lighting Controls | [27 empty] | Other Lighting Controls | [49 empty] | <a href="https://www.lutron.com/TechnicalDocumentLibrary/3672499_Caseta_Brochure.pdf" target="_blank">Manufacturer Brochure</a> | [192 empty] | <a href="https://www.lutron.com/TechnicalDocumentLibrary/040429.pdf" target="_blank">Installation Instructions</a> | [23 empty] | 10.000 DW |  |  | 0.5800 IN | [89 empty] | 1.000 EA | 1.000 EA | [35 empty] | No | [42 empty] | https://www.lutron.com/TechnicalDocumentLibrary/369612.pdf | [7 empty] | Shelf Stock | [39 empty] | 52161525 | [6 empty] | <a href="https://lutron.widen.net/content/fomoe9knmc/mp4/Ecom_PicoBenefits_video.mp4" target="_blank">Product Video Clip</a> | [6 empty] | <a href="https://www.lutron.com/TechnicalDocumentLibrary/369-119_Wallbox_Warranty.pdf" target="_blank">Warranty Information</a> |  |  |  |  | 0.150 L | [14 empty] | 0 | 0 | 0 | 0 | Lighting Fixtures | 2016-10-18 11:32 | 2024-07-20 11:17 | 0000-00-00 00:00:00 | 2024-07-20 11:17 | 0000-00-00 00:00:00
1 | Lutron Electronics | PJ2-3BRL-WH-L01R | 4460-7771 | 4460 | 7771 | Lutron Electronics | Ecom_PJ2-3BRL-GWH-L01_nowallplate.jpeg | 784276072120 | 3-Button Pico Remote for Dimmer, White | Lutron 3-Button with Raise/Lower and Preset, Pico Smart Remote, with Light Icons - White, with retail packaging |  | 3.75 | 6 |  | Ecom_PJ2-3BRL-GWH-L01_nowallplate.jpeg | http://grandbrass.xologic.com/vendors/4460/large/Ecom_PJ2-3BRL-GWH-L01_nowallplate.jpeg | [47 empty] | 0 | 0 | 0 | [6 empty] | 0 | 1 | 1 | EA | 1 | Lighting Controls | [7 empty] | White | [16 empty] | Traditional |  |  | Other Lighting Controls | [49 empty] | <a href="https://www.lutron.com/TechnicalDocumentLibrary/3672499_Caseta_Brochure.pdf" target="_blank">Manufacturer Brochure</a> | [192 empty] | <a href="https://www.lutron.com/TechnicalDocumentLibrary/040429.pdf" target="_blank">Installation Instructions</a> | [23 empty] | 10.000 DW |  |  | 0.5500 IN | [89 empty] | 1.000 EA | 1.000 EA | [35 empty] | No | [42 empty] | https://www.lutron.com/TechnicalDocumentLibrary/369612.pdf | [7 empty] | Shelf Stock | [39 empty] | 52161525 | [6 empty] | <a href="https://lutron.widen.net/content/fomoe9knmc/original/Ecom_PicoBenefits_video.mp4" target="_blank">Product Video Clip</a> | [6 empty] | <a href="https://www.lutron.com/TechnicalDocumentLibrary/369-119_Wallbox_Warranty.pdf" target="_blank">Warranty Information</a> |  |  |  |  | 0.010 L | [14 empty] | 0 | 0 | 0 | 0 | Lighting Fixtures | 2016-10-18 11:33 | 2024-07-20 11:18 | 0000-00-00 00:00:00 | 2024-07-20 11:18 | 0000-00-00 00:00:00 | [6 empty] | White
1 | Lutron Electronics | PJ2-4B-GIV-L41 | 4460-7772 | 4460 | 7772 | Lutron Electronics | PJ2-4B-GIV-P03_Any-Room.jpeg?w=1500 | 784276101646 | PICO 4B 4 GROUP TOGGLE - IVORY | Pico Wireless Control, 4-button, scene control of lights, 4-group toggle, in ivory |  | 2.25 | 4.5 | [50 empty] | 0 | 0 | 0 | [6 empty] | 0 | 1 | 1 | EA | 1 | Lighting Controls | [27 empty] | Other Lighting Controls | [242 empty] | <a href="https://assets.lutron.com/a/documents/041481.pdf" target="_blank">Installation Instructions</a> | [23 empty] | 10.000 DW |  |  | 2.2500 IN | [89 empty] | 1.000 EA | 1.000 EA | [35 empty] | No | [42 empty] | https://www.lutron.com/TechnicalDocumentLibrary/369847.pdf | [7 empty] | Shelf Stock | [39 empty] | 39122220 | [6 empty] | <a href="https://lutron.widen.net/content/fomoe9knmc/MP4/Ecom_PicoBenefits_video.MP4?w=2048" target="_blank">Product Video Clip</a> | [6 empty] | <a href="https://www.lutron.com/TechnicalDocumentLibrary/369-119_Wallbox_Warranty.pdf" target="_blank">Warranty Information</a> |  |  |  |  | 0.100 L | [14 empty] | 0 | 0 | 0 | 0 | Lighting Fixtures | 2016-10-18 11:33 | 2024-07-20 11:30 | 0000-00-00 00:00:00 | 2024-07-20 11:30 | 0000-00-00 00:00:00
1 | Lutron Electronics | PJ2-4B-GLA-L41 | 4460-7773 | 4460 | 7773 | Lutron Electronics | PJ2-4B-GLA-P03_Any-Room.jpeg?w=1500 | 784276101639 | PICO 4B 4 GROUP TOGGLE - LT ALMOND | Pico Wireless Control, 4-button, scene control of lights, 4-group toggle, in light almond |  | 2.25 | 4.5 | [50 empty] | 0 | 0 | 0 | [6 empty] | 0 | 1 | 1 | EA | 1 | Lighting Controls | [27 empty] | Other Lighting Controls | [242 empty] | <a href="https://assets.lutron.com/a/documents/041481.pdf" target="_blank">Installation Instructions</a> | [23 empty] | 10.000 DW |  |  | 2.2500 IN | [89 empty] | 1.000 EA | 1.000 EA | [35 empty] | No | [42 empty] | https://www.lutron.com/TechnicalDocumentLibrary/369847.pdf | [7 empty] | Shelf Stock | [39 empty] | 39122220 | [6 empty] | <a href="https://lutron.widen.net/content/fomoe9knmc/MP4/Ecom_PicoBenefits_video.MP4?w=2048" target="_blank">Product Video Clip</a> | [6 empty] | <a href="https://www.lutron.com/TechnicalDocumentLibrary/369-119_Wallbox_Warranty.pdf" target="_blank">Warranty Information</a> |  |  |  |  | 0.100 L | [14 empty] | 0 | 0 | 0 | 0 | Lighting Fixtures | 2016-10-18 11:33 | 2024-07-20 11:40 | 0000-00-00 00:00:00 | 2024-07-20 11:40 | 0000-00-00 00:00:00
1 | Lutron Electronics | PJ2-4B-GWH-L41 | 4460-7774 | 4460 | 7774 | Lutron Electronics | PJ2-4B-GWH-L41.jpeg?w=1500 | 784276101622 | PICO 4B 4 GROUP TOGGLE - WHITE | Pico Wireless Control, 4-button, 434 MHz, scene control of lights, 4-group toggle, in white |  | 2.5 | 0.4 | [50 empty] | 0 | 0 | 0 | [6 empty] | 0 | 1 | 1 | EA | 1 | Lighting Controls | [27 empty] | Other Lighting Controls | [242 empty] | <a href="https://assets.lutron.com/a/documents/041481.pdf" target="_blank">Installation Instructions</a> | [23 empty] | 10.000 DW |  |  | 3.8000 IN | [89 empty] | 1.000 EA | 1.000 EA | [35 empty] | No | [42 empty] | https://www.lutron.com/TechnicalDocumentLibrary/369847.pdf | [7 empty] | Shelf Stock | [39 empty] | 39122220 | [6 empty] | <a href="https://lutron.widen.net/content/fomoe9knmc/MP4/Ecom_PicoBenefits_video.MP4?w=2048" target="_blank">Product Video Clip</a> | [6 empty] | <a href="https://www.lutron.com/TechnicalDocumentLibrary/369-119_Wallbox_Warranty.pdf" target="_blank">Warranty Information</a> |  |  |  |  | 0.150 L | [14 empty] | 0 | 0 | 0 | 0 | Lighting Fixtures | 2016-10-18 11:34 | 2024-07-20 11:30 | 0000-00-00 00:00:00 | 2024-07-20 11:30 | 0000-00-00 00:00:00
1 | Lutron Electronics | RRD-HN3S-BI | 4460-7777 | 4460 | 7777 | Lutron Electronics | RRD-HN3S-BI.jpg | 784276170635 | CL RA2 HYBRID 3S WALL BISCUIT | Lutron RadioRA 2 seeTouch LED+ Hybrid Keypad, 3 Scene with Raise/Lower - Biscuit |  | 2.76 | 4.57 |  | RRD-HN3S-BI.jpg | http://grandbrass.xologic.com/vendors/4460/large/RRD-HN3S-BI.jpg | [47 empty] | 0 | 0 | 0 | [6 empty] | 0 | 1 | 1 | EA | 1 | Lighting Controls | [27 empty] | Dimmers | [242 empty] | <a href="https://www.lutron.com/TechnicalDocumentLibrary/044337.pdf" target="_blank">Installation Instructions</a> | [23 empty] | 45.000 DW |  |  | 1.5800 IN | [89 empty] | 1.000 EA | 1.000 EA | [35 empty] | No | [42 empty] | https://www.lutron.com/TechnicalDocumentLibrary/369968_RRD.pdf | [7 empty] | Shelf Stock | [39 empty] | 39122206 | [6 empty] | <a href="https://lutron.widen.net/content/4y4cm6o0wa/mp4/RadioRA-3-Processor-Video.mp4?w=2048" target="_blank">Product Video Clip</a> | [6 empty] | <a href="https://www.lutron.com/TechnicalDocumentLibrary/043492.pdf" target="_blank">Warranty Information</a> |  |  |  |  | 0.470 L | [14 empty] | 0 | 0 | 0 | 0 | Lighting Fixtures | 2016-10-18 11:38 | 2024-07-20 11:21 | 0000-00-00 00:00:00 | 2024-07-20 11:21 | 0000-00-00 00:00:00 | [6 empty] | Biscuit
1 | Lutron Electronics | RRD-HN3S-BL | 4460-7778 | 4460 | 7778 | Lutron Electronics | RRD-HN3S-BL.jpg | 784276170642 | CL RA2 HYBRID 3S WALL BLACK | Lutron RadioRA 2 seeTouch LED+ Hybrid Keypad, 3 Scene with Raise/Lower - Black |  | 2.76 | 4.57 |  | RRD-HN3S-BL.jpg | http://grandbrass.xologic.com/vendors/4460/large/RRD-HN3S-BL.jpg | [47 empty] | 0 | 0 | 0 | [6 empty] | 0 | 1 | 1 | EA | 1 | Lighting Controls | [27 empty] | Dimmers | [242 empty] | <a href="https://www.lutron.com/TechnicalDocumentLibrary/044337.pdf" target="_blank">Installation Instructions</a> | [23 empty] | 45.000 DW |  |  | 1.5800 IN | [89 empty] | 1.000 EA | 1.000 EA | [35 empty] | No | [42 empty] | https://www.lutron.com/TechnicalDocumentLibrary/369968_RRD.pdf | [7 empty] | Shelf Stock | [39 empty] | 39122206 | [6 empty] | <a href="https://lutron.widen.net/content/4y4cm6o0wa/mp4/RadioRA-3-Processor-Video.mp4?w=2048" target="_blank">Product Video Clip</a> | [6 empty] | <a href="https://www.lutron.com/TechnicalDocumentLibrary/043492.pdf" target="_blank">Warranty Information</a> |  |  |  |  | 0.470 L | [14 empty] | 0 | 0 | 0 | 0 | Lighting Fixtures | 2016-10-18 11:38 | 2024-07-20 11:21 | 0000-00-00 00:00:00 | 2024-07-20 11:21 | 0000-00-00 00:00:00 | [6 empty] | Black
1 | Lutron Electronics | RRD-HN3S-BR | 4460-7779 | 4460 | 7779 | Lutron Electronics | RRD-HN3S-BR.jpg | 784276170659 | CL RA2 HYBRID 3S WALL BROWN | Lutron RadioRA 2 seeTouch LED+ Hybrid Keypad, 3 Scene with Raise/Lower - Brown |  | 2.76 | 4.57 |  | RRD-HN3S-BR.jpg | http://grandbrass.xologic.com/vendors/4460/large/RRD-HN3S-BR.jpg | [47 empty] | 0 | 0 | 0 | [6 empty] | 0 | 1 | 1 | EA | 1 | Lighting Controls | [27 empty] | Dimmers | [242 empty] | <a href="https://www.lutron.com/TechnicalDocumentLibrary/044337.pdf" target="_blank">Installation Instructions</a> | [23 empty] | 45.000 DW |  |  | 1.5800 IN | [89 empty] | 1.000 EA | 1.000 EA | [35 empty] | No | [42 empty] | https://www.lutron.com/TechnicalDocumentLibrary/369968_RRD.pdf | [7 empty] | Shelf Stock | [39 empty] | 39122206 | [6 empty] | <a href="https://lutron.widen.net/content/4y4cm6o0wa/mp4/RadioRA-3-Processor-Video.mp4?w=2048" target="_blank">Product Video Clip</a> | [6 empty] | <a href="https://www.lutron.com/TechnicalDocumentLibrary/043492.pdf" target="_blank">Warranty Information</a> |  |  |  |  | 0.470 L | [14 empty] | 0 | 0 | 0 | 0 | Lighting Fixtures | 2016-10-18 11:38 | 2024-07-20 11:20 | 0000-00-00 00:00:00 | 2024-07-20 11:20 | 0000-00-00 00:00:00 | [6 empty] | Brown
1 | Lutron Electronics | RRD-HN3S-GR | 4460-7783 | 4460 | 7783 | Lutron Electronics | RRD-HN3S-GR.jpg | 784276170697 | CL RA2 HYBRID 3S WALL GRAY | Lutron RadioRA 2 seeTouch LED+ Hybrid Keypad, 3 Scene with Raise/Lower - Gray |  | 2.76 | 4.57 |  | RRD-HN3S-GR.jpg | http://grandbrass.xologic.com/vendors/4460/large/RRD-HN3S-GR.jpg | [47 empty] | 0 | 0 | 0 | [6 empty] | 0 | 1 | 1 | EA | 1 | Lighting Controls | [27 empty] | Dimmers | [242 empty] | <a href="https://www.lutron.com/TechnicalDocumentLibrary/044337.pdf" target="_blank">Installation Instructions</a> | [23 empty] | 45.000 DW |  |  | 1.5800 IN | [89 empty] | 1.000 EA | 1.000 EA | [35 empty] | No | [42 empty] | https://www.lutron.com/TechnicalDocumentLibrary/369968_RRD.pdf | [7 empty] | Shelf Stock | [39 empty] | 39122206 | [6 empty] | <a href="https://lutron.widen.net/content/4y4cm6o0wa/mp4/RadioRA-3-Processor-Video.mp4?w=2048" target="_blank">Product Video Clip</a> | [6 empty] | <a href="https://www.lutron.com/TechnicalDocumentLibrary/043492.pdf" target="_blank">Warranty Information</a> |  |  |  |  | 0.470 L | [14 empty] | 0 | 0 | 0 | 0 | Lighting Fixtures | 2016-10-18 11:38 | 2024-07-20 11:27 | 0000-00-00 00:00:00 | 2024-07-20 11:27 | 0000-00-00 00:00:00 | [6 empty] | Gray
1 | Lutron Electronics | RRD-HN3S-HT | 4460-7785 | 4460 | 7785 | Lutron Electronics | RRD-HN3S-HT.jpg | 784276170710 | CL RA2 HYBRID 3S WALL HOT | Lutron RadioRA 2 seeTouch LED+ Hybrid Keypad, 3 Scene with Raise/Lower - Hot |  | 2.76 | 4.57 |  | RRD-HN3S-HT.jpg | http://grandbrass.xologic.com/vendors/4460/large/RRD-HN3S-HT.jpg | [47 empty] | 0 | 0 | 0 | [6 empty] | 0 | 1 | 1 | EA | 1 | Lighting Controls | [27 empty] | Dimmers | [242 empty] | <a href="https://www.lutron.com/TechnicalDocumentLibrary/044337.pdf" target="_blank">Installation Instructions</a> | [23 empty] | 45.000 DW |  |  | 1.5800 IN | [89 empty] | 1.000 EA | 1.000 EA | [35 empty] | No | [42 empty] | https://www.lutron.com/TechnicalDocumentLibrary/369968_RRD.pdf | [7 empty] | Shelf Stock | [39 empty] | 39122206 | [6 empty] | <a href="https://lutron.widen.net/content/4y4cm6o0wa/mp4/RadioRA-3-Processor-Video.mp4?w=2048" target="_blank">Product Video Clip</a> | [6 empty] | <a href="https://www.lutron.com/TechnicalDocumentLibrary/043492.pdf" target="_blank">Warranty Information</a> |  |  |  |  | 0.470 L | [14 empty] | 0 | 0 | 0 | 0 | Lighting Fixtures | 2016-10-18 11:38 | 2024-07-20 11:28 | 0000-00-00 00:00:00 | 2024-07-20 11:28 | 0000-00-00 00:00:00
1 | Lutron Electronics | RRD-HN3S-IV | 4460-7786 | 4460 | 7786 | Lutron Electronics | RRD-HN3S-IV.jpg | 784276170727 | CL RA2 HYBRID 3S WALL IVORY | Lutron RadioRA 2 seeTouch LED+ Hybrid Keypad, 3 Scene with Raise/Lower - Ivory |  | 2.76 | 4.57 |  | RRD-HN3S-IV.jpg | http://grandbrass.xologic.com/vendors/4460/large/RRD-HN3S-IV.jpg | [47 empty] | 0 | 0 | 0 | [6 empty] | 0 | 1 | 1 | EA | 1 | Lighting Controls | [27 empty] | Dimmers | [242 empty] | <a href="https://www.lutron.com/TechnicalDocumentLibrary/044337.pdf" target="_blank">Installation Instructions</a> | [23 empty] | 45.000 DW |  |  | 1.5800 IN | [89 empty] | 1.000 EA | 1.000 EA | [35 empty] | No | [42 empty] | https://www.lutron.com/TechnicalDocumentLibrary/369968_RRD.pdf | [7 empty] | Shelf Stock | [39 empty] | 39122206 | [6 empty] | <a href="https://lutron.widen.net/content/4y4cm6o0wa/mp4/RadioRA-3-Processor-Video.mp4?w=2048" target="_blank">Product Video Clip</a> | [6 empty] | <a href="https://www.lutron.com/TechnicalDocumentLibrary/043492.pdf" target="_blank">Warranty Information</a> |  |  |  |  | 0.470 L | [14 empty] | 0 | 0 | 0 | 0 | Lighting Fixtures | 2016-10-18 11:38 | 2024-07-20 11:19 | 0000-00-00 00:00:00 | 2024-07-20 11:19 | 0000-00-00 00:00:00 | [6 empty] | Ivory
1 | Lutron Electronics | RRD-HN3S-LA | 4460-7787 | 4460 | 7787 | Lutron Electronics | RRD-HN3S-LA.jpg | 784276170734 | CL RA2 HYBRID 3S WALL LIGHT ALMOND | Lutron RadioRA 2 seeTouch LED+ Hybrid Keypad, 3 Scene with Raise/Lower - Light Almond |  | 2.76 | 4.57 |  | RRD-HN3S-LA.jpg | http://grandbrass.xologic.com/vendors/4460/large/RRD-HN3S-LA.jpg | [47 empty] | 0 | 0 | 0 | [6 empty] | 0 | 1 | 1 | EA | 1 | Lighting Controls | [27 empty] | Dimmers | [242 empty] | <a href="https://www.lutron.com/TechnicalDocumentLibrary/044337.pdf" target="_blank">Installation Instructions</a> | [23 empty] | 45.000 DW |  |  | 1.5800 IN | [89 empty] | 1.000 EA | 1.000 EA | [35 empty] | No | [42 empty] | https://www.lutron.com/TechnicalDocumentLibrary/369968_RRD.pdf | [7 empty] | Shelf Stock | [39 empty] | 39122206 | [6 empty] | <a href="https://lutron.widen.net/content/4y4cm6o0wa/mp4/RadioRA-3-Processor-Video.mp4?w=2048" target="_blank">Product Video Clip</a> | [6 empty] | <a href="https://www.lutron.com/TechnicalDocumentLibrary/043492.pdf" target="_blank">Warranty Information</a> |  |  |  |  | 0.470 L | [14 empty] | 0 | 0 | 0 | 0 | Lighting Fixtures | 2016-10-18 11:38 | 2024-07-20 11:21 | 0000-00-00 00:00:00 | 2024-07-20 11:21 | 0000-00-00 00:00:00
1 | Lutron Electronics | RRD-HN3S-MN | 4460-7789 | 4460 | 7789 | Lutron Electronics | RRD-HN3S-MN.jpg | 784276170758 | CL RA2 HYBRID 3S WALL MIDNIGHT | Lutron RadioRA 2 seeTouch LED+ Hybrid Keypad, 3 Scene with Raise/Lower - Midnight |  | 2.76 | 4.57 |  | RRD-HN3S-MN.jpg | http://grandbrass.xologic.com/vendors/4460/large/RRD-HN3S-MN.jpg | [47 empty] | 0 | 0 | 0 | [6 empty] | 0 | 1 | 1 | EA | 1 | Lighting Controls | [27 empty] | Dimmers | [242 empty] | <a href="https://www.lutron.com/TechnicalDocumentLibrary/044337.pdf" target="_blank">Installation Instructions</a> | [23 empty] | 45.000 DW |  |  | 1.5800 IN | [89 empty] | 1.000 EA | 1.000 EA | [35 empty] | No | [42 empty] | https://www.lutron.com/TechnicalDocumentLibrary/369968_RRD.pdf | [7 empty] | Shelf Stock | [39 empty] | 39122206 | [6 empty] | <a href="https://lutron.widen.net/content/4y4cm6o0wa/mp4/RadioRA-3-Processor-Video.mp4?w=2048" target="_blank">Product Video Clip</a> | [6 empty] | <a href="https://www.lutron.com/TechnicalDocumentLibrary/043492.pdf" target="_blank">Warranty Information</a> |  |  |  |  | 0.470 L | [14 empty] | 0 | 0 | 0 | 0 | Lighting Fixtures | 2016-10-18 11:38 | 2024-07-20 11:21 | 0000-00-00 00:00:00 | 2024-07-20 11:21 | 0000-00-00 00:00:00 | [6 empty] | Midnight
1 | Lutron Electronics | RRD-HN3S-PD | 4460-7792 | 4460 | 7792 | Lutron Electronics | RRD-HN3S-PD.jpg | 784276170789 | CL RA2 HYBRID 3S WALL PALLADIUM | Lutron RadioRA 2 seeTouch LED+ Hybrid Keypad, 3 Scene with Raise/Lower - Palladiom |  | 2.76 | 4.57 |  | RRD-HN3S-PD.jpg | http://grandbrass.xologic.com/vendors/4460/large/RRD-HN3S-PD.jpg | [47 empty] | 0 | 0 | 0 | [6 empty] | 0 | 1 | 1 | EA | 1 | Lighting Controls | [27 empty] | Dimmers | [242 empty] | <a href="https://www.lutron.com/TechnicalDocumentLibrary/044337.pdf" target="_blank">Installation Instructions</a> | [23 empty] | 45.000 DW |  |  | 1.5800 IN | [89 empty] | 1.000 EA | 1.000 EA | [35 empty] | No | [42 empty] | https://www.lutron.com/TechnicalDocumentLibrary/369968_RRD.pdf | [7 empty] | Shelf Stock | [39 empty] | 39122206 | [6 empty] | <a href="https://lutron.widen.net/content/4y4cm6o0wa/mp4/RadioRA-3-Processor-Video.mp4?w=2048" target="_blank">Product Video Clip</a> | [6 empty] | <a href="https://www.lutron.com/TechnicalDocumentLibrary/043492.pdf" target="_blank">Warranty Information</a> |  |  |  |  | 0.470 L | [14 empty] | 0 | 0 | 0 | 0 | Lighting Fixtures | 2016-10-18 11:38 | 2024-07-20 11:24 | 0000-00-00 00:00:00 | 2024-07-20 11:24 | 0000-00-00 00:00:00 | [6 empty] | Palladium
1 | Lutron Electronics | RRD-HN3S-SW | 4460-7796 | 4460 | 7796 | Lutron Electronics | RRD-HN3S-SW.jpg | 784276170826 | CL RA2 HYBRID 3S WALL SNOW WHITE | Lutron RadioRA 2 seeTouch LED+ Hybrid Keypad, 3 Scene with Raise/Lower - Snow White |  | 2.76 | 4.57 |  | RRD-HN3S-SW.jpg | http://grandbrass.xologic.com/vendors/4460/large/RRD-HN3S-SW.jpg | [47 empty] | 0 | 0 | 0 | [6 empty] | 0 | 1 | 1 | EA | 1 | Lighting Controls | [27 empty] | Dimmers | [242 empty] | <a href="https://www.lutron.com/TechnicalDocumentLibrary/044337.pdf" target="_blank">Installation Instructions</a> | [23 empty] | 45.000 DW |  |  | 1.5800 IN | [89 empty] | 1.000 EA | 1.000 EA | [35 empty] | No | [42 empty] | https://www.lutron.com/TechnicalDocumentLibrary/369968_RRD.pdf | [7 empty] | Shelf Stock | [39 empty] | 39122206 | [6 empty] | <a href="https://lutron.widen.net/content/4y4cm6o0wa/mp4/RadioRA-3-Processor-Video.mp4?w=2048" target="_blank">Product Video Clip</a> | [6 empty] | <a href="https://www.lutron.com/TechnicalDocumentLibrary/043492.pdf" target="_blank">Warranty Information</a> |  |  |  |  | 0.470 L | [14 empty] | 0 | 0 | 0 | 0 | Lighting Fixtures | 2016-10-18 11:38 | 2024-07-20 11:43 | 0000-00-00 00:00:00 | 2024-07-20 11:43 | 0000-00-00 00:00:00 | [6 empty] | Snow
4 | Lutron Electronics | LWT-TTTG-SC | 4460-7798 | 4460 | 7798 | Lutron Electronics | LWT-TTTG-SC.png | 784276157674 | NW AR WP 3 ACC PLDM, 1 GFK T OPNG IN SC | Multigang WallPlate for New Architectural Controls and Accessories, Four-gang for 3 accessories or Palladiom keypads and 1 Grafik T control in satin chrome |  | 6 | 4 |  | LWT-TTTG-SC.png | http://grandbrass.xologic.com/vendors/4460/large/LWT-TTTG-SC.png | [47 empty] | 0 | 0 | 0 | [6 empty] | 0 | 1 | 1 | EA | 1 | Lighting Controls |  |  | Fittings and Hardware |  | Electrical Hardware And Supplies |  | Wallplates | [20 empty] | Switch Plates | [242 empty] | <a href="https://www.lutron.com/TechnicalDocumentLibrary/041496.pdf" target="_blank">Installation Instructions</a> | [23 empty] | 20.000 DW |  |  | 1.0000 IN | [89 empty] | 1.000 EA | 1.000 EA | [35 empty] | No | [42 empty] | https://www.lutron.com/TechnicalDocumentLibrary/369830_FRE.pdf | [7 empty] | Shelf Stock | [39 empty] | 39121704 | [13 empty] | <a href="https://www.lutron.com/TechnicalDocumentLibrary/043492.pdf" target="_blank">Warranty Information</a> |  |  |  |  | 0.500 L | [14 empty] | 0 | 0 | 0 | 0 | Electrical | 2016-10-18 11:38 | 2024-07-20 11:24 | 0000-00-00 00:00:00 | 2025-11-29 02:00 | 0000-00-00 00:00:00
4 | Lutron Electronics | LWT-TTTG-SN | 4460-7799 | 4460 | 7799 | Lutron Electronics | LWT-TTTG-SN.png | 784276157681 | NW AR WP 3 ACC PLDM, 1 GFK T OPNG IN SN | Multigang WallPlate for New Architectural Controls and Accessories, Four-gang for 3 accessories or Palladiom keypads and 1 Grafik T control in satin nickel |  | 6 | 4 |  | LWT-TTTG-SN.png | http://grandbrass.xologic.com/vendors/4460/large/LWT-TTTG-SN.png | [47 empty] | 0 | 0 | 0 | [6 empty] | 0 | 1 | 1 | EA | 1 | Lighting Controls |  |  | Fittings and Hardware |  | Electrical Hardware And Supplies |  | Wallplates | [20 empty] | Switch Plates | [242 empty] | <a href="https://www.lutron.com/TechnicalDocumentLibrary/041496.pdf" target="_blank">Installation Instructions</a> | [23 empty] | 20.000 DW |  |  | 1.0000 IN | [89 empty] | 1.000 EA | 1.000 EA | [35 empty] | No | [42 empty] | https://www.lutron.com/TechnicalDocumentLibrary/369830_FRE.pdf | [7 empty] | Shelf Stock | [39 empty] | 39121704 | [13 empty] | <a href="https://www.lutron.com/TechnicalDocumentLibrary/043492.pdf" target="_blank">Warranty Information</a> |  |  |  |  | 0.500 L | [14 empty] | 0 | 0 | 0 | 0 | Electrical | 2016-10-18 11:38 | 2024-07-20 11:18 | 0000-00-00 00:00:00 | 2025-11-29 02:00 | 0000-00-00 00:00:00
4 | Lutron Electronics | LWT-TTTG-BN | 4460-7800 | 4460 | 7800 | Lutron Electronics | LWT-TTTG-BN.png | 784276157698 | NW AR WP 3 ACC PLDM, 1 GFK T OPNG IN BN | Multigang WallPlate for New Architectural Controls and Accessories, Four-gang for 3 accessories or Palladiom keypads and 1 Grafik T control in bright nickel |  | 6 | 4 |  | LWT-TTTG-BN.png | http://grandbrass.xologic.com/vendors/4460/large/LWT-TTTG-BN.png | [47 empty] | 0 | 0 | 0 | [6 empty] | 0 | 1 | 1 | EA | 1 | Lighting Controls |  |  | Fittings and Hardware |  | Electrical Hardware And Supplies |  | Wallplates | [20 empty] | Switch Plates | [242 empty] | <a href="https://www.lutron.com/TechnicalDocumentLibrary/041496.pdf" target="_blank">Installation Instructions</a> | [23 empty] | 20.000 DW |  |  | 1.0000 IN | [89 empty] | 1.000 EA | 1.000 EA | [35 empty] | No | [42 empty] | https://www.lutron.com/TechnicalDocumentLibrary/369830_FRE.pdf | [7 empty] | Shelf Stock | [39 empty] | 39121704 | [13 empty] | <a href="https://www.lutron.com/TechnicalDocumentLibrary/043492.pdf" target="_blank">Warranty Information</a> |  |  |  |  | 0.500 L | [14 empty] | 0 | 0 | 0 | 0 | Electrical | 2016-10-18 11:38 | 2024-07-20 11:21 | 0000-00-00 00:00:00 | 2025-11-29 02:00 | 0000-00-00 00:00:00
4 | Lutron Electronics | LWT-TTGG-WH | 4460-7801 | 4460 | 7801 | Lutron Electronics | LWT-TTGG-WH.png | 784276157735 | NW AR WP 2 ACC PLDM, 2 GFK T OPNG IN WH | Multigang WallPlate for New Architectural Controls and Accessories, Four-gang for 2 accessories or Palladiom keypads and 2 Grafik T controls in white |  | 6 | 4 |  | LWT-TTGG-WH.png | http://grandbrass.xologic.com/vendors/4460/large/LWT-TTGG-WH.png | [47 empty] | 0 | 0 | 0 | [6 empty] | 0 | 1 | 1 | EA | 1 | Lighting Controls |  |  | Fittings and Hardware |  | Electrical Hardware And Supplies |  | Wallplates | [20 empty] | Switch Plates | [242 empty] | <a href="https://www.lutron.com/TechnicalDocumentLibrary/041496.pdf" target="_blank">Installation Instructions</a> | [23 empty] | 10.000 DW |  |  | 1.0000 IN | [89 empty] | 1.000 EA | 1.000 EA | [35 empty] | No | [42 empty] | https://www.lutron.com/TechnicalDocumentLibrary/369830_FRE.pdf | [7 empty] | Shelf Stock | [39 empty] | 39121704 | [13 empty] | <a href="https://www.lutron.com/TechnicalDocumentLibrary/043492.pdf" target="_blank">Warranty Information</a> |  |  |  |  | 0.500 L | [14 empty] | 0 | 0 | 0 | 0 | Electrical | 2016-10-18 11:38 | 2024-07-20 11:17 | 0000-00-00 00:00:00 | 2025-11-29 02:00 | 0000-00-00 00:00:00 | [6 empty] | White
4 | Lutron Electronics | LWT-TTGG-BE | 4460-7802 | 4460 | 7802 | Lutron Electronics | LWT-TTGG-BE.png | 784276157742 | NW AR WP 2 ACC PLDM, 2 GFK T OPNG IN BE | Multigang WallPlate for New Architectural Controls and Accessories, Four-gang for 2 accessories or Palladiom keypads and 2 Grafik T controls in beige |  | 6 | 4 |  | LWT-TTGG-BE.png | http://grandbrass.xologic.com/vendors/4460/large/LWT-TTGG-BE.png | [47 empty] | 0 | 0 | 0 | [6 empty] | 0 | 1 | 1 | EA | 1 | Lighting Controls |  |  | Fittings and Hardware |  | Electrical Hardware And Supplies |  | Wallplates | [20 empty] | Switch Plates | [242 empty] | <a href="https://www.lutron.com/TechnicalDocumentLibrary/041496.pdf" target="_blank">Installation Instructions</a> | [23 empty] | 10.000 DW |  |  | 1.0000 IN | [89 empty] | 1.000 EA | 1.000 EA | [35 empty] | No | [42 empty] | https://www.lutron.com/TechnicalDocumentLibrary/369830_FRE.pdf | [7 empty] | Shelf Stock | [39 empty] | 39121704 | [13 empty] | <a href="https://www.lutron.com/TechnicalDocumentLibrary/043492.pdf" target="_blank">Warranty Information</a> |  |  |  |  | 0.500 L | [14 empty] | 0 | 0 | 0 | 0 | Electrical | 2016-10-18 11:38 | 2024-07-20 11:21 | 0000-00-00 00:00:00 | 2025-11-29 02:00 | 0000-00-00 00:00:00 | [6 empty] | Beige
4 | Lutron Electronics | LWT-TTGG-IV | 4460-7803 | 4460 | 7803 | Lutron Electronics | LWT-TTGG-IV.png | 784276157759 | NW AR WP 2 ACC PLDM, 2 GFK T OPNG IN IV | Multigang WallPlate for New Architectural Controls and Accessories, Four-gang for 2 accessories or Palladiom keypads and 2 Grafik T controls in ivory |  | 6 | 4 |  | LWT-TTGG-IV.png | http://grandbrass.xologic.com/vendors/4460/large/LWT-TTGG-IV.png | [47 empty] | 0 | 0 | 0 | [6 empty] | 0 | 1 | 1 | EA | 1 | Lighting Controls |  |  | Fittings and Hardware |  | Electrical Hardware And Supplies |  | Wallplates | [20 empty] | Switch Plates | [242 empty] | <a href="https://www.lutron.com/TechnicalDocumentLibrary/041496.pdf" target="_blank">Installation Instructions</a> | [23 empty] | 10.000 DW |  |  | 1.0000 IN | [89 empty] | 1.000 EA | 1.000 EA | [35 empty] | No | [42 empty] | https://www.lutron.com/TechnicalDocumentLibrary/369830_FRE.pdf | [7 empty] | Shelf Stock | [39 empty] | 39121704 | [13 empty] | <a href="https://www.lutron.com/TechnicalDocumentLibrary/043492.pdf" target="_blank">Warranty Information</a> |  |  |  |  | 0.500 L | [14 empty] | 0 | 0 | 0 | 0 | Electrical | 2016-10-18 11:38 | 2024-07-20 11:19 | 0000-00-00 00:00:00 | 2025-11-29 02:00 | 0000-00-00 00:00:00 | [6 empty] | Ivory
4 | Lutron Electronics | LWT-TTGG-AL | 4460-7804 | 4460 | 7804 | Lutron Electronics | LWT-TTGG-AL.png | 784276157766 | NW AR WP 2 ACC PLDM, 2 GFK T OPNG IN AL | Multigang WallPlate for New Architectural Controls and Accessories, Four-gang for 2 accessories or Palladiom keypads and 2 Grafik T controls in almond |  | 6 | 4 |  | LWT-TTGG-AL.png | http://grandbrass.xologic.com/vendors/4460/large/LWT-TTGG-AL.png | [47 empty] | 0 | 0 | 0 | [6 empty] | 0 | 1 | 1 | EA | 1 | Lighting Controls |  |  | Fittings and Hardware |  | Electrical Hardware And Supplies |  | Wallplates | [20 empty] | Switch Plates | [242 empty] | <a href="https://www.lutron.com/TechnicalDocumentLibrary/041496.pdf" target="_blank">Installation Instructions</a> | [23 empty] | 10.000 DW |  |  | 1.0000 IN | [89 empty] | 1.000 EA | 1.000 EA | [35 empty] | No | [42 empty] | https://www.lutron.com/TechnicalDocumentLibrary/369830_FRE.pdf | [7 empty] | Shelf Stock | [39 empty] | 39121704 | [13 empty] | <a href="https://www.lutron.com/TechnicalDocumentLibrary/043492.pdf" target="_blank">Warranty Information</a> |  |  |  |  | 0.500 L | [14 empty] | 0 | 0 | 0 | 0 | Electrical | 2016-10-18 11:38 | 2024-07-20 11:22 | 0000-00-00 00:00:00 | 2025-11-29 02:00 | 0000-00-00 00:00:00 | [6 empty] | Almond
4 | Lutron Electronics | LWT-TTGG-LA | 4460-7805 | 4460 | 7805 | Lutron Electronics | LWT-TTGG-LA.png | 784276157773 | NW AR WP 2 ACC PLDM, 2 GFK T OPNG IN LA | Multigang WallPlate for New Architectural Controls and Accessories, Four-gang for 2 accessories or Palladiom keypads and 2 Grafik T controls in light almond |  | 6 | 4 |  | LWT-TTGG-LA.png | http://grandbrass.xologic.com/vendors/4460/large/LWT-TTGG-LA.png | [47 empty] | 0 | 0 | 0 | [6 empty] | 0 | 1 | 1 | EA | 1 | Lighting Controls |  |  | Fittings and Hardware |  | Electrical Hardware And Supplies |  | Wallplates | [20 empty] | Switch Plates | [242 empty] | <a href="https://www.lutron.com/TechnicalDocumentLibrary/041496.pdf" target="_blank">Installation Instructions</a> | [23 empty] | 10.000 DW |  |  | 1.0000 IN | [89 empty] | 1.000 EA | 1.000 EA | [35 empty] | No | [42 empty] | https://www.lutron.com/TechnicalDocumentLibrary/369830_FRE.pdf | [7 empty] | Shelf Stock | [39 empty] | 39121704 | [13 empty] | <a href="https://www.lutron.com/TechnicalDocumentLibrary/043492.pdf" target="_blank">Warranty Information</a> |  |  |  |  | 0.500 L | [14 empty] | 0 | 0 | 0 | 0 | Electrical | 2016-10-18 11:38 | 2024-07-20 11:24 | 0000-00-00 00:00:00 | 2025-11-29 02:00 | 0000-00-00 00:00:00
4 | Lutron Electronics | LWT-TTGG-GR | 4460-7806 | 4460 | 7806 | Lutron Electronics | LWT-TTGG-GR.png | 784276157780 | NW AR WP 2 ACC PLDM, 2 GFK T OPNG IN GR | Multigang WallPlate for New Architectural Controls and Accessories, Four-gang for 2 accessories or Palladiom keypads and 2 Grafik T controls in gray |  | 6 | 4 |  | LWT-TTGG-GR.png | http://grandbrass.xologic.com/vendors/4460/large/LWT-TTGG-GR.png | [47 empty] | 0 | 0 | 0 | [6 empty] | 0 | 1 | 1 | EA | 1 | Lighting Controls |  |  | Fittings and Hardware |  | Electrical Hardware And Supplies |  | Wallplates | [20 empty] | Switch Plates | [242 empty] | <a href="https://www.lutron.com/TechnicalDocumentLibrary/041496.pdf" target="_blank">Installation Instructions</a> | [23 empty] | 10.000 DW |  |  | 1.0000 IN | [89 empty] | 1.000 EA | 1.000 EA | [35 empty] | No | [42 empty] | https://www.lutron.com/TechnicalDocumentLibrary/369830_FRE.pdf | [7 empty] | Shelf Stock | [39 empty] | 39121704 | [13 empty] | <a href="https://www.lutron.com/TechnicalDocumentLibrary/043492.pdf" target="_blank">Warranty Information</a> |  |  |  |  | 0.500 L | [14 empty] | 0 | 0 | 0 | 0 | Electrical | 2016-10-18 11:38 | 2024-07-20 11:22 | 0000-00-00 00:00:00 | 2025-11-29 02:00 | 0000-00-00 00:00:00 | [6 empty] | Gray
4 | Lutron Electronics | LWT-TTGG-TP | 4460-7807 | 4460 | 7807 | Lutron Electronics | LWT-TTGG-TP.png | 784276157797 | NW AR WP 2 ACC PLDM, 2 GFK T OPNG IN TP | Multigang WallPlate for New Architectural Controls and Accessories, Four-gang for 2 accessories or Palladiom keypads and 2 Grafik T controls in taupe |  | 6 | 4 |  | LWT-TTGG-TP.png | http://grandbrass.xologic.com/vendors/4460/large/LWT-TTGG-TP.png | [47 empty] | 0 | 0 | 0 | [6 empty] | 0 | 1 | 1 | EA | 1 | Lighting Controls |  |  | Fittings and Hardware |  | Electrical Hardware And Supplies |  | Wallplates | [20 empty] | Switch Plates | [242 empty] | <a href="https://www.lutron.com/TechnicalDocumentLibrary/041496.pdf" target="_blank">Installation Instructions</a> | [23 empty] | 10.000 DW |  |  | 1.0000 IN | [89 empty] | 1.000 EA | 1.000 EA | [35 empty] | No | [42 empty] | https://www.lutron.com/TechnicalDocumentLibrary/369830_FRE.pdf | [7 empty] | Shelf Stock | [39 empty] | 39121704 | [13 empty] | <a href="https://www.lutron.com/TechnicalDocumentLibrary/043492.pdf" target="_blank">Warranty Information</a> |  |  |  |  | 0.500 L | [14 empty] | 0 | 0 | 0 | 0 | Electrical | 2016-10-18 11:38 | 2024-07-20 11:23 | 0000-00-00 00:00:00 | 2025-11-29 02:00 | 0000-00-00 00:00:00 | [6 empty] | Taupe
4 | Lutron Electronics | LWT-TTGG-SI | 4460-7808 | 4460 | 7808 | Lutron Electronics | LWT-TTGG-SI.png | 784276157803 | NW AR WP 2 ACC PLDM, 2 GFK T OPNG IN SI | Multigang WallPlate for New Architectural Controls and Accessories, Four-gang for 2 accessories or Palladiom keypads and 2 Grafik T controls in sienna |  | 6 | 4 |  | LWT-TTGG-SI.png | http://grandbrass.xologic.com/vendors/4460/large/LWT-TTGG-SI.png | [47 empty] | 0 | 0 | 0 | [6 empty] | 0 | 1 | 1 | EA | 1 | Lighting Controls |  |  | Fittings and Hardware |  | Electrical Hardware And Supplies |  | Wallplates | [20 empty] | Switch Plates | [242 empty] | <a href="https://www.lutron.com/TechnicalDocumentLibrary/041496.pdf" target="_blank">Installation Instructions</a> | [23 empty] | 10.000 DW |  |  | 1.0000 IN | [89 empty] | 1.000 EA | 1.000 EA | [35 empty] | No | [42 empty] | https://www.lutron.com/TechnicalDocumentLibrary/369830_FRE.pdf | [7 empty] | Shelf Stock | [39 empty] | 39121704 | [13 empty] | <a href="https://www.lutron.com/TechnicalDocumentLibrary/043492.pdf" target="_blank">Warranty Information</a> |  |  |  |  | 0.500 L | [14 empty] | 0 | 0 | 0 | 0 | Electrical | 2016-10-18 11:38 | 2024-07-20 11:43 | 0000-00-00 00:00:00 | 2025-11-29 02:00 | 0000-00-00 00:00:00 | [6 empty] | Sienna
1 | Lutron Electronics | RRD-HN3S-AL | 4460-7809 | 4460 | 7809 | Lutron Electronics | RRD-HN3S-AL.jpg | 784276170611 | CL RA2 HYBRID 3S WALL ALMOND | Lutron RadioRA 2 seeTouch LED+ Hybrid Keypad, 3 Scene with Raise/Lower - Almond |  | 2.76 | 4.57 |  | RRD-HN3S-AL.jpg | http://grandbrass.xologic.com/vendors/4460/large/RRD-HN3S-AL.jpg | [47 empty] | 0 | 0 | 0 | [6 empty] | 0 | 1 | 1 | EA | 1 | Lighting Controls | [27 empty] | Dimmers | [242 empty] | <a href="https://www.lutron.com/TechnicalDocumentLibrary/044337.pdf" target="_blank">Installation Instructions</a> | [23 empty] | 45.000 DW |  |  | 1.5800 IN | [89 empty] | 1.000 EA | 1.000 EA | [35 empty] | No | [42 empty] | https://www.lutron.com/TechnicalDocumentLibrary/369968_RRD.pdf | [7 empty] | Shelf Stock | [39 empty] | 39122206 | [6 empty] | <a href="https://lutron.widen.net/content/4y4cm6o0wa/mp4/RadioRA-3-Processor-Video.mp4?w=2048" target="_blank">Product Video Clip</a> | [6 empty] | <a href="https://www.lutron.com/TechnicalDocumentLibrary/043492.pdf" target="_blank">Warranty Information</a> |  |  |  |  | 0.470 L | [14 empty] | 0 | 0 | 0 | 0 | Lighting Fixtures | 2016-10-18 11:38 | 2024-07-20 11:25 | 0000-00-00 00:00:00 | 2024-07-20 11:25 | 0000-00-00 00:00:00 | [6 empty] | Almond
4 | Lutron Electronics | LWT-GGT-CWH | 4460-7810 | 4460 | 7810 | Lutron Electronics | LWT-GGT-CWH.jpg | 784276156073 | NW AR WP 2 GFK T, 1 ACC PLDM OPNG IN CWH | Multigang Wallplate for New Architectural Controls and Accessories, Three-gang for 2 Grafik T controls and 1 accessory or Palladiom keypad in clear white glass |  | 6 | 4 |  | LWT-GGT-CWH.jpg | http://grandbrass.xologic.com/vendors/4460/large/LWT-GGT-CWH.jpg | [47 empty] | 0 | 0 | 0 | [6 empty] | 0 | 1 | 1 | EA | 1 | Lighting Controls |  |  | Fittings and Hardware |  | Electrical Hardware And Supplies |  | Wallplates | [20 empty] | Switch Plates | [242 empty] | <a href="https://www.lutron.com/TechnicalDocumentLibrary/041496.pdf" target="_blank">Installation Instructions</a> | [23 empty] | 10.000 DW |  |  | 1.0000 IN | [89 empty] | 1.000 EA | 1.000 EA | [35 empty] | No | [42 empty] | https://www.lutron.com/TechnicalDocumentLibrary/369830_FRE.pdf | [7 empty] | Shelf Stock | [39 empty] | 39121704 | [13 empty] | <a href="https://www.lutron.com/TechnicalDocumentLibrary/043492.pdf" target="_blank">Warranty Information</a> |  |  |  |  | 0.500 L | [14 empty] | 0 | 0 | 0 | 0 | Electrical | 2016-10-18 11:38 | 2024-07-20 11:20 | 0000-00-00 00:00:00 | 2025-11-29 02:00 | 0000-00-00 00:00:00
4 | Lutron Electronics | LWT-GGT-BL | 4460-7811 | 4460 | 7811 | Lutron Electronics | LWT-GGT-BL.png | 784276156066 | NW AR WP 2 GFK T, 1 ACC PLDM OPNG IN BL | Multigang WallPlate for New Architectural Controls and Accessories, Three-gang for 2 Grafik T controls and 1 accessory or Palladiom keypad in black |  | 6 | 4 |  | LWT-GGT-BL.png | http://grandbrass.xologic.com/vendors/4460/large/LWT-GGT-BL.png | [47 empty] | 0 | 0 | 0 | [6 empty] | 0 | 1 | 1 | EA | 1 | Lighting Controls |  |  | Fittings and Hardware |  | Electrical Hardware And Supplies |  | Wallplates | [20 empty] | Switch Plates | [242 empty] | <a href="https://www.lutron.com/TechnicalDocumentLibrary/041496.pdf" target="_blank">Installation Instructions</a> | [23 empty] | 10.000 DW |  |  | 1.0000 IN | [89 empty] | 1.000 EA | 1.000 EA | [35 empty] | No | [42 empty] | https://www.lutron.com/TechnicalDocumentLibrary/369830_FRE.pdf | [7 empty] | Shelf Stock | [39 empty] | 39121704 | [13 empty] | <a href="https://www.lutron.com/TechnicalDocumentLibrary/043492.pdf" target="_blank">Warranty Information</a> |  |  |  |  | 0.500 L | [14 empty] | 0 | 0 | 0 | 0 | Electrical | 2016-10-18 11:39 | 2024-07-20 11:23 | 0000-00-00 00:00:00 | 2025-11-29 02:00 | 0000-00-00 00:00:00 | [6 empty] | Black
4 | Lutron Electronics | LWT-GGT-SI | 4460-7812 | 4460 | 7812 | Lutron Electronics | LWT-GGT-SI.png | 784276156042 | NW AR WP 2 GFK T, 1 ACC PLDM OPNG IN SI | Multigang WallPlate for New Architectural Controls and Accessories, Three-gang for 2 Grafik T controls and 1 accessory or Palladiom keypad in sienna |  | 6 | 4 |  | LWT-GGT-SI.png | http://grandbrass.xologic.com/vendors/4460/large/LWT-GGT-SI.png | [47 empty] | 0 | 0 | 0 | [6 empty] | 0 | 1 | 1 | EA | 1 | Lighting Controls |  |  | Fittings and Hardware |  | Electrical Hardware And Supplies |  | Wallplates | [20 empty] | Switch Plates | [242 empty] | <a href="https://www.lutron.com/TechnicalDocumentLibrary/041496.pdf" target="_blank">Installation Instructions</a> | [23 empty] | 10.000 DW |  |  | 1.0000 IN | [89 empty] | 1.000 EA | 1.000 EA | [35 empty] | No | [42 empty] | https://www.lutron.com/TechnicalDocumentLibrary/369830_FRE.pdf | [7 empty] | Shelf Stock | [39 empty] | 39121704 | [13 empty] | <a href="https://www.lutron.com/TechnicalDocumentLibrary/043492.pdf" target="_blank">Warranty Information</a> |  |  |  |  | 0.500 L | [14 empty] | 0 | 0 | 0 | 0 | Electrical | 2016-10-18 11:39 | 2024-07-20 11:21 | 0000-00-00 00:00:00 | 2025-11-29 02:00 | 0000-00-00 00:00:00 | [6 empty] | Sienna
4 | Lutron Electronics | LWT-GGT-TP | 4460-7813 | 4460 | 7813 | Lutron Electronics | LWT-GGT-TP.png | 784276156035 | NW AR WP 2 GFK T, 1 ACC PLDM OPNG IN TP | Multigang WallPlate for New Architectural Controls and Accessories, Three-gang for 2 Grafik T controls and 1 accessory or Palladiom keypad in taupe |  | 6 | 4 |  | LWT-GGT-TP.png | http://grandbrass.xologic.com/vendors/4460/large/LWT-GGT-TP.png | [47 empty] | 0 | 0 | 0 | [6 empty] | 0 | 1 | 1 | EA | 1 | Lighting Controls |  |  | Fittings and Hardware |  | Electrical Hardware And Supplies |  | Wallplates | [20 empty] | Switch Plates | [242 empty] | <a href="https://www.lutron.com/TechnicalDocumentLibrary/041496.pdf" target="_blank">Installation Instructions</a> | [23 empty] | 10.000 DW |  |  | 1.0000 IN | [89 empty] | 1.000 EA | 1.000 EA | [35 empty] | No | [42 empty] | https://www.lutron.com/TechnicalDocumentLibrary/369830_FRE.pdf | [7 empty] | Shelf Stock | [39 empty] | 39121704 | [13 empty] | <a href="https://www.lutron.com/TechnicalDocumentLibrary/043492.pdf" target="_blank">Warranty Information</a> |  |  |  |  | 0.500 L | [14 empty] | 0 | 0 | 0 | 0 | Electrical | 2016-10-18 11:39 | 2024-07-20 11:22 | 0000-00-00 00:00:00 | 2025-11-29 02:00 | 0000-00-00 00:00:00 | [6 empty] | Taupe
4 | Lutron Electronics | LWT-GGT-GR | 4460-7814 | 4460 | 7814 | Lutron Electronics | LWT-GGT-GR.png | 784276156028 | NW AR WP 2 GFK T, 1 ACC PLDM OPNG IN GR | Multigang WallPlate for New Architectural Controls and Accessories, Three-gang for 2 Grafik T controls and 1 accessory or Palladiom keypad in gray |  | 6 | 4 |  | LWT-GGT-GR.png | http://grandbrass.xologic.com/vendors/4460/large/LWT-GGT-GR.png | [47 empty] | 0 | 0 | 0 | [6 empty] | 0 | 1 | 1 | EA | 1 | Lighting Controls |  |  | Fittings and Hardware |  | Electrical Hardware And Supplies |  | Wallplates | [20 empty] | Switch Plates | [242 empty] | <a href="https://www.lutron.com/TechnicalDocumentLibrary/041496.pdf" target="_blank">Installation Instructions</a> | [23 empty] | 10.000 DW |  |  | 1.0000 IN | [89 empty] | 1.000 EA | 1.000 EA | [35 empty] | No | [42 empty] | https://www.lutron.com/TechnicalDocumentLibrary/369830_FRE.pdf | [7 empty] | Shelf Stock | [39 empty] | 39121704 | [13 empty] | <a href="https://www.lutron.com/TechnicalDocumentLibrary/043492.pdf" target="_blank">Warranty Information</a> |  |  |  |  | 0.500 L | [14 empty] | 0 | 0 | 0 | 0 | Electrical | 2016-10-18 11:39 | 2024-07-20 11:27 | 0000-00-00 00:00:00 | 2025-11-29 02:00 | 0000-00-00 00:00:00 | [6 empty] | Gray
4 | Lutron Electronics | LWT-GGT-LA | 4460-7815 | 4460 | 7815 | Lutron Electronics | LWT-GGT-LA.png | 784276156011 | NW AR WP 2 GFK T, 1 ACC PLDM OPNG IN LA | Multigang WallPlate for New Architectural Controls and Accessories, Three-gang for 2 Grafik T controls and 1 accessory or Palladiom keypad in light almond |  | 6 | 4 |  | LWT-GGT-LA.png | http://grandbrass.xologic.com/vendors/4460/large/LWT-GGT-LA.png | [47 empty] | 0 | 0 | 0 | [6 empty] | 0 | 1 | 1 | EA | 1 | Lighting Controls |  |  | Fittings and Hardware |  | Electrical Hardware And Supplies |  | Wallplates | [20 empty] | Switch Plates | [242 empty] | <a href="https://www.lutron.com/TechnicalDocumentLibrary/041496.pdf" target="_blank">Installation Instructions</a> | [23 empty] | 10.000 DW |  |  | 1.0000 IN | [89 empty] | 1.000 EA | 1.000 EA | [35 empty] | No | [42 empty] | https://www.lutron.com/TechnicalDocumentLibrary/369830_FRE.pdf | [7 empty] | Shelf Stock | [39 empty] | 39121704 | [13 empty] | <a href="https://www.lutron.com/TechnicalDocumentLibrary/043492.pdf" target="_blank">Warranty Information</a> |  |  |  |  | 0.500 L | [14 empty] | 0 | 0 | 0 | 0 | Electrical | 2016-10-18 11:39 | 2024-07-20 11:29 | 0000-00-00 00:00:00 | 2025-11-29 02:00 | 0000-00-00 00:00:00
4 | Lutron Electronics | LWT-GGT-AL | 4460-7816 | 4460 | 7816 | Lutron Electronics | LWT-GGT-AL.png | 784276156004 | NW AR WP 2 GFK T, 1 ACC PLDM OPNG IN AL | Multigang WallPlate for New Architectural Controls and Accessories, Three-gang for 2 Grafik T controls and 1 accessory or Palladiom keypad in almond |  | 6 | 4 |  | LWT-GGT-AL.png | http://grandbrass.xologic.com/vendors/4460/large/LWT-GGT-AL.png | [47 empty] | 0 | 0 | 0 | [6 empty] | 0 | 1 | 1 | EA | 1 | Lighting Controls |  |  | Fittings and Hardware |  | Electrical Hardware And Supplies |  | Wallplates | [20 empty] | Switch Plates | [242 empty] | <a href="https://www.lutron.com/TechnicalDocumentLibrary/041496.pdf" target="_blank">Installation Instructions</a> | [23 empty] | 10.000 DW |  |  | 1.0000 IN | [89 empty] | 1.000 EA | 1.000 EA | [35 empty] | No | [42 empty] | https://www.lutron.com/TechnicalDocumentLibrary/369830_FRE.pdf | [7 empty] | Shelf Stock | [39 empty] | 39121704 | [13 empty] | <a href="https://www.lutron.com/TechnicalDocumentLibrary/043492.pdf" target="_blank">Warranty Information</a> |  |  |  |  | 0.500 L | [14 empty] | 0 | 0 | 0 | 0 | Electrical | 2016-10-18 11:39 | 2024-07-20 11:27 | 0000-00-00 00:00:00 | 2025-11-29 02:00 | 0000-00-00 00:00:00 | [6 empty] | Almond
4 | Lutron Electronics | LWT-GGT-IV | 4460-7817 | 4460 | 7817 | Lutron Electronics | LWT-GGT-IV.png | 784276155991 | NW AR WP 2 GFK T, 1 ACC PLDM OPNG IN IV | Multigang WallPlate for New Architectural Controls and Accessories, Three-gang for 2 Grafik T controls and 1 accessory or Palladiom keypad in ivory |  | 6 | 4 |  | LWT-GGT-IV.png | http://grandbrass.xologic.com/vendors/4460/large/LWT-GGT-IV.png | [47 empty] | 0 | 0 | 0 | [6 empty] | 0 | 1 | 1 | EA | 1 | Lighting Controls |  |  | Fittings and Hardware |  | Electrical Hardware And Supplies |  | Wallplates | [20 empty] | Switch Plates | [242 empty] | <a href="https://www.lutron.com/TechnicalDocumentLibrary/041496.pdf" target="_blank">Installation Instructions</a> | [23 empty] | 10.000 DW |  |  | 1.0000 IN | [89 empty] | 1.000 EA | 1.000 EA | [35 empty] | No | [42 empty] | https://www.lutron.com/TechnicalDocumentLibrary/369830_FRE.pdf | [7 empty] | Shelf Stock | [39 empty] | 39121704 | [13 empty] | <a href="https://www.lutron.com/TechnicalDocumentLibrary/043492.pdf" target="_blank">Warranty Information</a> |  |  |  |  | 0.500 L | [14 empty] | 0 | 0 | 0 | 0 | Electrical | 2016-10-18 11:39 | 2024-07-20 11:21 | 0000-00-00 00:00:00 | 2025-11-29 02:00 | 0000-00-00 00:00:00 | [6 empty] | Ivory
4 | Lutron Electronics | LWT-GGT-BE | 4460-7818 | 4460 | 7818 | Lutron Electronics | LWT-GGT-BE.png | 784276155984 | NW AR WP 2 GFK T, 1 ACC PLDM OPNG IN BE | Multigang WallPlate for New Architectural Controls and Accessories, Three-gang for 2 Grafik T controls and 1 accessory or Palladiom keypad in beige |  | 6 | 4 |  | LWT-GGT-BE.png | http://grandbrass.xologic.com/vendors/4460/large/LWT-GGT-BE.png | [47 empty] | 0 | 0 | 0 | [6 empty] | 0 | 1 | 1 | EA | 1 | Lighting Controls |  |  | Fittings and Hardware |  | Electrical Hardware And Supplies |  | Wallplates | [20 empty] | Switch Plates | [242 empty] | <a href="https://www.lutron.com/TechnicalDocumentLibrary/041496.pdf" target="_blank">Installation Instructions</a> | [23 empty] | 10.000 DW |  |  | 1.0000 IN | [89 empty] | 1.000 EA | 1.000 EA | [35 empty] | No | [42 empty] | https://www.lutron.com/TechnicalDocumentLibrary/369830_FRE.pdf | [7 empty] | Shelf Stock | [39 empty] | 39121704 | [13 empty] | <a href="https://www.lutron.com/TechnicalDocumentLibrary/043492.pdf" target="_blank">Warranty Information</a> |  |  |  |  | 0.500 L | [14 empty] | 0 | 0 | 0 | 0 | Electrical | 2016-10-18 11:39 | 2024-07-20 11:17 | 0000-00-00 00:00:00 | 2025-11-29 02:00 | 0000-00-00 00:00:00 | [6 empty] | Beige
4 | Lutron Electronics | LWT-GGT-WH | 4460-7819 | 4460 | 7819 | Lutron Electronics | LWT-GGT-WH.png | 784276155977 | NW AR WP 2 GFK T, 1 ACC PLDM OPNG IN WH | Multigang WallPlate for New Architectural Controls and Accessories, Three-gang for 2 Grafik T controls and 1 accessory or Palladiom keypad in white |  | 6 | 4 |  | LWT-GGT-WH.png | http://grandbrass.xologic.com/vendors/4460/large/LWT-GGT-WH.png | [47 empty] | 0 | 0 | 0 | [6 empty] | 0 | 1 | 1 | EA | 1 | Lighting Controls |  |  | Fittings and Hardware |  | Electrical Hardware And Supplies |  | Wallplates | [20 empty] | Switch Plates | [242 empty] | <a href="https://www.lutron.com/TechnicalDocumentLibrary/041496.pdf" target="_blank">Installation Instructions</a> | [23 empty] | 10.000 DW |  |  | 1.0000 IN | [89 empty] | 1.000 EA | 1.000 EA | [35 empty] | No | [42 empty] | https://www.lutron.com/TechnicalDocumentLibrary/369830_FRE.pdf | [7 empty] | Shelf Stock | [39 empty] | 39121704 | [13 empty] | <a href="https://www.lutron.com/TechnicalDocumentLibrary/043492.pdf" target="_blank">Warranty Information</a> |  |  |  |  | 0.500 L | [14 empty] | 0 | 0 | 0 | 0 | Electrical | 2016-10-18 11:39 | 2024-07-20 11:28 | 0000-00-00 00:00:00 | 2025-11-29 02:00 | 0000-00-00 00:00:00 | [6 empty] | White
4 | Lutron Electronics | LWT-TG-BN | 4460-7820 | 4460 | 7820 | Lutron Electronics | LWT-TG-BN.png | 784276155939 | NW AR WP 1 ACC PLDM, 1 GFK T OPNG IN BN | Multigang WallPlate for New Architectural Controls and Accessories, Two-gang for 1 accessory or Palladiom keypad and 1 Grafik T control in bright nickel |  | 6 | 4 |  | LWT-TG-BN.png | http://grandbrass.xologic.com/vendors/4460/large/LWT-TG-BN.png | [47 empty] | 0 | 0 | 0 | [6 empty] | 0 | 1 | 1 | EA | 1 | Lighting Controls |  |  | Fittings and Hardware |  | Electrical Hardware And Supplies |  | Wallplates | [20 empty] | Switch Plates | [242 empty] | <a href="https://www.lutron.com/TechnicalDocumentLibrary/041496.pdf" target="_blank">Installation Instructions</a> | [23 empty] | 20.000 DW |  |  | 1.0000 IN | [89 empty] | 1.000 EA | 1.000 EA | [35 empty] | No | [42 empty] | https://www.lutron.com/TechnicalDocumentLibrary/369830_FRE.pdf | [7 empty] | Shelf Stock | [39 empty] | 39121704 | [13 empty] | <a href="https://www.lutron.com/TechnicalDocumentLibrary/043492.pdf" target="_blank">Warranty Information</a> |  |  |  |  | 0.500 L | [14 empty] | 0 | 0 | 0 | 0 | Electrical | 2016-10-18 11:39 | 2024-07-20 11:19 | 0000-00-00 00:00:00 | 2025-11-29 02:00 | 0000-00-00 00:00:00
4 | Lutron Electronics | LWT-TG-SN | 4460-7821 | 4460 | 7821 | Lutron Electronics | LWT-TG-SN.png | 784276155922 | NW AR WP 1 ACC PLDM, 1 GFK T OPNG IN SN | Multigang WallPlate for New Architectural Controls and Accessories, Two-gang for 1 accessory or Palladiom keypad and 1 Grafik T control in satin nickel |  | 6 | 4 |  | LWT-TG-SN.png | http://grandbrass.xologic.com/vendors/4460/large/LWT-TG-SN.png | [47 empty] | 0 | 0 | 0 | [6 empty] | 0 | 1 | 1 | EA | 1 | Lighting Controls |  |  | Fittings and Hardware |  | Electrical Hardware And Supplies |  | Wallplates | [20 empty] | Switch Plates | [242 empty] | <a href="https://www.lutron.com/TechnicalDocumentLibrary/041496.pdf" target="_blank">Installation Instructions</a> | [23 empty] | 20.000 DW |  |  | 1.0000 IN | [89 empty] | 1.000 EA | 1.000 EA | [35 empty] | No | [42 empty] | https://www.lutron.com/TechnicalDocumentLibrary/369830_FRE.pdf | [7 empty] | Shelf Stock | [39 empty] | 39121704 | [13 empty] | <a href="https://www.lutron.com/TechnicalDocumentLibrary/043492.pdf" target="_blank">Warranty Information</a> |  |  |  |  | 0.500 L | [14 empty] | 0 | 0 | 0 | 0 | Electrical | 2016-10-18 11:39 | 2024-07-20 11:23 | 0000-00-00 00:00:00 | 2025-11-29 02:00 | 0000-00-00 00:00:00
4 | Lutron Electronics | LWT-TG-SC | 4460-7822 | 4460 | 7822 | Lutron Electronics | LWT-TG-SC.png | 784276155915 | NW AR WP 1 ACC PLDM, 1 GFK T OPNG IN SC | Multigang WallPlate for New Architectural Controls and Accessories, Two-gang for 1 accessory or Palladiom keypad and 1 Grafik T control in satin chrome |  | 6 | 4 |  | LWT-TG-SC.png | http://grandbrass.xologic.com/vendors/4460/large/LWT-TG-SC.png | [47 empty] | 0 | 0 | 0 | [6 empty] | 0 | 1 | 1 | EA | 1 | Lighting Controls |  |  | Fittings and Hardware |  | Electrical Hardware And Supplies |  | Wallplates | [20 empty] | Switch Plates | [242 empty] | <a href="https://www.lutron.com/TechnicalDocumentLibrary/041496.pdf" target="_blank">Installation Instructions</a> | [23 empty] | 20.000 DW |  |  | 1.0000 IN | [89 empty] | 1.000 EA | 1.000 EA | [35 empty] | No | [42 empty] | https://www.lutron.com/TechnicalDocumentLibrary/369830_FRE.pdf | [7 empty] | Shelf Stock | [39 empty] | 39121704 | [13 empty] | <a href="https://www.lutron.com/TechnicalDocumentLibrary/043492.pdf" target="_blank">Warranty Information</a> |  |  |  |  | 0.500 L | [14 empty] | 0 | 0 | 0 | 0 | Electrical | 2016-10-18 11:39 | 2024-07-20 11:25 | 0000-00-00 00:00:00 | 2025-11-29 02:00 | 0000-00-00 00:00:00
4 | Lutron Electronics | LWT-TG-BC | 4460-7823 | 4460 | 7823 | Lutron Electronics | LWT-TG-BC.png | 784276155885 | NW AR WP 1 ACC PLDM, 1 GFK T OPNG IN BC | Multigang WallPlate for New Architectural Controls and Accessories, Two-gang for 1 accessory or Palladiom keypad and 1 Grafik T control in bright chrome |  | 6 | 4 |  | LWT-TG-BC.png | http://grandbrass.xologic.com/vendors/4460/large/LWT-TG-BC.png | [47 empty] | 0 | 0 | 0 | [6 empty] | 0 | 1 | 1 | EA | 1 | Lighting Controls |  |  | Fittings and Hardware |  | Electrical Hardware And Supplies |  | Wallplates | [20 empty] | Switch Plates | [242 empty] | <a href="https://www.lutron.com/TechnicalDocumentLibrary/041496.pdf" target="_blank">Installation Instructions</a> | [23 empty] | 20.000 DW |  |  | 1.0000 IN | [89 empty] | 1.000 EA | 1.000 EA | [35 empty] | No | [42 empty] | https://www.lutron.com/TechnicalDocumentLibrary/369830_FRE.pdf | [7 empty] | Shelf Stock | [39 empty] | 39121704 | [13 empty] | <a href="https://www.lutron.com/TechnicalDocumentLibrary/043492.pdf" target="_blank">Warranty Information</a> |  |  |  |  | 0.500 L | [14 empty] | 0 | 0 | 0 | 0 | Electrical | 2016-10-18 11:39 | 2024-07-20 11:27 | 0000-00-00 00:00:00 | 2025-11-29 02:00 | 0000-00-00 00:00:00
4 | Lutron Electronics | LWT-TG-BB | 4460-7824 | 4460 | 7824 | Lutron Electronics | LWT-TG-BB.png | 784276155878 | NW AR WP 1 ACC PLDM, 1 GFK T OPNG IN BB | Multigang WallPlate for New Architectural Controls and Accessories, Two-gang for 1 accessory or Palladiom keypad and 1 Grafik T control in bright brass |  | 6 | 4 |  | LWT-TG-BB.png | http://grandbrass.xologic.com/vendors/4460/large/LWT-TG-BB.png | [47 empty] | 0 | 0 | 0 | [6 empty] | 0 | 1 | 1 | EA | 1 | Lighting Controls |  |  | Fittings and Hardware |  | Electrical Hardware And Supplies |  | Wallplates | [20 empty] | Switch Plates | [242 empty] | <a href="https://www.lutron.com/TechnicalDocumentLibrary/041496.pdf" target="_blank">Installation Instructions</a> | [23 empty] | 20.000 DW |  |  | 1.0000 IN | [89 empty] | 1.000 EA | 1.000 EA | [35 empty] | No | [42 empty] | https://www.lutron.com/TechnicalDocumentLibrary/369830_FRE.pdf | [7 empty] | Shelf Stock | [39 empty] | 39121704 | [13 empty] | <a href="https://www.lutron.com/TechnicalDocumentLibrary/043492.pdf" target="_blank">Warranty Information</a> |  |  |  |  | 0.500 L | [14 empty] | 0 | 0 | 0 | 0 | Electrical | 2016-10-18 11:39 | 2024-07-20 11:18 | 0000-00-00 00:00:00 | 2025-11-29 02:00 | 0000-00-00 00:00:00
4 | Lutron Electronics | LWT-TG-SB | 4460-7825 | 4460 | 7825 | Lutron Electronics | LWT-TG-SB.png | 784276155861 | NW AR WP 1 ACC PLDM, 1 GFK T OPNG IN SB | Multigang WallPlate for New Architectural Controls and Accessories, Two-gang for 1 accessory or Palladiom keypad and 1 Grafik T control in satin brass |  | 6 | 4 |  | LWT-TG-SB.png | http://grandbrass.xologic.com/vendors/4460/large/LWT-TG-SB.png | [47 empty] | 0 | 0 | 0 | [6 empty] | 0 | 1 | 1 | EA | 1 | Lighting Controls |  |  | Fittings and Hardware |  | Electrical Hardware And Supplies |  | Wallplates | [20 empty] | Switch Plates | [242 empty] | <a href="https://www.lutron.com/TechnicalDocumentLibrary/041496.pdf" target="_blank">Installation Instructions</a> | [23 empty] | 20.000 DW |  |  | 1.0000 IN | [89 empty] | 1.000 EA | 1.000 EA | [35 empty] | No | [42 empty] | https://www.lutron.com/TechnicalDocumentLibrary/369830_FRE.pdf | [7 empty] | Shelf Stock | [39 empty] | 39121704 | [13 empty] | <a href="https://www.lutron.com/TechnicalDocumentLibrary/043492.pdf" target="_blank">Warranty Information</a> |  |  |  |  | 0.500 L | [14 empty] | 0 | 0 | 0 | 0 | Electrical | 2016-10-18 11:39 | 2024-07-20 11:23 | 0000-00-00 00:00:00 | 2025-11-29 02:00 | 0000-00-00 00:00:00
4 | Lutron Electronics | LWT-TG-CWH | 4460-7826 | 4460 | 7826 | Lutron Electronics | LWT-TG-CWH.jpg | 784276155854 | NW AR WP 1 ACC PLDM, 1 GFK T OPNG IN CWH | Multigang Wallplate for New Architectural Controls and Accessories, Two-gang for 1 accessory or Palladiom keypad and 1 Grafik T control in clear white glass |  | 6 | 4 |  | LWT-TG-CWH.jpg | http://grandbrass.xologic.com/vendors/4460/large/LWT-TG-CWH.jpg | [47 empty] | 0 | 0 | 0 | [6 empty] | 0 | 1 | 1 | EA | 1 | Lighting Controls |  |  | Fittings and Hardware |  | Electrical Hardware And Supplies |  | Wallplates | [20 empty] | Switch Plates | [242 empty] | <a href="https://www.lutron.com/TechnicalDocumentLibrary/041496.pdf" target="_blank">Installation Instructions</a> | [23 empty] | 10.000 DW |  |  | 1.0000 IN | [89 empty] | 1.000 EA | 1.000 EA | [35 empty] | No | [42 empty] | https://www.lutron.com/TechnicalDocumentLibrary/369830_FRE.pdf | [7 empty] | Shelf Stock | [39 empty] | 39121704 | [13 empty] | <a href="https://www.lutron.com/TechnicalDocumentLibrary/043492.pdf" target="_blank">Warranty Information</a> |  |  |  |  | 0.500 L | [14 empty] | 0 | 0 | 0 | 0 | Electrical | 2016-10-18 11:39 | 2024-07-20 11:21 | 0000-00-00 00:00:00 | 2025-11-29 02:00 | 0000-00-00 00:00:00
4 | Lutron Electronics | LWT-TG-BL | 4460-7827 | 4460 | 7827 | Lutron Electronics | LWT-TG-BL.png | 784276155847 | NW AR WP 1 ACC PLDM, 1 GFK T OPNG IN BL | Multigang WallPlate for New Architectural Controls and Accessories, Two-gang for 1 accessory or Palladiom keypad and 1 Grafik T control in black |  | 6 | 4 |  | LWT-TG-BL.png | http://grandbrass.xologic.com/vendors/4460/large/LWT-TG-BL.png | [47 empty] | 0 | 0 | 0 | [6 empty] | 0 | 1 | 1 | EA | 1 | Lighting Controls |  |  | Fittings and Hardware |  | Electrical Hardware And Supplies |  | Wallplates | [20 empty] | Switch Plates | [242 empty] | <a href="https://www.lutron.com/TechnicalDocumentLibrary/041496.pdf" target="_blank">Installation Instructions</a> | [23 empty] | 10.000 DW |  |  | 1.0000 IN | [89 empty] | 1.000 EA | 1.000 EA | [35 empty] | No | [42 empty] | https://www.lutron.com/TechnicalDocumentLibrary/369830_FRE.pdf | [7 empty] | Shelf Stock | [39 empty] | 39121704 | [13 empty] | <a href="https://www.lutron.com/TechnicalDocumentLibrary/043492.pdf" target="_blank">Warranty Information</a> |  |  |  |  | 0.500 L | [14 empty] | 0 | 0 | 0 | 0 | Electrical | 2016-10-18 11:39 | 2024-07-20 11:21 | 0000-00-00 00:00:00 | 2025-11-29 02:00 | 0000-00-00 00:00:00 | [6 empty] | Black
4 | Lutron Electronics | LWT-TG-SI | 4460-7828 | 4460 | 7828 | Lutron Electronics | LWT-TG-SI.png | 784276155823 | NW AR WP 1 ACC PLDM, 1 GFK T OPNG IN SI | Multigang WallPlate for New Architectural Controls and Accessories, Two-gang for 1 accessory or Palladiom keypad and 1 Grafik T control in sienna |  | 6 | 4 |  | LWT-TG-SI.png | http://grandbrass.xologic.com/vendors/4460/large/LWT-TG-SI.png | [47 empty] | 0 | 0 | 0 | [6 empty] | 0 | 1 | 1 | EA | 1 | Lighting Controls |  |  | Fittings and Hardware |  | Electrical Hardware And Supplies |  | Wallplates | [20 empty] | Switch Plates | [242 empty] | <a href="https://www.lutron.com/TechnicalDocumentLibrary/041496.pdf" target="_blank">Installation Instructions</a> | [23 empty] | 10.000 DW |  |  | 1.0000 IN | [89 empty] | 1.000 EA | 1.000 EA | [35 empty] | No | [42 empty] | https://www.lutron.com/TechnicalDocumentLibrary/369830_FRE.pdf | [7 empty] | Shelf Stock | [39 empty] | 39121704 | [13 empty] | <a href="https://www.lutron.com/TechnicalDocumentLibrary/043492.pdf" target="_blank">Warranty Information</a> |  |  |  |  | 0.500 L | [14 empty] | 0 | 0 | 0 | 0 | Electrical | 2016-10-18 11:39 | 2024-07-20 11:23 | 0000-00-00 00:00:00 | 2025-11-29 02:00 | 0000-00-00 00:00:00 | [6 empty] | Sienna
4 | Lutron Electronics | LWT-TG-TP | 4460-7829 | 4460 | 7829 | Lutron Electronics | LWT-TG-TP.png | 784276155816 | NW AR WP 1 ACC PLDM, 1 GFK T OPNG IN TP | Multigang WallPlate for New Architectural Controls and Accessories, Two-gang for 1 accessory or Palladiom keypad and 1 Grafik T control in taupe |  | 6 | 4 |  | LWT-TG-TP.png | http://grandbrass.xologic.com/vendors/4460/large/LWT-TG-TP.png | [47 empty] | 0 | 0 | 0 | [6 empty] | 0 | 1 | 1 | EA | 1 | Lighting Controls |  |  | Fittings and Hardware |  | Electrical Hardware And Supplies |  | Wallplates | [20 empty] | Switch Plates | [242 empty] | <a href="https://www.lutron.com/TechnicalDocumentLibrary/041496.pdf" target="_blank">Installation Instructions</a> | [23 empty] | 10.000 DW |  |  | 1.0000 IN | [89 empty] | 1.000 EA | 1.000 EA | [35 empty] | No | [42 empty] | https://www.lutron.com/TechnicalDocumentLibrary/369830_FRE.pdf | [7 empty] | Shelf Stock | [39 empty] | 39121704 | [13 empty] | <a href="https://www.lutron.com/TechnicalDocumentLibrary/043492.pdf" target="_blank">Warranty Information</a> |  |  |  |  | 0.500 L | [14 empty] | 0 | 0 | 0 | 0 | Electrical | 2016-10-18 11:39 | 2024-07-20 11:18 | 0000-00-00 00:00:00 | 2025-11-29 02:00 | 0000-00-00 00:00:00 | [6 empty] | Taupe
4 | Lutron Electronics | LWT-TG-GR | 4460-7830 | 4460 | 7830 | Lutron Electronics | LWT-TG-GR.png | 784276155809 | NW AR WP 1 ACC PLDM, 1 GFK T OPNG IN GR | Multigang WallPlate for New Architectural Controls and Accessories, Two-gang for 1 accessory or Palladiom keypad and 1 Grafik T control in gray |  | 6 | 4 |  | LWT-TG-GR.png | http://grandbrass.xologic.com/vendors/4460/large/LWT-TG-GR.png | [47 empty] | 0 | 0 | 0 | [6 empty] | 0 | 1 | 1 | EA | 1 | Lighting Controls |  |  | Fittings and Hardware |  | Electrical Hardware And Supplies |  | Wallplates | [20 empty] | Switch Plates | [242 empty] | <a href="https://www.lutron.com/TechnicalDocumentLibrary/041496.pdf" target="_blank">Installation Instructions</a> | [23 empty] | 10.000 DW |  |  | 1.0000 IN | [89 empty] | 1.000 EA | 1.000 EA | [35 empty] | No | [42 empty] | https://www.lutron.com/TechnicalDocumentLibrary/369830_FRE.pdf | [7 empty] | Shelf Stock | [39 empty] | 39121704 | [13 empty] | <a href="https://www.lutron.com/TechnicalDocumentLibrary/043492.pdf" target="_blank">Warranty Information</a> |  |  |  |  | 0.500 L | [14 empty] | 0 | 0 | 0 | 0 | Electrical | 2016-10-18 11:39 | 2024-07-20 11:27 | 0000-00-00 00:00:00 | 2025-11-29 02:00 | 0000-00-00 00:00:00 | [6 empty] | Gray
4 | Lutron Electronics | LWT-TG-LA | 4460-7831 | 4460 | 7831 | Lutron Electronics | LWT-TG-LA.png | 784276155793 | NW AR WP 1 ACC PLDM, 1 GFK T OPNG IN LA | Multigang WallPlate for New Architectural Controls and Accessories, Two-gang for 1 accessory or Palladiom keypad and 1 Grafik T control in light almond |  | 6 | 4 |  | LWT-TG-LA.png | http://grandbrass.xologic.com/vendors/4460/large/LWT-TG-LA.png | [47 empty] | 0 | 0 | 0 | [6 empty] | 0 | 1 | 1 | EA | 1 | Lighting Controls |  |  | Fittings and Hardware |  | Electrical Hardware And Supplies |  | Wallplates | [20 empty] | Switch Plates | [242 empty] | <a href="https://www.lutron.com/TechnicalDocumentLibrary/041496.pdf" target="_blank">Installation Instructions</a> | [23 empty] | 10.000 DW |  |  | 1.0000 IN | [89 empty] | 1.000 EA | 1.000 EA | [35 empty] | No | [42 empty] | https://www.lutron.com/TechnicalDocumentLibrary/369830_FRE.pdf | [7 empty] | Shelf Stock | [39 empty] | 39121704 | [13 empty] | <a href="https://www.lutron.com/TechnicalDocumentLibrary/043492.pdf" target="_blank">Warranty Information</a> |  |  |  |  | 0.500 L | [14 empty] | 0 | 0 | 0 | 0 | Electrical | 2016-10-18 11:39 | 2024-07-20 11:25 | 0000-00-00 00:00:00 | 2025-11-29 02:00 | 0000-00-00 00:00:00
4 | Lutron Electronics | LWT-TG-AL | 4460-7832 | 4460 | 7832 | Lutron Electronics | LWT-TG-AL.png | 784276155786 | NW AR WP 1 ACC PLDM, 1 GFK T OPNG IN AL | Multigang WallPlate for New Architectural Controls and Accessories, Two-gang for 1 accessory or Palladiom keypad and 1 Grafik T control in almond |  | 6 | 4 |  | LWT-TG-AL.png | http://grandbrass.xologic.com/vendors/4460/large/LWT-TG-AL.png | [47 empty] | 0 | 0 | 0 | [6 empty] | 0 | 1 | 1 | EA | 1 | Lighting Controls |  |  | Fittings and Hardware |  | Electrical Hardware And Supplies |  | Wallplates | [20 empty] | Switch Plates | [242 empty] | <a href="https://www.lutron.com/TechnicalDocumentLibrary/041496.pdf" target="_blank">Installation Instructions</a> | [23 empty] | 10.000 DW |  |  | 1.0000 IN | [89 empty] | 1.000 EA | 1.000 EA | [35 empty] | No | [42 empty] | https://www.lutron.com/TechnicalDocumentLibrary/369830_FRE.pdf | [7 empty] | Shelf Stock | [39 empty] | 39121704 | [13 empty] | <a href="https://www.lutron.com/TechnicalDocumentLibrary/043492.pdf" target="_blank">Warranty Information</a> |  |  |  |  | 0.500 L | [14 empty] | 0 | 0 | 0 | 0 | Electrical | 2016-10-18 11:39 | 2024-07-20 11:23 | 0000-00-00 00:00:00 | 2025-11-29 02:00 | 0000-00-00 00:00:00 | [6 empty] | Almond
4 | Lutron Electronics | LWT-TTGG-BL | 4460-7833 | 4460 | 7833 | Lutron Electronics | LWT-TTGG-BL.png | 784276157827 | NW AR WP 2 ACC PLDM, 2 GFK T OPNG IN BL | Multigang WallPlate for New Architectural Controls and Accessories, Four-gang for 2 accessories or Palladiom keypads and 2 Grafik T controls in black |  | 6 | 4 |  | LWT-TTGG-BL.png | http://grandbrass.xologic.com/vendors/4460/large/LWT-TTGG-BL.png | [47 empty] | 0 | 0 | 0 | [6 empty] | 0 | 1 | 1 | EA | 1 | Lighting Controls |  |  | Fittings and Hardware |  | Electrical Hardware And Supplies |  | Wallplates | [20 empty] | Switch Plates | [242 empty] | <a href="https://www.lutron.com/TechnicalDocumentLibrary/041496.pdf" target="_blank">Installation Instructions</a> | [23 empty] | 10.000 DW |  |  | 1.0000 IN | [89 empty] | 1.000 EA | 1.000 EA | [35 empty] | No | [42 empty] | https://www.lutron.com/TechnicalDocumentLibrary/369830_FRE.pdf | [7 empty] | Shelf Stock | [39 empty] | 39121704 | [13 empty] | <a href="https://www.lutron.com/TechnicalDocumentLibrary/043492.pdf" target="_blank">Warranty Information</a> |  |  |  |  | 0.500 L | [14 empty] | 0 | 0 | 0 | 0 | Electrical | 2016-10-18 11:39 | 2024-07-20 11:21 | 0000-00-00 00:00:00 | 2025-11-29 02:00 | 0000-00-00 00:00:00 | [6 empty] | Black
4 | Lutron Electronics | LWT-TTGG-CWH | 4460-7834 | 4460 | 7834 | Lutron Electronics | LWT-TTGG-CWH.jpg | 784276157834 | NW AR WP 2 ACC PLDM, 2 GFK T OPNG IN CWH | Multigang Wallplate for New Architectural Controls and Accessories, Four-gang for 2 accessories or Palladiom keypads and 2 Grafik T controls in clear white glass |  | 6 | 4 |  | LWT-TTGG-CWH.jpg | http://grandbrass.xologic.com/vendors/4460/large/LWT-TTGG-CWH.jpg | [47 empty] | 0 | 0 | 0 | [6 empty] | 0 | 1 | 1 | EA | 1 | Lighting Controls |  |  | Fittings and Hardware |  | Electrical Hardware And Supplies |  | Wallplates | [20 empty] | Switch Plates | [242 empty] | <a href="https://www.lutron.com/TechnicalDocumentLibrary/041496.pdf" target="_blank">Installation Instructions</a> | [23 empty] | 10.000 DW |  |  | 1.0000 IN | [89 empty] | 1.000 EA | 1.000 EA | [35 empty] | No | [42 empty] | https://www.lutron.com/TechnicalDocumentLibrary/369830_FRE.pdf | [7 empty] | Shelf Stock | [39 empty] | 39121704 | [13 empty] | <a href="https://www.lutron.com/TechnicalDocumentLibrary/043492.pdf" target="_blank">Warranty Information</a> |  |  |  |  | 0.500 L | [14 empty] | 0 | 0 | 0 | 0 | Electrical | 2016-10-18 11:39 | 2024-07-20 11:28 | 0000-00-00 00:00:00 | 2025-11-29 02:00 | 0000-00-00 00:00:00
4 | Lutron Electronics | LWT-TTGG-SB | 4460-7835 | 4460 | 7835 | Lutron Electronics | LWT-TTGG-SB.png | 784276157841 | NW AR WP 2 ACC PLDM, 2 GFK T OPNG IN SB | Multigang WallPlate for New Architectural Controls and Accessories, Four-gang for 2 accessories or Palladiom keypads and 2 Grafik T controls in satin brass |  | 6 | 4 |  | LWT-TTGG-SB.png | http://grandbrass.xologic.com/vendors/4460/large/LWT-TTGG-SB.png | [47 empty] | 0 | 0 | 0 | [6 empty] | 0 | 1 | 1 | EA | 1 | Lighting Controls |  |  | Fittings and Hardware |  | Electrical Hardware And Supplies |  | Wallplates | [20 empty] | Switch Plates | [242 empty] | <a href="https://www.lutron.com/TechnicalDocumentLibrary/041496.pdf" target="_blank">Installation Instructions</a> | [23 empty] | 20.000 DW |  |  | 1.0000 IN | [89 empty] | 1.000 EA | 1.000 EA | [35 empty] | No | [42 empty] | https://www.lutron.com/TechnicalDocumentLibrary/369830_FRE.pdf | [7 empty] | Shelf Stock | [39 empty] | 39121704 | [13 empty] | <a href="https://www.lutron.com/TechnicalDocumentLibrary/043492.pdf" target="_blank">Warranty Information</a> |  |  |  |  | 0.500 L | [14 empty] | 0 | 0 | 0 | 0 | Electrical | 2016-10-18 11:39 | 2024-07-20 11:17 | 0000-00-00 00:00:00 | 2025-11-29 02:00 | 0000-00-00 00:00:00
4 | Lutron Electronics | LWT-TTGG-BB | 4460-7836 | 4460 | 7836 | Lutron Electronics | LWT-TTGG-BB.png | 784276157858 | NW AR WP 2 ACC PLDM, 2 GFK T OPNG IN BB | Multigang WallPlate for New Architectural Controls and Accessories, Four-gang for 2 accessories or Palladiom keypads and 2 Grafik T controls in bright brass |  | 6 | 4 |  | LWT-TTGG-BB.png | http://grandbrass.xologic.com/vendors/4460/large/LWT-TTGG-BB.png | [47 empty] | 0 | 0 | 0 | [6 empty] | 0 | 1 | 1 | EA | 1 | Lighting Controls |  |  | Fittings and Hardware |  | Electrical Hardware And Supplies |  | Wallplates | [20 empty] | Switch Plates | [242 empty] | <a href="https://www.lutron.com/TechnicalDocumentLibrary/041496.pdf" target="_blank">Installation Instructions</a> | [23 empty] | 20.000 DW |  |  | 1.0000 IN | [89 empty] | 1.000 EA | 1.000 EA | [35 empty] | No | [42 empty] | https://www.lutron.com/TechnicalDocumentLibrary/369830_FRE.pdf | [7 empty] | Shelf Stock | [39 empty] | 39121704 | [13 empty] | <a href="https://www.lutron.com/TechnicalDocumentLibrary/043492.pdf" target="_blank">Warranty Information</a> |  |  |  |  | 0.500 L | [14 empty] | 0 | 0 | 0 | 0 | Electrical | 2016-10-18 11:39 | 2024-07-20 11:21 | 0000-00-00 00:00:00 | 2025-11-29 02:00 | 0000-00-00 00:00:00
4 | Lutron Electronics | LWT-TTGG-BC | 4460-7837 | 4460 | 7837 | Lutron Electronics | LWT-TTGG-BC.png | 784276157865 | NW AR WP 2 ACC PLDM, 2 GFK T OPNG IN BC | Multigang WallPlate for New Architectural Controls and Accessories, Four-gang for 2 accessories or Palladiom keypads and 2 Grafik T controls in bright chrome |  | 6 | 4 |  | LWT-TTGG-BC.png | http://grandbrass.xologic.com/vendors/4460/large/LWT-TTGG-BC.png | [47 empty] | 0 | 0 | 0 | [6 empty] | 0 | 1 | 1 | EA | 1 | Lighting Controls |  |  | Fittings and Hardware |  | Electrical Hardware And Supplies |  | Wallplates | [20 empty] | Switch Plates | [242 empty] | <a href="https://www.lutron.com/TechnicalDocumentLibrary/041496.pdf" target="_blank">Installation Instructions</a> | [23 empty] | 20.000 DW |  |  | 1.0000 IN | [89 empty] | 1.000 EA | 1.000 EA | [35 empty] | No | [42 empty] | https://www.lutron.com/TechnicalDocumentLibrary/369830_FRE.pdf | [7 empty] | Shelf Stock | [39 empty] | 39121704 | [13 empty] | <a href="https://www.lutron.com/TechnicalDocumentLibrary/043492.pdf" target="_blank">Warranty Information</a> |  |  |  |  | 0.500 L | [14 empty] | 0 | 0 | 0 | 0 | Electrical | 2016-10-18 11:39 | 2024-07-20 11:21 | 0000-00-00 00:00:00 | 2025-11-29 02:00 | 0000-00-00 00:00:00
4 | Lutron Electronics | LWT-TTGG-SC | 4460-7838 | 4460 | 7838 | Lutron Electronics | LWT-TTGG-SC.png | 784276157896 | NW AR WP 2 ACC PLDM, 2 GFK T OPNG IN SC | Multigang WallPlate for New Architectural Controls and Accessories, Four-gang for 2 accessories or Palladiom keypads and 2 Grafik T controls in satin chrome |  | 6 | 4 |  | LWT-TTGG-SC.png | http://grandbrass.xologic.com/vendors/4460/large/LWT-TTGG-SC.png | [47 empty] | 0 | 0 | 0 | [6 empty] | 0 | 1 | 1 | EA | 1 | Lighting Controls |  |  | Fittings and Hardware |  | Electrical Hardware And Supplies |  | Wallplates | [20 empty] | Switch Plates | [242 empty] | <a href="https://www.lutron.com/TechnicalDocumentLibrary/041496.pdf" target="_blank">Installation Instructions</a> | [23 empty] | 20.000 DW |  |  | 1.0000 IN | [89 empty] | 1.000 EA | 1.000 EA | [35 empty] | No | [42 empty] | https://www.lutron.com/TechnicalDocumentLibrary/369830_FRE.pdf | [7 empty] | Shelf Stock | [39 empty] | 39121704 | [13 empty] | <a href="https://www.lutron.com/TechnicalDocumentLibrary/043492.pdf" target="_blank">Warranty Information</a> |  |  |  |  | 0.500 L | [14 empty] | 0 | 0 | 0 | 0 | Electrical | 2016-10-18 11:39 | 2024-07-20 11:29 | 0000-00-00 00:00:00 | 2025-11-29 02:00 | 0000-00-00 00:00:00
4 | Lutron Electronics | LWT-TTGG-SN | 4460-7839 | 4460 | 7839 | Lutron Electronics | LWT-TTGG-SN.png | 784276157902 | NW AR WP 2 ACC PLDM, 2 GFK T OPNG IN SN | Multigang WallPlate for New Architectural Controls and Accessories, Four-gang for 2 accessories or Palladiom keypads and 2 Grafik T controls in satin nickel |  | 6 | 4 |  | LWT-TTGG-SN.png | http://grandbrass.xologic.com/vendors/4460/large/LWT-TTGG-SN.png | [47 empty] | 0 | 0 | 0 | [6 empty] | 0 | 1 | 1 | EA | 1 | Lighting Controls |  |  | Fittings and Hardware |  | Electrical Hardware And Supplies |  | Wallplates | [20 empty] | Switch Plates | [242 empty] | <a href="https://www.lutron.com/TechnicalDocumentLibrary/041496.pdf" target="_blank">Installation Instructions</a> | [23 empty] | 20.000 DW |  |  | 1.0000 IN | [89 empty] | 1.000 EA | 1.000 EA | [35 empty] | No | [42 empty] | https://www.lutron.com/TechnicalDocumentLibrary/369830_FRE.pdf | [7 empty] | Shelf Stock | [39 empty] | 39121704 | [13 empty] | <a href="https://www.lutron.com/TechnicalDocumentLibrary/043492.pdf" target="_blank">Warranty Information</a> |  |  |  |  | 0.500 L | [14 empty] | 0 | 0 | 0 | 0 | Electrical | 2016-10-18 11:40 | 2024-07-20 11:27 | 0000-00-00 00:00:00 | 2025-11-29 02:00 | 0000-00-00 00:00:00
4 | Lutron Electronics | LWT-TTGG-BN | 4460-7840 | 4460 | 7840 | Lutron Electronics | LWT-TTGG-BN.png | 784276157919 | NW AR WP 2 ACC PLDM, 2 GFK T OPNG IN BN | Multigang WallPlate for New Architectural Controls and Accessories, Four-gang for 2 accessories or Palladiom keypads and 2 Grafik T controls in bright nickel |  | 6 | 4 |  | LWT-TTGG-BN.png | http://grandbrass.xologic.com/vendors/4460/large/LWT-TTGG-BN.png | [47 empty] | 0 | 0 | 0 | [6 empty] | 0 | 1 | 1 | EA | 1 | Lighting Controls |  |  | Fittings and Hardware |  | Electrical Hardware And Supplies |  | Wallplates | [20 empty] | Switch Plates | [242 empty] | <a href="https://www.lutron.com/TechnicalDocumentLibrary/041496.pdf" target="_blank">Installation Instructions</a> | [23 empty] | 20.000 DW |  |  | 1.0000 IN | [89 empty] | 1.000 EA | 1.000 EA | [35 empty] | No | [42 empty] | https://www.lutron.com/TechnicalDocumentLibrary/369830_FRE.pdf | [7 empty] | Shelf Stock | [39 empty] | 39121704 | [13 empty] | <a href="https://www.lutron.com/TechnicalDocumentLibrary/043492.pdf" target="_blank">Warranty Information</a> |  |  |  |  | 0.500 L | [14 empty] | 0 | 0 | 0 | 0 | Electrical | 2016-10-18 11:40 | 2024-07-20 11:22 | 0000-00-00 00:00:00 | 2025-11-29 02:00 | 0000-00-00 00:00:00
4 | Lutron Electronics | LWT-TGGG-WH | 4460-7841 | 4460 | 7841 | Lutron Electronics | LWT-TGGG-WH.png | 784276157957 | NW AR WP 1 ACC PLDM, 3 GFK T OPNG IN WH | Multigang WallPlate for New Architectural Controls and Accessories, Four-gang for 1 accessory or Palladiom keypad and 3 Grafik T controls in white |  | 6 | 4 |  | LWT-TGGG-WH.png | http://grandbrass.xologic.com/vendors/4460/large/LWT-TGGG-WH.png | [47 empty] | 0 | 0 | 0 | [6 empty] | 0 | 1 | 1 | EA | 1 | Lighting Controls |  |  | Fittings and Hardware |  | Electrical Hardware And Supplies |  | Wallplates | [20 empty] | Switch Plates | [242 empty] | <a href="https://www.lutron.com/TechnicalDocumentLibrary/041496.pdf" target="_blank">Installation Instructions</a> | [23 empty] | 10.000 DW |  |  | 1.0000 IN | [89 empty] | 1.000 EA | 1.000 EA | [35 empty] | No | [42 empty] | https://www.lutron.com/TechnicalDocumentLibrary/369830_FRE.pdf | [7 empty] | Shelf Stock | [39 empty] | 39121704 | [13 empty] | <a href="https://www.lutron.com/TechnicalDocumentLibrary/043492.pdf" target="_blank">Warranty Information</a> |  |  |  |  | 0.500 L | [14 empty] | 0 | 0 | 0 | 0 | Electrical | 2016-10-18 11:40 | 2024-07-20 11:24 | 0000-00-00 00:00:00 | 2025-11-29 02:00 | 0000-00-00 00:00:00 | [6 empty] | White
4 | Lutron Electronics | LWT-TGGG-BE | 4460-7842 | 4460 | 7842 | Lutron Electronics | LWT-TGGG-BE.png | 784276157964 | NW AR WP 1 ACC PLDM, 3 GFK T OPNG IN BE | Multigang WallPlate for New Architectural Controls and Accessories, Four-gang for 1 accessory or Palladiom keypad and 3 Grafik T controls in beige |  | 6 | 4 |  | LWT-TGGG-BE.png | http://grandbrass.xologic.com/vendors/4460/large/LWT-TGGG-BE.png | [47 empty] | 0 | 0 | 0 | [6 empty] | 0 | 1 | 1 | EA | 1 | Lighting Controls |  |  | Fittings and Hardware |  | Electrical Hardware And Supplies |  | Wallplates | [20 empty] | Switch Plates | [242 empty] | <a href="https://www.lutron.com/TechnicalDocumentLibrary/041496.pdf" target="_blank">Installation Instructions</a> | [23 empty] | 10.000 DW |  |  | 1.0000 IN | [89 empty] | 1.000 EA | 1.000 EA | [35 empty] | No | [42 empty] | https://www.lutron.com/TechnicalDocumentLibrary/369830_FRE.pdf | [7 empty] | Shelf Stock | [39 empty] | 39121704 | [13 empty] | <a href="https://www.lutron.com/TechnicalDocumentLibrary/043492.pdf" target="_blank">Warranty Information</a> |  |  |  |  | 0.500 L | [14 empty] | 0 | 0 | 0 | 0 | Electrical | 2016-10-18 11:40 | 2024-07-20 11:23 | 0000-00-00 00:00:00 | 2025-11-29 02:00 | 0000-00-00 00:00:00 | [6 empty] | Beige
4 | Lutron Electronics | CAR-15-UBTR-GR | 4460-7844 | 4460 | 7844 | Lutron Electronics | Ecom_CAR-15-UBTR-GR_nowallplate.jpeg | 784276166065 | CA 15A USB TAMPER RESIST GRAY | Lutron Claro USB Type A 2.0 Duplex Receptacle, 15 Amp, Gray |  | 2.4 | 4.5 |  | Ecom_CAR-15-UBTR-GR_nowallplate.jpeg | http://grandbrass.xologic.com/vendors/4460/large/Ecom_CAR-15-UBTR-GR_nowallplate.jpeg | [47 empty] | 0 | 0 | 0 | [6 empty] | 0 | 1 | 1 | EA | 1 | Lighting Controls |  |  | Electrical Distribution Equipment |  | Receptacles |  | Electrical Receptacles | [20 empty] | Other Lighting Controls | [242 empty] | <a href="https://www.lutron.com/TechnicalDocumentLibrary/041532.pdf" target="_blank">Installation Instructions</a> | [23 empty] | 10.000 DW |  |  | 2.4000 IN | [89 empty] | 1.000 EA | 1.000 EA | [35 empty] | No | [42 empty] | https://www.lutron.com/TechnicalDocumentLibrary/369976.pdf | [7 empty] | Shelf Stock | [13 empty] | <a href="https://www.lutron.com/TechnicalDocumentLibrary/368-4493_Page_26.pdf" target="_blank">Tech Drawing</a> | [25 empty] | 39121406 | [13 empty] | <a href="https://www.lutron.com/TechnicalDocumentLibrary/369-119_Wallbox_Warranty.pdf" target="_blank">Warranty Information</a> |  |  |  |  | 0.400 L | [14 empty] | 0 | 0 | 0 | 0 | Electrical | 2016-10-18 11:40 | 2024-07-20 11:21 | 0000-00-00 00:00:00 | 2025-11-29 02:00 | 0000-00-00 00:00:00 | [6 empty] | Gray
4 | Lutron Electronics | CAR-15-UBTR-IV | 4460-7845 | 4460 | 7845 | Lutron Electronics | Ecom_CAR-15-UBTR-IV_nowallplate.jpeg | 784276166072 | CA 15A USB TAMPER RESIST IVORY | Lutron Claro USB Type A 2.0 Duplex Receptacle, 15 Amp, Ivory |  | 2.4 | 4.5 |  | Ecom_CAR-15-UBTR-IV_nowallplate.jpeg | http://grandbrass.xologic.com/vendors/4460/large/Ecom_CAR-15-UBTR-IV_nowallplate.jpeg | [47 empty] | 0 | 0 | 0 | [6 empty] | 0 | 1 | 1 | EA | 1 | Lighting Controls |  |  | Electrical Distribution Equipment |  | Receptacles |  | Electrical Receptacles | [20 empty] | Other Lighting Controls | [242 empty] | <a href="https://www.lutron.com/TechnicalDocumentLibrary/041532.pdf" target="_blank">Installation Instructions</a> | [23 empty] | 10.000 DW |  |  | 2.4000 IN | [89 empty] | 1.000 EA | 1.000 EA | [35 empty] | No | [42 empty] | https://www.lutron.com/TechnicalDocumentLibrary/369976.pdf | [7 empty] | Shelf Stock | [13 empty] | <a href="https://www.lutron.com/TechnicalDocumentLibrary/368-4493_Page_26.pdf" target="_blank">Tech Drawing</a> | [25 empty] | 39121406 | [13 empty] | <a href="https://www.lutron.com/TechnicalDocumentLibrary/369-119_Wallbox_Warranty.pdf" target="_blank">Warranty Information</a> |  |  |  |  | 0.400 L | [14 empty] | 0 | 0 | 0 | 0 | Electrical | 2016-10-18 11:40 | 2024-07-20 11:21 | 0000-00-00 00:00:00 | 2025-11-29 02:00 | 0000-00-00 00:00:00 | [6 empty] | Ivory
4 | Lutron Electronics | CAR-15-UBTR-LA | 4460-7846 | 4460 | 7846 | Lutron Electronics | Ecom_CAR-15-UBTR-LA_nowallplate.jpeg | 784276166089 | CA 15A USB TAMPER RESIST LIGHT ALMOND | Lutron Claro USB Type A 2.0 Duplex Receptacle, 15 Amp, Light Almond |  | 2.4 | 4.5 |  | Ecom_CAR-15-UBTR-LA_nowallplate.jpeg | http://grandbrass.xologic.com/vendors/4460/large/Ecom_CAR-15-UBTR-LA_nowallplate.jpeg | [47 empty] | 0 | 0 | 0 | [6 empty] | 0 | 1 | 1 | EA | 1 | Lighting Controls |  |  | Electrical Distribution Equipment |  | Receptacles |  | Electrical Receptacles | [20 empty] | Other Lighting Controls | [242 empty] | <a href="https://www.lutron.com/TechnicalDocumentLibrary/041532.pdf" target="_blank">Installation Instructions</a> | [23 empty] | 10.000 DW |  |  | 2.4000 IN | [89 empty] | 1.000 EA | 1.000 EA | [35 empty] | No | [42 empty] | https://www.lutron.com/TechnicalDocumentLibrary/369976.pdf | [7 empty] | Shelf Stock | [13 empty] | <a href="https://www.lutron.com/TechnicalDocumentLibrary/368-4493_Page_26.pdf" target="_blank">Tech Drawing</a> | [25 empty] | 39121406 | [13 empty] | <a href="https://www.lutron.com/TechnicalDocumentLibrary/369-119_Wallbox_Warranty.pdf" target="_blank">Warranty Information</a> |  |  |  |  | 0.400 L | [14 empty] | 0 | 0 | 0 | 0 | Electrical | 2016-10-18 11:40 | 2024-07-20 11:17 | 0000-00-00 00:00:00 | 2025-11-29 02:00 | 0000-00-00 00:00:00
4 | Lutron Electronics | CAR-15-UBTR-WH | 4460-7847 | 4460 | 7847 | Lutron Electronics | Ecom_CAR-15-UBTR-WH_nowallplate.jpeg | 784276166096 | CA 15A USB TAMPER RESIST WHITE | Lutron Claro USB Type A 2.0 Duplex Receptacle, 15 Amp, White |  | 2.4 | 4.5 |  | Ecom_CAR-15-UBTR-WH_nowallplate.jpeg | http://grandbrass.xologic.com/vendors/4460/large/Ecom_CAR-15-UBTR-WH_nowallplate.jpeg | [47 empty] | 0 | 0 | 0 | [6 empty] | 0 | 1 | 1 | EA | 1 | Lighting Controls |  |  | Electrical Distribution Equipment |  | Receptacles |  | Electrical Receptacles | [20 empty] | Other Lighting Controls | [242 empty] | <a href="https://www.lutron.com/TechnicalDocumentLibrary/041532.pdf" target="_blank">Installation Instructions</a> | [23 empty] | 10.000 DW |  |  | 2.4000 IN | [89 empty] | 1.000 EA | 1.000 EA | [35 empty] | No | [42 empty] | https://www.lutron.com/TechnicalDocumentLibrary/369976.pdf | [7 empty] | Shelf Stock | [13 empty] | <a href="https://www.lutron.com/TechnicalDocumentLibrary/368-4493_Page_26.pdf" target="_blank">Tech Drawing</a> | [25 empty] | 39121406 | [13 empty] | <a href="https://www.lutron.com/TechnicalDocumentLibrary/369-119_Wallbox_Warranty.pdf" target="_blank">Warranty Information</a> |  |  |  |  | 0.400 L | [14 empty] | 0 | 0 | 0 | 0 | Electrical | 2016-10-18 11:40 | 2024-07-20 11:21 | 0000-00-00 00:00:00 | 2025-11-29 02:00 | 0000-00-00 00:00:00 | [6 empty] | White
4 | Lutron Electronics | NTR-15-UBTR-AL | 4460-7848 | 4460 | 7848 | Lutron Electronics | NTR-15-UBTR-AL.png | 784276166102 | NT 15A USB TAMPER RESIST ALMOND | Architectural style, tamper-resistant USB receptacle, 125V, 15A in almond |  | 1.8 | 4.5 |  | NTR-15-UBTR-AL.png | http://grandbrass.xologic.com/vendors/4460/large/NTR-15-UBTR-AL.png | [47 empty] | 0 | 0 | 0 | [6 empty] | 0 | 1 | 1 | EA | 1 | Lighting Controls |  |  | Electrical Distribution Equipment |  | Receptacles |  | Electrical Receptacles | [20 empty] | Other Lighting Controls | [242 empty] | <a href="https://www.lutron.com/TechnicalDocumentLibrary/041532.pdf" target="_blank">Installation Instructions</a> | [23 empty] | 10.000 DW |  |  | 2.0000 IN | [89 empty] | 1.000 EA | 1.000 EA | [35 empty] | No | [42 empty] | https://www.lutron.com/TechnicalDocumentLibrary/369976.pdf | [7 empty] | Shelf Stock | [13 empty] | <a href="https://www.lutron.com/TechnicalDocumentLibrary/368-4493_Page_26.pdf" target="_blank">Tech Drawing</a> | [25 empty] | 39121406 | [13 empty] | <a href="https://www.lutron.com/TechnicalDocumentLibrary/369-119_Wallbox_Warranty.pdf" target="_blank">Warranty Information</a> |  |  |  |  | 0.500 L | [14 empty] | 0 | 0 | 0 | 0 | Electrical | 2016-10-18 11:40 | 2024-07-20 11:25 | 0000-00-00 00:00:00 | 2025-11-29 02:00 | 0000-00-00 00:00:00 | [6 empty] | Almond
4 | Lutron Electronics | NTR-15-UBTR-BE | 4460-7849 | 4460 | 7849 | Lutron Electronics | NTR-15-UBTR-BE.png | 784276166119 | NT 15A USB TAMPER RESIST BEIGE | Architectural style, tamper-resistant USB receptacle, 125V, 15A in beige |  | 1.8 | 4.5 |  | NTR-15-UBTR-BE.png | http://grandbrass.xologic.com/vendors/4460/large/NTR-15-UBTR-BE.png | [47 empty] | 0 | 0 | 0 | [6 empty] | 0 | 1 | 1 | EA | 1 | Lighting Controls |  |  | Electrical Distribution Equipment |  | Receptacles |  | Electrical Receptacles | [20 empty] | Other Lighting Controls | [242 empty] | <a href="https://www.lutron.com/TechnicalDocumentLibrary/041532.pdf" target="_blank">Installation Instructions</a> | [23 empty] | 10.000 DW |  |  | 2.0000 IN | [89 empty] | 1.000 EA | 1.000 EA | [35 empty] | No | [42 empty] | https://www.lutron.com/TechnicalDocumentLibrary/369976.pdf | [7 empty] | Shelf Stock | [13 empty] | <a href="https://www.lutron.com/TechnicalDocumentLibrary/368-4493_Page_26.pdf" target="_blank">Tech Drawing</a> | [25 empty] | 39121406 | [13 empty] | <a href="https://www.lutron.com/TechnicalDocumentLibrary/369-119_Wallbox_Warranty.pdf" target="_blank">Warranty Information</a> |  |  |  |  | 0.500 L | [14 empty] | 0 | 0 | 0 | 0 | Electrical | 2016-10-18 11:40 | 2024-07-20 11:24 | 0000-00-00 00:00:00 | 2025-11-29 02:00 | 0000-00-00 00:00:00 | [6 empty] | Beige
4 | Lutron Electronics | NTR-15-UBTR-BL | 4460-7850 | 4460 | 7850 | Lutron Electronics | NTR-15-UBTR-BL.png | 784276166126 | NT 15A USB TAMPER RESIST BLACK | Architectural style, tamper-resistant USB receptacle, 125V, 15A in black |  | 5.3 | 3.9 |  | NTR-15-UBTR-BL.png | http://grandbrass.xologic.com/vendors/4460/large/NTR-15-UBTR-BL.png | [47 empty] | 0 | 0 | 0 | [6 empty] | 0 | 1 | 1 | EA | 1 | Lighting Controls |  |  | Electrical Distribution Equipment |  | Receptacles |  | Electrical Receptacles | [20 empty] | Other Lighting Controls | [242 empty] | <a href="https://www.lutron.com/TechnicalDocumentLibrary/041532.pdf" target="_blank">Installation Instructions</a> | [23 empty] | 10.000 DW |  |  | 5.3000 IN | [89 empty] | 1.000 EA | 1.000 EA | [35 empty] | No | [42 empty] | https://www.lutron.com/TechnicalDocumentLibrary/369976.pdf | [7 empty] | Shelf Stock | [13 empty] | <a href="https://www.lutron.com/TechnicalDocumentLibrary/368-4493_Page_26.pdf" target="_blank">Tech Drawing</a> | [25 empty] | 39121406 | [13 empty] | <a href="https://www.lutron.com/TechnicalDocumentLibrary/369-119_Wallbox_Warranty.pdf" target="_blank">Warranty Information</a> |  |  |  |  | 0.300 L | [14 empty] | 0 | 0 | 0 | 0 | Electrical | 2016-10-18 11:40 | 2024-07-20 11:29 | 0000-00-00 00:00:00 | 2025-11-29 02:00 | 0000-00-00 00:00:00 | [6 empty] | Black
4 | Lutron Electronics | NTR-15-UBTR-BR | 4460-7851 | 4460 | 7851 | Lutron Electronics | NTR-15-UBTR-BR.png | 784276166133 | NT 15A USB TAMPER RESIST BROWN | Architectural style, tamper-resistant USB receptacle, 125V, 15A in brown |  | 1.8 | 4.5 |  | NTR-15-UBTR-BR.png | http://grandbrass.xologic.com/vendors/4460/large/NTR-15-UBTR-BR.png | [47 empty] | 0 | 0 | 0 | [6 empty] | 0 | 1 | 1 | EA | 1 | Lighting Controls |  |  | Electrical Distribution Equipment |  | Receptacles |  | Electrical Receptacles | [20 empty] | Other Lighting Controls | [242 empty] | <a href="https://www.lutron.com/TechnicalDocumentLibrary/041532.pdf" target="_blank">Installation Instructions</a> | [23 empty] | 10.000 DW |  |  | 2.0000 IN | [89 empty] | 1.000 EA | 1.000 EA | [35 empty] | No | [42 empty] | https://www.lutron.com/TechnicalDocumentLibrary/369976.pdf | [7 empty] | Shelf Stock | [13 empty] | <a href="https://www.lutron.com/TechnicalDocumentLibrary/368-4493_Page_26.pdf" target="_blank">Tech Drawing</a> | [25 empty] | 39121406 | [13 empty] | <a href="https://www.lutron.com/TechnicalDocumentLibrary/369-119_Wallbox_Warranty.pdf" target="_blank">Warranty Information</a> |  |  |  |  | 0.500 L | [14 empty] | 0 | 0 | 0 | 0 | Electrical | 2016-10-18 11:40 | 2024-07-20 11:21 | 0000-00-00 00:00:00 | 2025-11-29 02:00 | 0000-00-00 00:00:00 | [6 empty] | Brown
4 | Lutron Electronics | NTR-15-UBTR-GR | 4460-7852 | 4460 | 7852 | Lutron Electronics | NTR-15-UBTR-GR.png | 784276166140 | NT 15A USB TAMPER RESIST GRAY | Architectural style, tamper-resistant USB receptacle, 125V, 15A in gray |  | 5.4 | 4 |  | NTR-15-UBTR-GR.png | http://grandbrass.xologic.com/vendors/4460/large/NTR-15-UBTR-GR.png | [47 empty] | 0 | 0 | 0 | [6 empty] | 0 | 1 | 1 | EA | 1 | Lighting Controls |  |  | Electrical Distribution Equipment |  | Receptacles |  | Electrical Receptacles | [20 empty] | Other Lighting Controls | [242 empty] | <a href="https://www.lutron.com/TechnicalDocumentLibrary/041532.pdf" target="_blank">Installation Instructions</a> | [23 empty] | 10.000 DW |  |  | 5.4000 IN | [89 empty] | 1.000 EA | 1.000 EA | [35 empty] | No | [42 empty] | https://www.lutron.com/TechnicalDocumentLibrary/369976.pdf | [7 empty] | Shelf Stock | [13 empty] | <a href="https://www.lutron.com/TechnicalDocumentLibrary/368-4493_Page_26.pdf" target="_blank">Tech Drawing</a> | [25 empty] | 39121406 | [13 empty] | <a href="https://www.lutron.com/TechnicalDocumentLibrary/369-119_Wallbox_Warranty.pdf" target="_blank">Warranty Information</a> |  |  |  |  | 0.500 L | [14 empty] | 0 | 0 | 0 | 0 | Electrical | 2016-10-18 11:40 | 2024-07-20 11:20 | 0000-00-00 00:00:00 | 2025-11-29 02:00 | 0000-00-00 00:00:00 | [6 empty] | Gray
4 | Lutron Electronics | NTR-15-UBTR-IV | 4460-7853 | 4460 | 7853 | Lutron Electronics | NTR-15-UBTR-IV.png | 784276166157 | NT 15A USB TAMPER RESIST IVORY | Architectural style, tamper-resistant USB receptacle, 125V, 15A in ivory |  | 1.8 | 4.5 |  | NTR-15-UBTR-IV.png | http://grandbrass.xologic.com/vendors/4460/large/NTR-15-UBTR-IV.png | [47 empty] | 0 | 0 | 0 | [6 empty] | 0 | 1 | 1 | EA | 1 | Lighting Controls |  |  | Electrical Distribution Equipment |  | Receptacles |  | Electrical Receptacles | [20 empty] | Other Lighting Controls | [242 empty] | <a href="https://www.lutron.com/TechnicalDocumentLibrary/041532.pdf" target="_blank">Installation Instructions</a> | [23 empty] | 10.000 DW |  |  | 2.0000 IN | [89 empty] | 1.000 EA | 1.000 EA | [35 empty] | No | [42 empty] | https://www.lutron.com/TechnicalDocumentLibrary/369976.pdf | [7 empty] | Shelf Stock | [13 empty] | <a href="https://www.lutron.com/TechnicalDocumentLibrary/368-4493_Page_26.pdf" target="_blank">Tech Drawing</a> | [25 empty] | 39121406 | [13 empty] | <a href="https://www.lutron.com/TechnicalDocumentLibrary/369-119_Wallbox_Warranty.pdf" target="_blank">Warranty Information</a> |  |  |  |  | 0.500 L | [14 empty] | 0 | 0 | 0 | 0 | Electrical | 2016-10-18 11:40 | 2024-07-20 11:21 | 0000-00-00 00:00:00 | 2025-11-29 02:00 | 0000-00-00 00:00:00 | [6 empty] | Ivory
4 | Lutron Electronics | NTR-15-UBTR-LA | 4460-7854 | 4460 | 7854 | Lutron Electronics | NTR-15-UBTR-LA.png | 784276166164 | NT 15A USB TAMPER RESIST LIGHT ALMOND | Architectural style, tamper-resistant USB receptacle, 125V, 15A in light almond |  | 5.3 | 4.5 |  | NTR-15-UBTR-LA.png | http://grandbrass.xologic.com/vendors/4460/large/NTR-15-UBTR-LA.png | [47 empty] | 0 | 0 | 0 | [6 empty] | 0 | 1 | 1 | EA | 1 | Lighting Controls |  |  | Electrical Distribution Equipment |  | Receptacles |  | Electrical Receptacles | [20 empty] | Other Lighting Controls | [242 empty] | <a href="https://www.lutron.com/TechnicalDocumentLibrary/041532.pdf" target="_blank">Installation Instructions</a> | [23 empty] | 10.000 DW |  |  | 5.5000 IN | [89 empty] | 1.000 EA | 1.000 EA | [35 empty] | No | [42 empty] | https://www.lutron.com/TechnicalDocumentLibrary/369976.pdf | [7 empty] | Shelf Stock | [13 empty] | <a href="https://www.lutron.com/TechnicalDocumentLibrary/368-4493_Page_26.pdf" target="_blank">Tech Drawing</a> | [25 empty] | 39121406 | [13 empty] | <a href="https://www.lutron.com/TechnicalDocumentLibrary/369-119_Wallbox_Warranty.pdf" target="_blank">Warranty Information</a> |  |  |  |  | 0.500 L | [14 empty] | 0 | 0 | 0 | 0 | Electrical | 2016-10-18 11:40 | 2024-07-20 11:28 | 0000-00-00 00:00:00 | 2025-11-29 02:00 | 0000-00-00 00:00:00
4 | Lutron Electronics | NTR-15-UBTR-TP | 4460-7856 | 4460 | 7856 | Lutron Electronics | NTR-15-UBTR-TP.png | 784276166188 | NT 15A USB TAMPER RESIST TAUPE | Architectural style, tamper-resistant USB receptacle, 125V, 15A in taupe |  | 5.3 | 3.9 |  | NTR-15-UBTR-TP.png | http://grandbrass.xologic.com/vendors/4460/large/NTR-15-UBTR-TP.png | [47 empty] | 0 | 0 | 0 | [6 empty] | 0 | 1 | 1 | EA | 1 | Lighting Controls |  |  | Electrical Distribution Equipment |  | Receptacles |  | Electrical Receptacles | [20 empty] | Other Lighting Controls | [242 empty] | <a href="https://www.lutron.com/TechnicalDocumentLibrary/041532.pdf" target="_blank">Installation Instructions</a> | [23 empty] | 10.000 DW |  |  | 5.4000 IN | [89 empty] | 1.000 EA | 1.000 EA | [35 empty] | No | [42 empty] | https://www.lutron.com/TechnicalDocumentLibrary/369976.pdf | [7 empty] | Shelf Stock | [13 empty] | <a href="https://www.lutron.com/TechnicalDocumentLibrary/368-4493_Page_26.pdf" target="_blank">Tech Drawing</a> | [25 empty] | 39121406 | [13 empty] | <a href="https://www.lutron.com/TechnicalDocumentLibrary/369-119_Wallbox_Warranty.pdf" target="_blank">Warranty Information</a> |  |  |  |  | 0.500 L | [14 empty] | 0 | 0 | 0 | 0 | Electrical | 2016-10-18 11:40 | 2024-07-20 11:18 | 0000-00-00 00:00:00 | 2025-11-29 02:00 | 0000-00-00 00:00:00 | [6 empty] | Taupe
4 | Lutron Electronics | NTR-15-UBTR-WH | 4460-7857 | 4460 | 7857 | Lutron Electronics | NTR-15-UBTR-WH.png | 784276166195 | NT 15A USB TAMPER RESIST WHITE | Architectural style, tamper-resistant USB receptacle, 125V, 15A in white |  | 5.3 | 4 |  | NTR-15-UBTR-WH.png | http://grandbrass.xologic.com/vendors/4460/large/NTR-15-UBTR-WH.png | [47 empty] | 0 | 0 | 0 | [6 empty] | 0 | 1 | 1 | EA | 1 | Lighting Controls |  |  | Electrical Distribution Equipment |  | Receptacles |  | Electrical Receptacles | [20 empty] | Other Lighting Controls | [242 empty] | <a href="https://www.lutron.com/TechnicalDocumentLibrary/041532.pdf" target="_blank">Installation Instructions</a> | [23 empty] | 10.000 DW |  |  | 5.4000 IN | [89 empty] | 1.000 EA | 1.000 EA | [35 empty] | No | [42 empty] | https://www.lutron.com/TechnicalDocumentLibrary/369976.pdf | [7 empty] | Shelf Stock | [13 empty] | <a href="https://www.lutron.com/TechnicalDocumentLibrary/368-4493_Page_26.pdf" target="_blank">Tech Drawing</a> | [25 empty] | 39121406 | [13 empty] | <a href="https://www.lutron.com/TechnicalDocumentLibrary/369-119_Wallbox_Warranty.pdf" target="_blank">Warranty Information</a> |  |  |  |  | 0.500 L | [14 empty] | 0 | 0 | 0 | 0 | Electrical | 2016-10-18 11:40 | 2024-07-20 11:18 | 0000-00-00 00:00:00 | 2025-11-29 02:00 | 0000-00-00 00:00:00 | [6 empty] | White
4 | Lutron Electronics | SCR-15-UBTR-BI | 4460-7859 | 4460 | 7859 | Lutron Electronics | Ecom_SCR-15-UBTR-BI_nowallplate.jpeg | 784276166218 | SC 15A USB TAMPER RESIST BISCUIT | Lutron Claro USB Type A 2.0 Duplex Receptacle, 15 Amp, Biscuit |  | 1.8 | 4.5 |  | Ecom_SCR-15-UBTR-BI_nowallplate.jpeg | http://grandbrass.xologic.com/vendors/4460/large/Ecom_SCR-15-UBTR-BI_nowallplate.jpeg | [47 empty] | 0 | 0 | 0 | [6 empty] | 0 | 1 | 1 | EA | 1 | Lighting Controls |  |  | Electrical Distribution Equipment |  | Receptacles |  | Electrical Receptacles | [20 empty] | Other Lighting Controls | [242 empty] | <a href="https://www.lutron.com/TechnicalDocumentLibrary/041532.pdf" target="_blank">Installation Instructions</a> | [23 empty] | 10.000 DW |  |  | 2.0000 IN | [89 empty] | 1.000 EA | 1.000 EA | [35 empty] | No | [42 empty] | https://www.lutron.com/TechnicalDocumentLibrary/369976.pdf | [7 empty] | Shelf Stock | [13 empty] | <a href="https://www.lutron.com/TechnicalDocumentLibrary/368-4493_Page_26.pdf" target="_blank">Tech Drawing</a> | [25 empty] | 39121406 | [13 empty] | <a href="https://www.lutron.com/TechnicalDocumentLibrary/369-119_Wallbox_Warranty.pdf" target="_blank">Warranty Information</a> |  |  |  |  | 0.500 L | [14 empty] | 0 | 0 | 0 | 0 | Electrical | 2016-10-18 11:40 | 2024-07-20 11:29 | 0000-00-00 00:00:00 | 2025-11-29 02:00 | 0000-00-00 00:00:00 | [6 empty] | Biscuit
4 | Lutron Electronics | SCR-15-UBTR-MN | 4460-7866 | 4460 | 7866 | Lutron Electronics | Ecom_SCR-15-UBTR-MN_nowallplate.jpeg | 784276166287 | SC 15A USB TAMPER RESIST MIDNIGHT | Lutron Claro USB Type A 2.0 Duplex Receptacle, 15 Amp, Midnight |  | 1.8 | 4.5 |  | Ecom_SCR-15-UBTR-MN_nowallplate.jpeg | http://grandbrass.xologic.com/vendors/4460/large/Ecom_SCR-15-UBTR-MN_nowallplate.jpeg | [47 empty] | 0 | 0 | 0 | [6 empty] | 0 | 1 | 1 | EA | 1 | Lighting Controls |  |  | Electrical Distribution Equipment |  | Receptacles |  | Electrical Receptacles | [20 empty] | Other Lighting Controls | [242 empty] | <a href="https://www.lutron.com/TechnicalDocumentLibrary/041532.pdf" target="_blank">Installation Instructions</a> | [23 empty] | 10.000 DW |  |  | 2.0000 IN | [89 empty] | 1.000 EA | 1.000 EA | [35 empty] | No | [42 empty] | https://www.lutron.com/TechnicalDocumentLibrary/369976.pdf | [7 empty] | Shelf Stock | [13 empty] | <a href="https://www.lutron.com/TechnicalDocumentLibrary/368-4493_Page_26.pdf" target="_blank">Tech Drawing</a> | [25 empty] | 39121406 | [13 empty] | <a href="https://www.lutron.com/TechnicalDocumentLibrary/369-119_Wallbox_Warranty.pdf" target="_blank">Warranty Information</a> |  |  |  |  | 0.500 L | [14 empty] | 0 | 0 | 0 | 0 | Electrical | 2016-10-18 11:41 | 2024-07-20 11:29 | 0000-00-00 00:00:00 | 2025-11-29 02:00 | 0000-00-00 00:00:00 | [6 empty] | Midnight
1 | Lutron Electronics | RRD-HN1RLD-HT | 4460-7868 | 4460 | 7868 | Lutron Electronics | RRD-HN1RLD-WH.jpg | 784276169936 | CL RA2 HYBRID 1RLD WALL HOT | Lutron RadioRA 2 seeTouch LED+ Hybrid Keypad, Dual Group with 1 Raise/Lower - Hot |  | 2.76 | 4.57 |  | RRD-HN1RLD-WH.jpg | http://grandbrass.xologic.com/vendors/4460/large/RRD-HN1RLD-WH.jpg | [47 empty] | 0 | 0 | 0 | [6 empty] | 0 | 1 | 1 | EA | 1 | Lighting Controls | [27 empty] | Dimmers | [242 empty] | <a href="https://www.lutron.com/TechnicalDocumentLibrary/044337.pdf" target="_blank">Installation Instructions</a> | [23 empty] | 45.000 DW |  |  | 1.5800 IN | [89 empty] | 1.000 EA | 1.000 EA | [35 empty] | No | [42 empty] | https://www.lutron.com/TechnicalDocumentLibrary/369968_RRD.pdf | [7 empty] | Shelf Stock | [39 empty] | 39122206 | [6 empty] | <a href="https://lutron.widen.net/content/4y4cm6o0wa/mp4/RadioRA-3-Processor-Video.mp4?w=2048" target="_blank">Product Video Clip</a> | [6 empty] | <a href="https://www.lutron.com/TechnicalDocumentLibrary/043492.pdf" target="_blank">Warranty Information</a> |  |  |  |  | 0.470 L | [14 empty] | 0 | 0 | 0 | 0 | Lighting Fixtures | 2016-10-18 11:41 | 2024-07-20 11:29 | 0000-00-00 00:00:00 | 2024-07-20 11:29 | 0000-00-00 00:00:00
1 | Lutron Electronics | RRD-HN1RLD-IV | 4460-7869 | 4460 | 7869 | Lutron Electronics | RRD-HN1RLD-WH.jpg | 784276169943 | CL RA2 HYBRID 1RLD WALL IVORY | Lutron RadioRA 2 seeTouch LED+ Hybrid Keypad, Dual Group with 1 Raise/Lower - Ivory |  | 2.76 | 4.57 |  | RRD-HN1RLD-WH.jpg | http://grandbrass.xologic.com/vendors/4460/large/RRD-HN1RLD-WH.jpg | [47 empty] | 0 | 0 | 0 | [6 empty] | 0 | 1 | 1 | EA | 1 | Lighting Controls | [27 empty] | Dimmers | [242 empty] | <a href="https://www.lutron.com/TechnicalDocumentLibrary/044337.pdf" target="_blank">Installation Instructions</a> | [23 empty] | 45.000 DW |  |  | 1.5800 IN | [89 empty] | 1.000 EA | 1.000 EA | [35 empty] | No | [42 empty] | https://www.lutron.com/TechnicalDocumentLibrary/369968_RRD.pdf | [7 empty] | Shelf Stock | [39 empty] | 39122206 | [6 empty] | <a href="https://lutron.widen.net/content/4y4cm6o0wa/mp4/RadioRA-3-Processor-Video.mp4?w=2048" target="_blank">Product Video Clip</a> | [6 empty] | <a href="https://www.lutron.com/TechnicalDocumentLibrary/043492.pdf" target="_blank">Warranty Information</a> |  |  |  |  | 0.470 L | [14 empty] | 0 | 0 | 0 | 0 | Lighting Fixtures | 2016-10-18 11:41 | 2024-07-20 11:17 | 0000-00-00 00:00:00 | 2024-07-20 11:17 | 0000-00-00 00:00:00 | [6 empty] | Ivory
1 | Lutron Electronics | RRD-HN1RLD-LA | 4460-7870 | 4460 | 7870 | Lutron Electronics | RRD-HN1RLD-WH.jpg | 784276169950 | CL RA2 HYBRID 1RLD WALL LIGHT ALMOND | Lutron RadioRA 2 seeTouch LED+ Hybrid Keypad, Dual Group with 1 Raise/Lower - Light Almond |  | 2.76 | 4.57 |  | RRD-HN1RLD-WH.jpg | http://grandbrass.xologic.com/vendors/4460/large/RRD-HN1RLD-WH.jpg | [47 empty] | 0 | 0 | 0 | [6 empty] | 0 | 1 | 1 | EA | 1 | Lighting Controls | [27 empty] | Dimmers | [242 empty] | <a href="https://www.lutron.com/TechnicalDocumentLibrary/044337.pdf" target="_blank">Installation Instructions</a> | [23 empty] | 45.000 DW |  |  | 1.5800 IN | [89 empty] | 1.000 EA | 1.000 EA | [35 empty] | No | [42 empty] | https://www.lutron.com/TechnicalDocumentLibrary/369968_RRD.pdf | [7 empty] | Shelf Stock | [39 empty] | 39122206 | [6 empty] | <a href="https://lutron.widen.net/content/4y4cm6o0wa/mp4/RadioRA-3-Processor-Video.mp4?w=2048" target="_blank">Product Video Clip</a> | [6 empty] | <a href="https://www.lutron.com/TechnicalDocumentLibrary/043492.pdf" target="_blank">Warranty Information</a> |  |  |  |  | 0.470 L | [14 empty] | 0 | 0 | 0 | 0 | Lighting Fixtures | 2016-10-18 11:41 | 2024-07-20 11:28 | 0000-00-00 00:00:00 | 2024-07-20 11:28 | 0000-00-00 00:00:00
1 | Lutron Electronics | RRD-HN1RLD-MN | 4460-7872 | 4460 | 7872 | Lutron Electronics | RRD-HN1RLD-WH.jpg | 784276169974 | CL RA2 HYBRID 1RLD WALL MIDNIGHT | Lutron RadioRA 2 seeTouch LED+ Hybrid Keypad, Dual Group with 1 Raise/Lower - Midnight |  | 2.76 | 4.57 |  | RRD-HN1RLD-WH.jpg | http://grandbrass.xologic.com/vendors/4460/large/RRD-HN1RLD-WH.jpg | [47 empty] | 0 | 0 | 0 | [6 empty] | 0 | 1 | 1 | EA | 1 | Lighting Controls | [27 empty] | Dimmers | [242 empty] | <a href="https://www.lutron.com/TechnicalDocumentLibrary/044337.pdf" target="_blank">Installation Instructions</a> | [23 empty] | 45.000 DW |  |  | 1.5800 IN | [89 empty] | 1.000 EA | 1.000 EA | [35 empty] | No | [42 empty] | https://www.lutron.com/TechnicalDocumentLibrary/369968_RRD.pdf | [7 empty] | Shelf Stock | [39 empty] | 39122206 | [6 empty] | <a href="https://lutron.widen.net/content/4y4cm6o0wa/mp4/RadioRA-3-Processor-Video.mp4?w=2048" target="_blank">Product Video Clip</a> | [6 empty] | <a href="https://www.lutron.com/TechnicalDocumentLibrary/043492.pdf" target="_blank">Warranty Information</a> |  |  |  |  | 0.470 L | [14 empty] | 0 | 0 | 0 | 0 | Lighting Fixtures | 2016-10-18 11:41 | 2024-07-20 11:28 | 0000-00-00 00:00:00 | 2024-07-20 11:28 | 0000-00-00 00:00:00 | [6 empty] | Midnight
1 | Lutron Electronics | RRD-HN1RLD-PD | 4460-7875 | 4460 | 7875 | Lutron Electronics | RRD-HN1RLD-WH.jpg | 784276170000 | CL RA2 HYBRID 1RLD WALL PALLADIUM | Lutron RadioRA 2 seeTouch LED+ Hybrid Keypad, Dual Group with 1 Raise/Lower - Palladiom |  | 2.76 | 4.57 |  | RRD-HN1RLD-WH.jpg | http://grandbrass.xologic.com/vendors/4460/large/RRD-HN1RLD-WH.jpg | [47 empty] | 0 | 0 | 0 | [6 empty] | 0 | 1 | 1 | EA | 1 | Lighting Controls | [27 empty] | Dimmers | [242 empty] | <a href="https://www.lutron.com/TechnicalDocumentLibrary/044337.pdf" target="_blank">Installation Instructions</a> | [23 empty] | 45.000 DW |  |  | 1.5800 IN | [89 empty] | 1.000 EA | 1.000 EA | [35 empty] | No | [42 empty] | https://www.lutron.com/TechnicalDocumentLibrary/369968_RRD.pdf | [7 empty] | Shelf Stock | [39 empty] | 39122206 | [6 empty] | <a href="https://lutron.widen.net/content/4y4cm6o0wa/mp4/RadioRA-3-Processor-Video.mp4?w=2048" target="_blank">Product Video Clip</a> | [6 empty] | <a href="https://www.lutron.com/TechnicalDocumentLibrary/043492.pdf" target="_blank">Warranty Information</a> |  |  |  |  | 0.470 L | [14 empty] | 0 | 0 | 0 | 0 | Lighting Fixtures | 2016-10-18 11:41 | 2024-07-20 11:18 | 0000-00-00 00:00:00 | 2024-07-20 11:18 | 0000-00-00 00:00:00 | [6 empty] | Palladium
1 | Lutron Electronics | RRD-HN1RLD-SW | 4460-7879 | 4460 | 7879 | Lutron Electronics | RRD-HN1RLD-WH.jpg | 784276170048 | CL RA2 HYBRID 1RLD WALL SNOW WHITE | Lutron RadioRA 2 seeTouch LED+ Hybrid Keypad, Dual Group with 1 Raise/Lower - Snow White |  | 2.76 | 4.57 |  | RRD-HN1RLD-WH.jpg | http://grandbrass.xologic.com/vendors/4460/large/RRD-HN1RLD-WH.jpg | [47 empty] | 0 | 0 | 0 | [6 empty] | 0 | 1 | 1 | EA | 1 | Lighting Controls | [27 empty] | Dimmers | [242 empty] | <a href="https://www.lutron.com/TechnicalDocumentLibrary/044337.pdf" target="_blank">Installation Instructions</a> | [23 empty] | 45.000 DW |  |  | 1.5800 IN | [89 empty] | 1.000 EA | 1.000 EA | [35 empty] | No | [42 empty] | https://www.lutron.com/TechnicalDocumentLibrary/369968_RRD.pdf | [7 empty] | Shelf Stock | [39 empty] | 39122206 | [6 empty] | <a href="https://lutron.widen.net/content/4y4cm6o0wa/mp4/RadioRA-3-Processor-Video.mp4?w=2048" target="_blank">Product Video Clip</a> | [6 empty] | <a href="https://www.lutron.com/TechnicalDocumentLibrary/043492.pdf" target="_blank">Warranty Information</a> |  |  |  |  | 0.470 L | [14 empty] | 0 | 0 | 0 | 0 | Lighting Fixtures | 2016-10-18 11:41 | 2024-07-20 11:23 | 0000-00-00 00:00:00 | 2024-07-20 11:23 | 0000-00-00 00:00:00 | [6 empty] | Snow
1 | Lutron Electronics | RRD-HN1RLD-TP | 4460-7881 | 4460 | 7881 | Lutron Electronics | RRD-HN1RLD-WH.jpg | 784276170062 | CL RA2 HYBRID 1RLD WALL TAUPE | Lutron RadioRA 2 seeTouch LED+ Hybrid Keypad, Dual Group with 1 Raise/Lower - Taupe |  | 2.76 | 4.57 |  | RRD-HN1RLD-WH.jpg | http://grandbrass.xologic.com/vendors/4460/large/RRD-HN1RLD-WH.jpg | [47 empty] | 0 | 0 | 0 | [6 empty] | 0 | 1 | 1 | EA | 1 | Lighting Controls | [27 empty] | Dimmers | [242 empty] | <a href="https://www.lutron.com/TechnicalDocumentLibrary/044337.pdf" target="_blank">Installation Instructions</a> | [23 empty] | 45.000 DW |  |  | 1.5800 IN | [89 empty] | 1.000 EA | 1.000 EA | [35 empty] | No | [42 empty] | https://www.lutron.com/TechnicalDocumentLibrary/369968_RRD.pdf | [7 empty] | Shelf Stock | [39 empty] | 39122206 | [6 empty] | <a href="https://lutron.widen.net/content/4y4cm6o0wa/mp4/RadioRA-3-Processor-Video.mp4?w=2048" target="_blank">Product Video Clip</a> | [6 empty] | <a href="https://www.lutron.com/TechnicalDocumentLibrary/043492.pdf" target="_blank">Warranty Information</a> |  |  |  |  | 0.470 L | [14 empty] | 0 | 0 | 0 | 0 | Lighting Fixtures | 2016-10-18 11:41 | 2024-07-20 11:43 | 0000-00-00 00:00:00 | 2024-07-20 11:43 | 0000-00-00 00:00:00 | [6 empty] | Taupe
1 | Lutron Electronics | RRD-HN1RLD-WH | 4460-7883 | 4460 | 7883 | Lutron Electronics | RRD-HN1RLD-WH.jpg | 784276170086 | CL RA2 HYBRID 1RLD WALL WHITE | Lutron RadioRA 2 seeTouch LED+ Hybrid Keypad, Dual Group with 1 Raise/Lower - White |  | 2.76 | 4.57 |  | RRD-HN1RLD-WH.jpg | http://grandbrass.xologic.com/vendors/4460/large/RRD-HN1RLD-WH.jpg | [47 empty] | 0 | 0 | 0 | [6 empty] | 0 | 1 | 1 | EA | 1 | Lighting Controls | [27 empty] | Dimmers | [242 empty] | <a href="https://www.lutron.com/TechnicalDocumentLibrary/044337.pdf" target="_blank">Installation Instructions</a> | [23 empty] | 45.000 DW |  |  | 1.5800 IN | [89 empty] | 1.000 EA | 1.000 EA | [35 empty] | No | [42 empty] | https://www.lutron.com/TechnicalDocumentLibrary/369968_RRD.pdf | [7 empty] | Shelf Stock | [39 empty] | 39122206 | [6 empty] | <a href="https://lutron.widen.net/content/4y4cm6o0wa/mp4/RadioRA-3-Processor-Video.mp4?w=2048" target="_blank">Product Video Clip</a> | [6 empty] | <a href="https://www.lutron.com/TechnicalDocumentLibrary/043492.pdf" target="_blank">Warranty Information</a> |  |  |  |  | 0.470 L | [14 empty] | 0 | 0 | 0 | 0 | Lighting Fixtures | 2016-10-18 11:41 | 2024-07-20 11:23 | 0000-00-00 00:00:00 | 2024-07-20 11:23 | 0000-00-00 00:00:00 | [6 empty] | White
1 | Lutron Electronics | RRD-HN2RLD-AL | 4460-7884 | 4460 | 7884 | Lutron Electronics | RRD-HN2RLD-WH.jpg | 784276170093 | CL RA2 HYBRID 2RLD WALL ALMOND | Lutron RadioRA 2 seeTouch LED+ Hybrid Keypad, Dual group with 2 Raise/Lower - Almond |  | 2.76 | 4.57 |  | RRD-HN2RLD-WH.jpg | http://grandbrass.xologic.com/vendors/4460/large/RRD-HN2RLD-WH.jpg | [47 empty] | 0 | 0 | 0 | [6 empty] | 0 | 1 | 1 | EA | 1 | Lighting Controls | [27 empty] | Dimmers | [242 empty] | <a href="https://www.lutron.com/TechnicalDocumentLibrary/044337.pdf" target="_blank">Installation Instructions</a> | [23 empty] | 45.000 DW |  |  | 1.5800 IN | [89 empty] | 1.000 EA | 1.000 EA | [35 empty] | No | [42 empty] | https://www.lutron.com/TechnicalDocumentLibrary/369968_RRD.pdf | [7 empty] | Shelf Stock | [39 empty] | 39122206 | [6 empty] | <a href="https://lutron.widen.net/content/4y4cm6o0wa/mp4/RadioRA-3-Processor-Video.mp4?w=2048" target="_blank">Product Video Clip</a> | [6 empty] | <a href="https://www.lutron.com/TechnicalDocumentLibrary/043492.pdf" target="_blank">Warranty Information</a> |  |  |  |  | 0.470 L | [14 empty] | 0 | 0 | 0 | 0 | Lighting Fixtures | 2016-10-18 11:41 | 2024-07-20 11:18 | 0000-00-00 00:00:00 | 2024-07-20 11:18 | 0000-00-00 00:00:00 | [6 empty] | Almond
1 | Lutron Electronics | RRD-HN2RLD-BI | 4460-7886 | 4460 | 7886 | Lutron Electronics | RRD-HN2RLD-WH.jpg | 784276170116 | CL RA2 HYBRID 2RLD WALL BISCUIT | Lutron RadioRA 2 seeTouch LED+ Hybrid Keypad, Dual group with 2 Raise/Lower - Biscuit |  | 2.76 | 4.57 |  | RRD-HN2RLD-WH.jpg | http://grandbrass.xologic.com/vendors/4460/large/RRD-HN2RLD-WH.jpg | [47 empty] | 0 | 0 | 0 | [6 empty] | 0 | 1 | 1 | EA | 1 | Lighting Controls | [27 empty] | Dimmers | [242 empty] | <a href="https://www.lutron.com/TechnicalDocumentLibrary/044337.pdf" target="_blank">Installation Instructions</a> | [23 empty] | 45.000 DW |  |  | 1.5800 IN | [89 empty] | 1.000 EA | 1.000 EA | [35 empty] | No | [42 empty] | https://www.lutron.com/TechnicalDocumentLibrary/369968_RRD.pdf | [7 empty] | Shelf Stock | [39 empty] | 39122206 | [6 empty] | <a href="https://lutron.widen.net/content/4y4cm6o0wa/mp4/RadioRA-3-Processor-Video.mp4?w=2048" target="_blank">Product Video Clip</a> | [6 empty] | <a href="https://www.lutron.com/TechnicalDocumentLibrary/043492.pdf" target="_blank">Warranty Information</a> |  |  |  |  | 0.470 L | [14 empty] | 0 | 0 | 0 | 0 | Lighting Fixtures | 2016-10-18 11:41 | 2024-07-20 11:17 | 0000-00-00 00:00:00 | 2024-07-20 11:17 | 0000-00-00 00:00:00 | [6 empty] | Biscuit
1 | Lutron Electronics | RRD-HN2RLD-BL | 4460-7887 | 4460 | 7887 | Lutron Electronics | RRD-HN2RLD-WH.jpg | 784276170123 | CL RA2 HYBRID 2RLD WALL BLACK | Lutron RadioRA 2 seeTouch LED+ Hybrid Keypad, Dual group with 2 Raise/Lower - Black |  | 2.76 | 4.57 |  | RRD-HN2RLD-WH.jpg | http://grandbrass.xologic.com/vendors/4460/large/RRD-HN2RLD-WH.jpg | [47 empty] | 0 | 0 | 0 | [6 empty] | 0 | 1 | 1 | EA | 1 | Lighting Controls | [27 empty] | Dimmers | [242 empty] | <a href="https://www.lutron.com/TechnicalDocumentLibrary/044337.pdf" target="_blank">Installation Instructions</a> | [23 empty] | 45.000 DW |  |  | 1.5800 IN | [89 empty] | 1.000 EA | 1.000 EA | [35 empty] | No | [42 empty] | https://www.lutron.com/TechnicalDocumentLibrary/369968_RRD.pdf | [7 empty] | Shelf Stock | [39 empty] | 39122206 | [6 empty] | <a href="https://lutron.widen.net/content/4y4cm6o0wa/mp4/RadioRA-3-Processor-Video.mp4?w=2048" target="_blank">Product Video Clip</a> | [6 empty] | <a href="https://www.lutron.com/TechnicalDocumentLibrary/043492.pdf" target="_blank">Warranty Information</a> |  |  |  |  | 0.470 L | [14 empty] | 0 | 0 | 0 | 0 | Lighting Fixtures | 2016-10-18 11:41 | 2024-07-20 11:21 | 0000-00-00 00:00:00 | 2024-07-20 11:21 | 0000-00-00 00:00:00 | [6 empty] | Black
1 | Lutron Electronics | RRD-HN2RLD-BR | 4460-7888 | 4460 | 7888 | Lutron Electronics | RRD-HN2RLD-WH.jpg | 784276170130 | CL RA2 HYBRID 2RLD WALL BROWN | Lutron RadioRA 2 seeTouch LED+ Hybrid Keypad, Dual group with 2 Raise/Lower - Brown |  | 2.76 | 4.57 |  | RRD-HN2RLD-WH.jpg | http://grandbrass.xologic.com/vendors/4460/large/RRD-HN2RLD-WH.jpg | [47 empty] | 0 | 0 | 0 | [6 empty] | 0 | 1 | 1 | EA | 1 | Lighting Controls | [27 empty] | Dimmers | [242 empty] | <a href="https://www.lutron.com/TechnicalDocumentLibrary/044337.pdf" target="_blank">Installation Instructions</a> | [23 empty] | 45.000 DW |  |  | 1.5800 IN | [89 empty] | 1.000 EA | 1.000 EA | [35 empty] | No | [42 empty] | https://www.lutron.com/TechnicalDocumentLibrary/369968_RRD.pdf | [7 empty] | Shelf Stock | [39 empty] | 39122206 | [6 empty] | <a href="https://lutron.widen.net/content/4y4cm6o0wa/mp4/RadioRA-3-Processor-Video.mp4?w=2048" target="_blank">Product Video Clip</a> | [6 empty] | <a href="https://www.lutron.com/TechnicalDocumentLibrary/043492.pdf" target="_blank">Warranty Information</a> |  |  |  |  | 0.470 L | [14 empty] | 0 | 0 | 0 | 0 | Lighting Fixtures | 2016-10-18 11:41 | 2024-07-20 11:21 | 0000-00-00 00:00:00 | 2024-07-20 11:21 | 0000-00-00 00:00:00 | [6 empty] | Brown
4 | Lutron Electronics | LWT-TGG-BL | 4460-7890 | 4460 | 7890 | Lutron Electronics | LWT-TGG-BL.png | 784276156721 | NW AR WP 1 ACC PLDM, 2 GFK T OPNG IN BL | Multigang WallPlate for New Architectural Controls and Accessories, Three-gang for 1 accessory or Palladiom keypad and 2 Grafik T controls in black |  | 6 | 4 |  | LWT-TGG-BL.png | http://grandbrass.xologic.com/vendors/4460/large/LWT-TGG-BL.png | [47 empty] | 0 | 0 | 0 | [6 empty] | 0 | 1 | 1 | EA | 1 | Lighting Controls |  |  | Fittings and Hardware |  | Electrical Hardware And Supplies |  | Wallplates | [20 empty] | Switch Plates | [242 empty] | <a href="https://www.lutron.com/TechnicalDocumentLibrary/041496.pdf" target="_blank">Installation Instructions</a> | [23 empty] | 10.000 DW |  |  | 1.0000 IN | [89 empty] | 1.000 EA | 1.000 EA | [35 empty] | No | [42 empty] | https://www.lutron.com/TechnicalDocumentLibrary/369830_FRE.pdf | [7 empty] | Shelf Stock | [39 empty] | 39121704 | [13 empty] | <a href="https://www.lutron.com/TechnicalDocumentLibrary/043492.pdf" target="_blank">Warranty Information</a> |  |  |  |  | 0.500 L | [14 empty] | 0 | 0 | 0 | 0 | Electrical | 2016-10-18 11:41 | 2024-07-20 11:25 | 0000-00-00 00:00:00 | 2025-11-29 02:00 | 0000-00-00 00:00:00 | [6 empty] | Black
4 | Lutron Electronics | LWT-TGG-CWH | 4460-7891 | 4460 | 7891 | Lutron Electronics | LWT-TGG-CWH.jpg | 784276156738 | NW AR WP 1 ACC PLDM, 2 GFK T OPNG IN CWH | Multigang Wallplate for New Architectural Controls and Accessories, Three-gang for 1 accessory or Palladiom keypad and 2 Grafik T controls in clear white glass |  | 6 | 4 |  | LWT-TGG-CWH.jpg | http://grandbrass.xologic.com/vendors/4460/large/LWT-TGG-CWH.jpg | [47 empty] | 0 | 0 | 0 | [6 empty] | 0 | 1 | 1 | EA | 1 | Lighting Controls |  |  | Fittings and Hardware |  | Electrical Hardware And Supplies |  | Wallplates | [20 empty] | Switch Plates | [242 empty] | <a href="https://www.lutron.com/TechnicalDocumentLibrary/041496.pdf" target="_blank">Installation Instructions</a> | [23 empty] | 10.000 DW |  |  | 1.0000 IN | [89 empty] | 1.000 EA | 1.000 EA | [35 empty] | No | [42 empty] | https://www.lutron.com/TechnicalDocumentLibrary/369830_FRE.pdf | [7 empty] | Shelf Stock | [39 empty] | 39121704 | [13 empty] | <a href="https://www.lutron.com/TechnicalDocumentLibrary/043492.pdf" target="_blank">Warranty Information</a> |  |  |  |  | 0.500 L | [14 empty] | 0 | 0 | 0 | 0 | Electrical | 2016-10-18 11:41 | 2024-07-20 11:24 | 0000-00-00 00:00:00 | 2025-11-29 02:00 | 0000-00-00 00:00:00
4 | Lutron Electronics | LWT-TGG-SB | 4460-7892 | 4460 | 7892 | Lutron Electronics | LWT-TGG-SB.png | 784276156745 | NW AR WP 1 ACC PLDM, 2 GFK T OPNG IN SB | Multigang WallPlate for New Architectural Controls and Accessories, Three-gang for 1 accessory or Palladiom keypad and 2 Grafik T controls in satin brass |  | 6 | 4 |  | LWT-TGG-SB.png | http://grandbrass.xologic.com/vendors/4460/large/LWT-TGG-SB.png | [47 empty] | 0 | 0 | 0 | [6 empty] | 0 | 1 | 1 | EA | 1 | Lighting Controls |  |  | Fittings and Hardware |  | Electrical Hardware And Supplies |  | Wallplates | [20 empty] | Switch Plates | [242 empty] | <a href="https://www.lutron.com/TechnicalDocumentLibrary/041496.pdf" target="_blank">Installation Instructions</a> | [23 empty] | 15.000 DW |  |  | 1.0000 IN | [89 empty] | 1.000 EA | 1.000 EA | [35 empty] | No | [42 empty] | https://www.lutron.com/TechnicalDocumentLibrary/369830_FRE.pdf | [7 empty] | Shelf Stock | [39 empty] | 39121704 | [13 empty] | <a href="https://www.lutron.com/TechnicalDocumentLibrary/043492.pdf" target="_blank">Warranty Information</a> |  |  |  |  | 0.500 L | [14 empty] | 0 | 0 | 0 | 0 | Electrical | 2016-10-18 11:41 | 2024-07-20 11:23 | 0000-00-00 00:00:00 | 2025-11-29 02:00 | 0000-00-00 00:00:00
4 | Lutron Electronics | LWT-TGG-BB | 4460-7893 | 4460 | 7893 | Lutron Electronics | LWT-TGG-BB.png | 784276156752 | NW AR WP 1 ACC PLDM, 2 GFK T OPNG IN BB | Multigang WallPlate for New Architectural Controls and Accessories, Three-gang for 1 accessory or Palladiom keypad and 2 Grafik T controls in bright brass |  | 6 | 4 |  | LWT-TGG-BB.png | http://grandbrass.xologic.com/vendors/4460/large/LWT-TGG-BB.png | [47 empty] | 0 | 0 | 0 | [6 empty] | 0 | 1 | 1 | EA | 1 | Lighting Controls |  |  | Fittings and Hardware |  | Electrical Hardware And Supplies |  | Wallplates | [20 empty] | Switch Plates | [242 empty] | <a href="https://www.lutron.com/TechnicalDocumentLibrary/041496.pdf" target="_blank">Installation Instructions</a> | [23 empty] | 20.000 DW |  |  | 1.0000 IN | [89 empty] | 1.000 EA | 1.000 EA | [35 empty] | No | [42 empty] | https://www.lutron.com/TechnicalDocumentLibrary/369830_FRE.pdf | [7 empty] | Shelf Stock | [39 empty] | 39121704 | [13 empty] | <a href="https://www.lutron.com/TechnicalDocumentLibrary/043492.pdf" target="_blank">Warranty Information</a> |  |  |  |  | 0.500 L | [14 empty] | 0 | 0 | 0 | 0 | Electrical | 2016-10-18 11:41 | 2024-07-20 11:23 | 0000-00-00 00:00:00 | 2025-11-29 02:00 | 0000-00-00 00:00:00
4 | Lutron Electronics | LWT-TGG-BC | 4460-7894 | 4460 | 7894 | Lutron Electronics | LWT-TGG-BC.png | 784276156769 | NW AR WP 1 ACC PLDM, 2 GFK T OPNG IN BC | Multigang WallPlate for New Architectural Controls and Accessories, Three-gang for 1 accessory or Palladiom keypad and 2 Grafik T controls in bright chrome |  | 6 | 4 |  | LWT-TGG-BC.png | http://grandbrass.xologic.com/vendors/4460/large/LWT-TGG-BC.png | [47 empty] | 0 | 0 | 0 | [6 empty] | 0 | 1 | 1 | EA | 1 | Lighting Controls |  |  | Fittings and Hardware |  | Electrical Hardware And Supplies |  | Wallplates | [20 empty] | Switch Plates | [242 empty] | <a href="https://www.lutron.com/TechnicalDocumentLibrary/041496.pdf" target="_blank">Installation Instructions</a> | [23 empty] | 20.000 DW |  |  | 1.0000 IN | [89 empty] | 1.000 EA | 1.000 EA | [35 empty] | No | [42 empty] | https://www.lutron.com/TechnicalDocumentLibrary/369830_FRE.pdf | [7 empty] | Shelf Stock | [39 empty] | 39121704 | [13 empty] | <a href="https://www.lutron.com/TechnicalDocumentLibrary/043492.pdf" target="_blank">Warranty Information</a> |  |  |  |  | 0.500 L | [14 empty] | 0 | 0 | 0 | 0 | Electrical | 2016-10-18 11:41 | 2024-07-20 11:43 | 0000-00-00 00:00:00 | 2025-11-29 02:00 | 0000-00-00 00:00:00
4 | Lutron Electronics | LWT-TGG-SC | 4460-7895 | 4460 | 7895 | Lutron Electronics | LWT-TGG-SC.png | 784276156790 | NW AR WP 1 ACC PLDM, 2 GFK T OPNG IN SC | Multigang WallPlate for New Architectural Controls and Accessories, Three-gang for 1 accessory or Palladiom keypad and 2 Grafik T controls in satin chrome |  | 6 | 4 |  | LWT-TGG-SC.png | http://grandbrass.xologic.com/vendors/4460/large/LWT-TGG-SC.png | [47 empty] | 0 | 0 | 0 | [6 empty] | 0 | 1 | 1 | EA | 1 | Lighting Controls |  |  | Fittings and Hardware |  | Electrical Hardware And Supplies |  | Wallplates | [20 empty] | Switch Plates | [242 empty] | <a href="https://www.lutron.com/TechnicalDocumentLibrary/041496.pdf" target="_blank">Installation Instructions</a> | [23 empty] | 20.000 DW |  |  | 1.0000 IN | [89 empty] | 1.000 EA | 1.000 EA | [35 empty] | No | [42 empty] | https://www.lutron.com/TechnicalDocumentLibrary/369830_FRE.pdf | [7 empty] | Shelf Stock | [39 empty] | 39121704 | [13 empty] | <a href="https://www.lutron.com/TechnicalDocumentLibrary/043492.pdf" target="_blank">Warranty Information</a> |  |  |  |  | 0.500 L | [14 empty] | 0 | 0 | 0 | 0 | Electrical | 2016-10-18 11:41 | 2024-07-20 11:43 | 0000-00-00 00:00:00 | 2025-11-29 02:00 | 0000-00-00 00:00:00
4 | Lutron Electronics | LWT-TGG-SN | 4460-7896 | 4460 | 7896 | Lutron Electronics | LWT-TGG-SN.png | 784276156806 | NW AR WP 1 ACC PLDM, 2 GFK T OPNG IN SN | Multigang WallPlate for New Architectural Controls and Accessories, Three-gang for 1 accessory or Palladiom keypad and 2 Grafik T controls in satin nickel |  | 6 | 4 |  | LWT-TGG-SN.png | http://grandbrass.xologic.com/vendors/4460/large/LWT-TGG-SN.png | [47 empty] | 0 | 0 | 0 | [6 empty] | 0 | 1 | 1 | EA | 1 | Lighting Controls |  |  | Fittings and Hardware |  | Electrical Hardware And Supplies |  | Wallplates | [20 empty] | Switch Plates | [242 empty] | <a href="https://www.lutron.com/TechnicalDocumentLibrary/041496.pdf" target="_blank">Installation Instructions</a> | [23 empty] | 20.000 DW |  |  | 1.0000 IN | [89 empty] | 1.000 EA | 1.000 EA | [35 empty] | No | [42 empty] | https://www.lutron.com/TechnicalDocumentLibrary/369830_FRE.pdf | [7 empty] | Shelf Stock | [39 empty] | 39121704 | [13 empty] | <a href="https://www.lutron.com/TechnicalDocumentLibrary/043492.pdf" target="_blank">Warranty Information</a> |  |  |  |  | 0.500 L | [14 empty] | 0 | 0 | 0 | 0 | Electrical | 2016-10-18 11:41 | 2024-07-20 11:23 | 0000-00-00 00:00:00 | 2025-11-29 02:00 | 0000-00-00 00:00:00
4 | Lutron Electronics | LWT-TGG-BN | 4460-7897 | 4460 | 7897 | Lutron Electronics | LWT-TGG-BN.png | 784276156813 | NW AR WP 1 ACC PLDM, 2 GFK T OPNG IN BN | Multigang WallPlate for New Architectural Controls and Accessories, Three-gang for 1 accessory or Palladiom keypad and 2 Grafik T controls in bright nickel |  | 6 | 4 |  | LWT-TGG-BN.png | http://grandbrass.xologic.com/vendors/4460/large/LWT-TGG-BN.png | [47 empty] | 0 | 0 | 0 | [6 empty] | 0 | 1 | 1 | EA | 1 | Lighting Controls |  |  | Fittings and Hardware |  | Electrical Hardware And Supplies |  | Wallplates | [20 empty] | Switch Plates | [242 empty] | <a href="https://www.lutron.com/TechnicalDocumentLibrary/041496.pdf" target="_blank">Installation Instructions</a> | [23 empty] | 20.000 DW |  |  | 1.0000 IN | [89 empty] | 1.000 EA | 1.000 EA | [35 empty] | No | [42 empty] | https://www.lutron.com/TechnicalDocumentLibrary/369830_FRE.pdf | [7 empty] | Shelf Stock | [39 empty] | 39121704 | [13 empty] | <a href="https://www.lutron.com/TechnicalDocumentLibrary/043492.pdf" target="_blank">Warranty Information</a> |  |  |  |  | 0.500 L | [14 empty] | 0 | 0 | 0 | 0 | Electrical | 2016-10-18 11:41 | 2024-07-20 11:18 | 0000-00-00 00:00:00 | 2025-11-29 02:00 | 0000-00-00 00:00:00
4 | Lutron Electronics | LWT-GGGT-WH | 4460-7898 | 4460 | 7898 | Lutron Electronics | LWT-GGGT-WH.png | 784276156851 | NW AR WP 3 GFK T, 1 ACC PLDM OPNG IN WH | Multigang WallPlate for New Architectural Controls and Accessories, Four-gang for 3 Grafik T controls and 1 accessory or Palladiom keypad in white |  | 6 | 4 |  | LWT-GGGT-WH.png | http://grandbrass.xologic.com/vendors/4460/large/LWT-GGGT-WH.png | [47 empty] | 0 | 0 | 0 | [6 empty] | 0 | 1 | 1 | EA | 1 | Lighting Controls |  |  | Fittings and Hardware |  | Electrical Hardware And Supplies |  | Wallplates | [20 empty] | Switch Plates | [242 empty] | <a href="https://www.lutron.com/TechnicalDocumentLibrary/041496.pdf" target="_blank">Installation Instructions</a> | [23 empty] | 10.000 DW |  |  | 1.0000 IN | [89 empty] | 1.000 EA | 1.000 EA | [35 empty] | No | [42 empty] | https://www.lutron.com/TechnicalDocumentLibrary/369830_FRE.pdf | [7 empty] | Shelf Stock | [39 empty] | 39121704 | [13 empty] | <a href="https://www.lutron.com/TechnicalDocumentLibrary/043492.pdf" target="_blank">Warranty Information</a> |  |  |  |  | 0.500 L | [14 empty] | 0 | 0 | 0 | 0 | Electrical | 2016-10-18 11:41 | 2024-07-20 11:24 | 0000-00-00 00:00:00 | 2025-11-29 02:00 | 0000-00-00 00:00:00 | [6 empty] | White
4 | Lutron Electronics | LWT-GGGT-BE | 4460-7899 | 4460 | 7899 | Lutron Electronics | LWT-GGGT-BE.png | 784276156868 | NW AR WP 3 GFK T, 1 ACC PLDM OPNG IN BE | Multigang WallPlate for New Architectural Controls and Accessories, Four-gang for 3 Grafik T controls and 1 accessory or Palladiom keypad in beige |  | 6 | 4 |  | LWT-GGGT-BE.png | http://grandbrass.xologic.com/vendors/4460/large/LWT-GGGT-BE.png | [47 empty] | 0 | 0 | 0 | [6 empty] | 0 | 1 | 1 | EA | 1 | Lighting Controls |  |  | Fittings and Hardware |  | Electrical Hardware And Supplies |  | Wallplates | [20 empty] | Switch Plates | [242 empty] | <a href="https://www.lutron.com/TechnicalDocumentLibrary/041496.pdf" target="_blank">Installation Instructions</a> | [23 empty] | 10.000 DW |  |  | 1.0000 IN | [89 empty] | 1.000 EA | 1.000 EA | [35 empty] | No | [42 empty] | https://www.lutron.com/TechnicalDocumentLibrary/369830_FRE.pdf | [7 empty] | Shelf Stock | [39 empty] | 39121704 | [13 empty] | <a href="https://www.lutron.com/TechnicalDocumentLibrary/043492.pdf" target="_blank">Warranty Information</a> |  |  |  |  | 0.500 L | [14 empty] | 0 | 0 | 0 | 0 | Electrical | 2016-10-18 11:41 | 2024-07-20 11:25 | 0000-00-00 00:00:00 | 2025-11-29 02:00 | 0000-00-00 00:00:00 | [6 empty] | Beige
4 | Lutron Electronics | LWT-GGGT-IV | 4460-7900 | 4460 | 7900 | Lutron Electronics | LWT-GGGT-IV.png | 784276156875 | NW AR WP 3 GFK T, 1 ACC PLDM OPNG IN IV | Multigang WallPlate for New Architectural Controls and Accessories, Four-gang for 3 Grafik T controls and 1 accessory or Palladiom keypad in ivory |  | 6 | 4 |  | LWT-GGGT-IV.png | http://grandbrass.xologic.com/vendors/4460/large/LWT-GGGT-IV.png | [47 empty] | 0 | 0 | 0 | [6 empty] | 0 | 1 | 1 | EA | 1 | Lighting Controls |  |  | Fittings and Hardware |  | Electrical Hardware And Supplies |  | Wallplates | [20 empty] | Switch Plates | [242 empty] | <a href="https://www.lutron.com/TechnicalDocumentLibrary/041496.pdf" target="_blank">Installation Instructions</a> | [23 empty] | 10.000 DW |  |  | 1.0000 IN | [89 empty] | 1.000 EA | 1.000 EA | [35 empty] | No | [42 empty] | https://www.lutron.com/TechnicalDocumentLibrary/369830_FRE.pdf | [7 empty] | Shelf Stock | [39 empty] | 39121704 | [13 empty] | <a href="https://www.lutron.com/TechnicalDocumentLibrary/043492.pdf" target="_blank">Warranty Information</a> |  |  |  |  | 0.500 L | [14 empty] | 0 | 0 | 0 | 0 | Electrical | 2016-10-18 11:41 | 2024-07-20 11:21 | 0000-00-00 00:00:00 | 2025-11-29 02:00 | 0000-00-00 00:00:00 | [6 empty] | Ivory
4 | Lutron Electronics | LWT-GGGT-AL | 4460-7901 | 4460 | 7901 | Lutron Electronics | LWT-GGGT-AL.png | 784276156882 | NW AR WP 3 GFK T, 1 ACC PLDM OPNG IN AL | Multigang WallPlate for New Architectural Controls and Accessories, Four-gang for 3 Grafik T controls and 1 accessory or Palladiom keypad in almond |  | 6 | 4 |  | LWT-GGGT-AL.png | http://grandbrass.xologic.com/vendors/4460/large/LWT-GGGT-AL.png | [47 empty] | 0 | 0 | 0 | [6 empty] | 0 | 1 | 1 | EA | 1 | Lighting Controls |  |  | Fittings and Hardware |  | Electrical Hardware And Supplies |  | Wallplates | [20 empty] | Switch Plates | [242 empty] | <a href="https://www.lutron.com/TechnicalDocumentLibrary/041496.pdf" target="_blank">Installation Instructions</a> | [23 empty] | 10.000 DW |  |  | 1.0000 IN | [89 empty] | 1.000 EA | 1.000 EA | [35 empty] | No | [42 empty] | https://www.lutron.com/TechnicalDocumentLibrary/369830_FRE.pdf | [7 empty] | Shelf Stock | [39 empty] | 39121704 | [13 empty] | <a href="https://www.lutron.com/TechnicalDocumentLibrary/043492.pdf" target="_blank">Warranty Information</a> |  |  |  |  | 0.500 L | [14 empty] | 0 | 0 | 0 | 0 | Electrical | 2016-10-18 11:41 | 2024-07-20 11:21 | 0000-00-00 00:00:00 | 2025-11-29 02:00 | 0000-00-00 00:00:00 | [6 empty] | Almond
4 | Lutron Electronics | LWT-GGGT-LA | 4460-7902 | 4460 | 7902 | Lutron Electronics | LWT-GGGT-LA.png | 784276156899 | NW AR WP 3 GFK T, 1 ACC PLDM OPNG IN LA | Multigang WallPlate for New Architectural Controls and Accessories, Four-gang for 3 Grafik T controls and 1 accessory or Palladiom keypad in light almond |  | 6 | 4 |  | LWT-GGGT-LA.png | http://grandbrass.xologic.com/vendors/4460/large/LWT-GGGT-LA.png | [47 empty] | 0 | 0 | 0 | [6 empty] | 0 | 1 | 1 | EA | 1 | Lighting Controls |  |  | Fittings and Hardware |  | Electrical Hardware And Supplies |  | Wallplates | [20 empty] | Switch Plates | [242 empty] | <a href="https://www.lutron.com/TechnicalDocumentLibrary/041496.pdf" target="_blank">Installation Instructions</a> | [23 empty] | 10.000 DW |  |  | 1.0000 IN | [89 empty] | 1.000 EA | 1.000 EA | [35 empty] | No | [42 empty] | https://www.lutron.com/TechnicalDocumentLibrary/369830_FRE.pdf | [7 empty] | Shelf Stock | [39 empty] | 39121704 | [13 empty] | <a href="https://www.lutron.com/TechnicalDocumentLibrary/043492.pdf" target="_blank">Warranty Information</a> |  |  |  |  | 0.500 L | [14 empty] | 0 | 0 | 0 | 0 | Electrical | 2016-10-18 11:41 | 2024-07-20 11:21 | 0000-00-00 00:00:00 | 2025-11-29 02:00 | 0000-00-00 00:00:00
4 | Lutron Electronics | LWT-GGGT-GR | 4460-7903 | 4460 | 7903 | Lutron Electronics | LWT-GGGT-GR.png | 784276156905 | NW AR WP 3 GFK T, 1 ACC PLDM OPNG IN GR | Multigang WallPlate for New Architectural Controls and Accessories, Four-gang for 3 Grafik T controls and 1 accessory or Palladiom keypad in gray |  | 6 | 4 |  | LWT-GGGT-GR.png | http://grandbrass.xologic.com/vendors/4460/large/LWT-GGGT-GR.png | [47 empty] | 0 | 0 | 0 | [6 empty] | 0 | 1 | 1 | EA | 1 | Lighting Controls |  |  | Fittings and Hardware |  | Electrical Hardware And Supplies |  | Wallplates | [20 empty] | Switch Plates | [242 empty] | <a href="https://www.lutron.com/TechnicalDocumentLibrary/041496.pdf" target="_blank">Installation Instructions</a> | [23 empty] | 10.000 DW |  |  | 1.0000 IN | [89 empty] | 1.000 EA | 1.000 EA | [35 empty] | No | [42 empty] | https://www.lutron.com/TechnicalDocumentLibrary/369830_FRE.pdf | [7 empty] | Shelf Stock | [39 empty] | 39121704 | [13 empty] | <a href="https://www.lutron.com/TechnicalDocumentLibrary/043492.pdf" target="_blank">Warranty Information</a> |  |  |  |  | 0.500 L | [14 empty] | 0 | 0 | 0 | 0 | Electrical | 2016-10-18 11:41 | 2024-07-20 11:17 | 0000-00-00 00:00:00 | 2025-11-29 02:00 | 0000-00-00 00:00:00 | [6 empty] | Gray
4 | Lutron Electronics | LWT-GGGT-TP | 4460-7904 | 4460 | 7904 | Lutron Electronics | LWT-GGGT-TP.png | 784276156912 | NW AR WP 3 GFK T, 1 ACC PLDM OPNG IN TP | Multigang WallPlate for New Architectural Controls and Accessories, Four-gang for 3 Grafik T controls and 1 accessory or Palladiom keypad in taupe |  | 6 | 4 |  | LWT-GGGT-TP.png | http://grandbrass.xologic.com/vendors/4460/large/LWT-GGGT-TP.png | [47 empty] | 0 | 0 | 0 | [6 empty] | 0 | 1 | 1 | EA | 1 | Lighting Controls |  |  | Fittings and Hardware |  | Electrical Hardware And Supplies |  | Wallplates | [20 empty] | Switch Plates | [242 empty] | <a href="https://www.lutron.com/TechnicalDocumentLibrary/041496.pdf" target="_blank">Installation Instructions</a> | [23 empty] | 10.000 DW |  |  | 1.0000 IN | [89 empty] | 1.000 EA | 1.000 EA | [35 empty] | No | [42 empty] | https://www.lutron.com/TechnicalDocumentLibrary/369830_FRE.pdf | [7 empty] | Shelf Stock | [39 empty] | 39121704 | [13 empty] | <a href="https://www.lutron.com/TechnicalDocumentLibrary/043492.pdf" target="_blank">Warranty Information</a> |  |  |  |  | 0.500 L | [14 empty] | 0 | 0 | 0 | 0 | Electrical | 2016-10-18 11:41 | 2024-07-20 11:22 | 0000-00-00 00:00:00 | 2025-11-29 02:00 | 0000-00-00 00:00:00 | [6 empty] | Taupe
4 | Lutron Electronics | LWT-GGGT-SI | 4460-7905 | 4460 | 7905 | Lutron Electronics | LWT-GGGT-SI.png | 784276156929 | NW AR WP 3 GFK T, 1 ACC PLDM OPNG IN SI | Multigang WallPlate for New Architectural Controls and Accessories, Four-gang for 3 Grafik T controls and 1 accessory or Palladiom keypad in sienna |  | 6 | 4 |  | LWT-GGGT-SI.png | http://grandbrass.xologic.com/vendors/4460/large/LWT-GGGT-SI.png | [47 empty] | 0 | 0 | 0 | [6 empty] | 0 | 1 | 1 | EA | 1 | Lighting Controls |  |  | Fittings and Hardware |  | Electrical Hardware And Supplies |  | Wallplates | [20 empty] | Switch Plates | [242 empty] | <a href="https://www.lutron.com/TechnicalDocumentLibrary/041496.pdf" target="_blank">Installation Instructions</a> | [23 empty] | 10.000 DW |  |  | 1.0000 IN | [89 empty] | 1.000 EA | 1.000 EA | [35 empty] | No | [42 empty] | https://www.lutron.com/TechnicalDocumentLibrary/369830_FRE.pdf | [7 empty] | Shelf Stock | [39 empty] | 39121704 | [13 empty] | <a href="https://www.lutron.com/TechnicalDocumentLibrary/043492.pdf" target="_blank">Warranty Information</a> |  |  |  |  | 0.500 L | [14 empty] | 0 | 0 | 0 | 0 | Electrical | 2016-10-18 11:41 | 2024-07-20 11:24 | 0000-00-00 00:00:00 | 2025-11-29 02:00 | 0000-00-00 00:00:00 | [6 empty] | Sienna
4 | Lutron Electronics | LWT-GGGT-BL | 4460-7906 | 4460 | 7906 | Lutron Electronics | LWT-GGGT-BL.png | 784276156943 | NW AR WP 3 GFK T, 1 ACC PLDM OPNG IN BL | Multigang WallPlate for New Architectural Controls and Accessories, Four-gang for 3 Grafik T controls and 1 accessory or Palladiom keypad in black |  | 6 | 4 |  | LWT-GGGT-BL.png | http://grandbrass.xologic.com/vendors/4460/large/LWT-GGGT-BL.png | [47 empty] | 0 | 0 | 0 | [6 empty] | 0 | 1 | 1 | EA | 1 | Lighting Controls |  |  | Fittings and Hardware |  | Electrical Hardware And Supplies |  | Wallplates | [20 empty] | Switch Plates | [242 empty] | <a href="https://www.lutron.com/TechnicalDocumentLibrary/041496.pdf" target="_blank">Installation Instructions</a> | [23 empty] | 10.000 DW |  |  | 1.0000 IN | [89 empty] | 1.000 EA | 1.000 EA | [35 empty] | No | [42 empty] | https://www.lutron.com/TechnicalDocumentLibrary/369830_FRE.pdf | [7 empty] | Shelf Stock | [39 empty] | 39121704 | [13 empty] | <a href="https://www.lutron.com/TechnicalDocumentLibrary/043492.pdf" target="_blank">Warranty Information</a> |  |  |  |  | 0.500 L | [14 empty] | 0 | 0 | 0 | 0 | Electrical | 2016-10-18 11:41 | 2024-07-20 11:22 | 0000-00-00 00:00:00 | 2025-11-29 02:00 | 0000-00-00 00:00:00 | [6 empty] | Black
4 | Lutron Electronics | LWT-GGGT-CWH | 4460-7907 | 4460 | 7907 | Lutron Electronics | LWT-GGGT-CWH.jpg | 784276156950 | NW AR WP 3 GFK T, 1 ACC PLDM OPNG IN CWH | Multigang Wallplate for New Architectural Controls and Accessories, Four-gang for 3 Grafik T controls and 1 accessory or Palladiom keypad in clear white glass |  | 6 | 4 |  | LWT-GGGT-CWH.jpg | http://grandbrass.xologic.com/vendors/4460/large/LWT-GGGT-CWH.jpg | [47 empty] | 0 | 0 | 0 | [6 empty] | 0 | 1 | 1 | EA | 1 | Lighting Controls |  |  | Fittings and Hardware |  | Electrical Hardware And Supplies |  | Wallplates | [20 empty] | Switch Plates | [242 empty] | <a href="https://www.lutron.com/TechnicalDocumentLibrary/041496.pdf" target="_blank">Installation Instructions</a> | [23 empty] | 10.000 DW |  |  | 1.0000 IN | [89 empty] | 1.000 EA | 1.000 EA | [35 empty] | No | [42 empty] | https://www.lutron.com/TechnicalDocumentLibrary/369830_FRE.pdf | [7 empty] | Shelf Stock | [39 empty] | 39121704 | [13 empty] | <a href="https://www.lutron.com/TechnicalDocumentLibrary/043492.pdf" target="_blank">Warranty Information</a> |  |  |  |  | 0.500 L | [14 empty] | 0 | 0 | 0 | 0 | Electrical | 2016-10-18 11:41 | 2024-07-20 11:27 | 0000-00-00 00:00:00 | 2025-11-29 02:00 | 0000-00-00 00:00:00
4 | Lutron Electronics | LWT-GGGT-SB | 4460-7908 | 4460 | 7908 | Lutron Electronics | LWT-GGGT-SB.png | 784276156967 | NW AR WP 3 GFK T, 1 ACC PLDM OPNG IN SB | Multigang WallPlate for New Architectural Controls and Accessories, Four-gang for 3 Grafik T controls and 1 accessory or Palladiom keypad in satin brass |  | 6 | 4 |  | LWT-GGGT-SB.png | http://grandbrass.xologic.com/vendors/4460/large/LWT-GGGT-SB.png | [47 empty] | 0 | 0 | 0 | [6 empty] | 0 | 1 | 1 | EA | 1 | Lighting Controls |  |  | Fittings and Hardware |  | Electrical Hardware And Supplies |  | Wallplates | [20 empty] | Switch Plates | [242 empty] | <a href="https://www.lutron.com/TechnicalDocumentLibrary/041496.pdf" target="_blank">Installation Instructions</a> | [23 empty] | 20.000 DW |  |  | 1.0000 IN | [89 empty] | 1.000 EA | 1.000 EA | [35 empty] | No | [42 empty] | https://www.lutron.com/TechnicalDocumentLibrary/369830_FRE.pdf | [7 empty] | Shelf Stock | [39 empty] | 39121704 | [13 empty] | <a href="https://www.lutron.com/TechnicalDocumentLibrary/043492.pdf" target="_blank">Warranty Information</a> |  |  |  |  | 0.500 L | [14 empty] | 0 | 0 | 0 | 0 | Electrical | 2016-10-18 11:41 | 2024-07-20 11:29 | 0000-00-00 00:00:00 | 2025-11-29 02:00 | 0000-00-00 00:00:00
4 | Lutron Electronics | LWT-GGGT-BB | 4460-7909 | 4460 | 7909 | Lutron Electronics | LWT-GGGT-BB.png | 784276156974 | NW AR WP 3 GFK T, 1 ACC PLDM OPNG IN BB | Multigang WallPlate for New Architectural Controls and Accessories, Four-gang for 3 Grafik T controls and 1 accessory or Palladiom keypad in bright brass |  | 6 | 4 |  | LWT-GGGT-BB.png | http://grandbrass.xologic.com/vendors/4460/large/LWT-GGGT-BB.png | [47 empty] | 0 | 0 | 0 | [6 empty] | 0 | 1 | 1 | EA | 1 | Lighting Controls |  |  | Fittings and Hardware |  | Electrical Hardware And Supplies |  | Wallplates | [20 empty] | Switch Plates | [242 empty] | <a href="https://www.lutron.com/TechnicalDocumentLibrary/041496.pdf" target="_blank">Installation Instructions</a> | [23 empty] | 20.000 DW |  |  | 1.0000 IN | [89 empty] | 1.000 EA | 1.000 EA | [35 empty] | No | [42 empty] | https://www.lutron.com/TechnicalDocumentLibrary/369830_FRE.pdf | [7 empty] | Shelf Stock | [39 empty] | 39121704 | [13 empty] | <a href="https://www.lutron.com/TechnicalDocumentLibrary/043492.pdf" target="_blank">Warranty Information</a> |  |  |  |  | 0.500 L | [14 empty] | 0 | 0 | 0 | 0 | Electrical | 2016-10-18 11:41 | 2024-07-20 11:43 | 0000-00-00 00:00:00 | 2025-11-29 02:00 | 0000-00-00 00:00:00
4 | Lutron Electronics | LWT-GGGT-BC | 4460-7910 | 4460 | 7910 | Lutron Electronics | LWT-GGGT-BC.png | 784276156981 | NW AR WP 3 GFK T, 1 ACC PLDM OPNG IN BC | Multigang WallPlate for New Architectural Controls and Accessories, Four-gang for 3 Grafik T controls and 1 accessory or Palladiom keypad in bright chrome |  | 6 | 4 |  | LWT-GGGT-BC.png | http://grandbrass.xologic.com/vendors/4460/large/LWT-GGGT-BC.png | [47 empty] | 0 | 0 | 0 | [6 empty] | 0 | 1 | 1 | EA | 1 | Lighting Controls |  |  | Fittings and Hardware |  | Electrical Hardware And Supplies |  | Wallplates | [20 empty] | Switch Plates | [242 empty] | <a href="https://www.lutron.com/TechnicalDocumentLibrary/041496.pdf" target="_blank">Installation Instructions</a> | [23 empty] | 20.000 DW |  |  | 1.0000 IN | [89 empty] | 1.000 EA | 1.000 EA | [35 empty] | No | [42 empty] | https://www.lutron.com/TechnicalDocumentLibrary/369830_FRE.pdf | [7 empty] | Shelf Stock | [39 empty] | 39121704 | [13 empty] | <a href="https://www.lutron.com/TechnicalDocumentLibrary/043492.pdf" target="_blank">Warranty Information</a> |  |  |  |  | 0.500 L | [14 empty] | 0 | 0 | 0 | 0 | Electrical | 2016-10-18 11:41 | 2024-07-20 11:23 | 0000-00-00 00:00:00 | 2025-11-29 02:00 | 0000-00-00 00:00:00
4 | Lutron Electronics | LWT-GGGT-SC | 4460-7911 | 4460 | 7911 | Lutron Electronics | LWT-GGGT-SC.png | 784276157018 | NW AR WP 3 GFK T, 1 ACC PLDM OPNG IN SC | Multigang WallPlate for New Architectural Controls and Accessories, Four-gang for 3 Grafik T controls and 1 accessory or Palladiom keypad in satin chrome |  | 6 | 4 |  | LWT-GGGT-SC.png | http://grandbrass.xologic.com/vendors/4460/large/LWT-GGGT-SC.png | [47 empty] | 0 | 0 | 0 | [6 empty] | 0 | 1 | 1 | EA | 1 | Lighting Controls |  |  | Fittings and Hardware |  | Electrical Hardware And Supplies |  | Wallplates | [20 empty] | Switch Plates | [242 empty] | <a href="https://www.lutron.com/TechnicalDocumentLibrary/041496.pdf" target="_blank">Installation Instructions</a> | [23 empty] | 20.000 DW |  |  | 1.0000 IN | [89 empty] | 1.000 EA | 1.000 EA | [35 empty] | No | [42 empty] | https://www.lutron.com/TechnicalDocumentLibrary/369830_FRE.pdf | [7 empty] | Shelf Stock | [39 empty] | 39121704 | [13 empty] | <a href="https://www.lutron.com/TechnicalDocumentLibrary/043492.pdf" target="_blank">Warranty Information</a> |  |  |  |  | 0.500 L | [14 empty] | 0 | 0 | 0 | 0 | Electrical | 2016-10-18 11:41 | 2024-07-20 11:20 | 0000-00-00 00:00:00 | 2025-11-29 02:00 | 0000-00-00 00:00:00
4 | Lutron Electronics | LWT-GGGT-SN | 4460-7912 | 4460 | 7912 | Lutron Electronics | LWT-GGGT-SN.png | 784276157025 | NW AR WP 3 GFK T, 1 ACC PLDM OPNG IN SN | Multigang WallPlate for New Architectural Controls and Accessories, Four-gang for 3 Grafik T controls and 1 accessory or Palladiom keypad in satin nickel |  | 6 | 4 |  | LWT-GGGT-SN.png | http://grandbrass.xologic.com/vendors/4460/large/LWT-GGGT-SN.png | [47 empty] | 0 | 0 | 0 | [6 empty] | 0 | 1 | 1 | EA | 1 | Lighting Controls |  |  | Fittings and Hardware |  | Electrical Hardware And Supplies |  | Wallplates | [20 empty] | Switch Plates | [242 empty] | <a href="https://www.lutron.com/TechnicalDocumentLibrary/041496.pdf" target="_blank">Installation Instructions</a> | [23 empty] | 20.000 DW |  |  | 1.0000 IN | [89 empty] | 1.000 EA | 1.000 EA | [35 empty] | No | [42 empty] | https://www.lutron.com/TechnicalDocumentLibrary/369830_FRE.pdf | [7 empty] | Shelf Stock | [39 empty] | 39121704 | [13 empty] | <a href="https://www.lutron.com/TechnicalDocumentLibrary/043492.pdf" target="_blank">Warranty Information</a> |  |  |  |  | 0.500 L | [14 empty] | 0 | 0 | 0 | 0 | Electrical | 2016-10-18 11:42 | 2024-07-20 11:21 | 0000-00-00 00:00:00 | 2025-11-29 02:00 | 0000-00-00 00:00:00
1 | Lutron Electronics | RRD-HN2RLD-GR | 4460-7915 | 4460 | 7915 | Lutron Electronics | RRD-HN2RLD-WH.jpg | 784276170178 | CL RA2 HYBRID 2RLD WALL GRAY | Lutron RadioRA 2 seeTouch LED+ Hybrid Keypad, Dual group with 2 Raise/Lower - Gray |  | 2.76 | 4.57 |  | RRD-HN2RLD-WH.jpg | http://grandbrass.xologic.com/vendors/4460/large/RRD-HN2RLD-WH.jpg | [47 empty] | 0 | 0 | 0 | [6 empty] | 0 | 1 | 1 | EA | 1 | Lighting Controls | [27 empty] | Dimmers | [242 empty] | <a href="https://www.lutron.com/TechnicalDocumentLibrary/044337.pdf" target="_blank">Installation Instructions</a> | [23 empty] | 45.000 DW |  |  | 1.5800 IN | [89 empty] | 1.000 EA | 1.000 EA | [35 empty] | No | [42 empty] | https://www.lutron.com/TechnicalDocumentLibrary/369968_RRD.pdf | [7 empty] | Shelf Stock | [39 empty] | 39122206 | [6 empty] | <a href="https://lutron.widen.net/content/4y4cm6o0wa/mp4/RadioRA-3-Processor-Video.mp4?w=2048" target="_blank">Product Video Clip</a> | [6 empty] | <a href="https://www.lutron.com/TechnicalDocumentLibrary/043492.pdf" target="_blank">Warranty Information</a> |  |  |  |  | 0.470 L | [14 empty] | 0 | 0 | 0 | 0 | Lighting Fixtures | 2016-10-18 11:42 | 2024-07-20 11:27 | 0000-00-00 00:00:00 | 2024-07-20 11:27 | 0000-00-00 00:00:00 | [6 empty] | Gray
1 | Lutron Electronics | RRD-HN2RLD-HT | 4460-7917 | 4460 | 7917 | Lutron Electronics | RRD-HN2RLD-WH.jpg | 784276170192 | CL RA2 HYBRID 2RLD WALL HOT | Lutron RadioRA 2 seeTouch LED+ Hybrid Keypad, Dual group with 2 Raise/Lower - Hot |  | 2.76 | 4.57 |  | RRD-HN2RLD-WH.jpg | http://grandbrass.xologic.com/vendors/4460/large/RRD-HN2RLD-WH.jpg | [47 empty] | 0 | 0 | 0 | [6 empty] | 0 | 1 | 1 | EA | 1 | Lighting Controls | [27 empty] | Dimmers | [242 empty] | <a href="https://www.lutron.com/TechnicalDocumentLibrary/044337.pdf" target="_blank">Installation Instructions</a> | [23 empty] | 45.000 DW |  |  | 1.5800 IN | [89 empty] | 1.000 EA | 1.000 EA | [35 empty] | No | [42 empty] | https://www.lutron.com/TechnicalDocumentLibrary/369968_RRD.pdf | [7 empty] | Shelf Stock | [39 empty] | 39122206 | [6 empty] | <a href="https://lutron.widen.net/content/4y4cm6o0wa/mp4/RadioRA-3-Processor-Video.mp4?w=2048" target="_blank">Product Video Clip</a> | [6 empty] | <a href="https://www.lutron.com/TechnicalDocumentLibrary/043492.pdf" target="_blank">Warranty Information</a> |  |  |  |  | 0.470 L | [14 empty] | 0 | 0 | 0 | 0 | Lighting Fixtures | 2016-10-18 11:42 | 2024-07-20 11:27 | 0000-00-00 00:00:00 | 2024-07-20 11:27 | 0000-00-00 00:00:00
1 | Lutron Electronics | RRD-HN2RLD-IV | 4460-7918 | 4460 | 7918 | Lutron Electronics | RRD-HN2RLD-WH.jpg | 784276170208 | CL RA2 HYBRID 2RLD WALL IVORY | Lutron RadioRA 2 seeTouch LED+ Hybrid Keypad, Dual group with 2 Raise/Lower - Ivory |  | 2.76 | 4.57 |  | RRD-HN2RLD-WH.jpg | http://grandbrass.xologic.com/vendors/4460/large/RRD-HN2RLD-WH.jpg | [47 empty] | 0 | 0 | 0 | [6 empty] | 0 | 1 | 1 | EA | 1 | Lighting Controls | [27 empty] | Dimmers | [242 empty] | <a href="https://www.lutron.com/TechnicalDocumentLibrary/044337.pdf" target="_blank">Installation Instructions</a> | [23 empty] | 45.000 DW |  |  | 1.5800 IN | [89 empty] | 1.000 EA | 1.000 EA | [35 empty] | No | [42 empty] | https://www.lutron.com/TechnicalDocumentLibrary/369968_RRD.pdf | [7 empty] | Shelf Stock | [39 empty] | 39122206 | [6 empty] | <a href="https://lutron.widen.net/content/4y4cm6o0wa/mp4/RadioRA-3-Processor-Video.mp4?w=2048" target="_blank">Product Video Clip</a> | [6 empty] | <a href="https://www.lutron.com/TechnicalDocumentLibrary/043492.pdf" target="_blank">Warranty Information</a> |  |  |  |  | 0.470 L | [14 empty] | 0 | 0 | 0 | 0 | Lighting Fixtures | 2016-10-18 11:42 | 2024-07-20 11:18 | 0000-00-00 00:00:00 | 2024-07-20 11:18 | 0000-00-00 00:00:00 | [6 empty] | Ivory
1 | Lutron Electronics | RRD-HN2RLD-LA | 4460-7919 | 4460 | 7919 | Lutron Electronics | RRD-HN2RLD-WH.jpg | 784276170215 | CL RA2 HYBRID 2RLD WALL LIGHT ALMOND | Lutron RadioRA 2 seeTouch LED+ Hybrid Keypad, Dual group with 2 Raise/Lower - Light Almond |  | 2.76 | 4.57 |  | RRD-HN2RLD-WH.jpg | http://grandbrass.xologic.com/vendors/4460/large/RRD-HN2RLD-WH.jpg | [47 empty] | 0 | 0 | 0 | [6 empty] | 0 | 1 | 1 | EA | 1 | Lighting Controls | [27 empty] | Dimmers | [242 empty] | <a href="https://www.lutron.com/TechnicalDocumentLibrary/044337.pdf" target="_blank">Installation Instructions</a> | [23 empty] | 45.000 DW |  |  | 1.5800 IN | [89 empty] | 1.000 EA | 1.000 EA | [35 empty] | No | [42 empty] | https://www.lutron.com/TechnicalDocumentLibrary/369968_RRD.pdf | [7 empty] | Shelf Stock | [39 empty] | 39122206 | [6 empty] | <a href="https://lutron.widen.net/content/4y4cm6o0wa/mp4/RadioRA-3-Processor-Video.mp4?w=2048" target="_blank">Product Video Clip</a> | [6 empty] | <a href="https://www.lutron.com/TechnicalDocumentLibrary/043492.pdf" target="_blank">Warranty Information</a> |  |  |  |  | 0.470 L | [14 empty] | 0 | 0 | 0 | 0 | Lighting Fixtures | 2016-10-18 11:42 | 2024-07-20 11:28 | 0000-00-00 00:00:00 | 2024-07-20 11:28 | 0000-00-00 00:00:00
1 | Lutron Electronics | RRD-HN2RLD-MN | 4460-7921 | 4460 | 7921 | Lutron Electronics | RRD-HN2RLD-WH.jpg | 784276170239 | CL RA2 HYBRID 2RLD WALL MIDNIGHT | Lutron RadioRA 2 seeTouch LED+ Hybrid Keypad, Dual group with 2 Raise/Lower - Midnight |  | 2.76 | 4.57 |  | RRD-HN2RLD-WH.jpg | http://grandbrass.xologic.com/vendors/4460/large/RRD-HN2RLD-WH.jpg | [47 empty] | 0 | 0 | 0 | [6 empty] | 0 | 1 | 1 | EA | 1 | Lighting Controls | [27 empty] | Dimmers | [242 empty] | <a href="https://www.lutron.com/TechnicalDocumentLibrary/044337.pdf" target="_blank">Installation Instructions</a> | [23 empty] | 45.000 DW |  |  | 1.5800 IN | [89 empty] | 1.000 EA | 1.000 EA | [35 empty] | No | [42 empty] | https://www.lutron.com/TechnicalDocumentLibrary/369968_RRD.pdf | [7 empty] | Shelf Stock | [39 empty] | 39122206 | [6 empty] | <a href="https://lutron.widen.net/content/4y4cm6o0wa/mp4/RadioRA-3-Processor-Video.mp4?w=2048" target="_blank">Product Video Clip</a> | [6 empty] | <a href="https://www.lutron.com/TechnicalDocumentLibrary/043492.pdf" target="_blank">Warranty Information</a> |  |  |  |  | 0.470 L | [14 empty] | 0 | 0 | 0 | 0 | Lighting Fixtures | 2016-10-18 11:42 | 2024-07-20 11:28 | 0000-00-00 00:00:00 | 2024-07-20 11:28 | 0000-00-00 00:00:00 | [6 empty] | Midnight
1 | Lutron Electronics | RRD-HN2RLD-PD | 4460-7924 | 4460 | 7924 | Lutron Electronics | RRD-HN2RLD-WH.jpg | 784276170260 | CL RA2 HYBRID 2RLD WALL PALLADIUM | Lutron RadioRA 2 seeTouch LED+ Hybrid Keypad, Dual group with 2 Raise/Lower - Palladiom |  | 2.76 | 4.57 |  | RRD-HN2RLD-WH.jpg | http://grandbrass.xologic.com/vendors/4460/large/RRD-HN2RLD-WH.jpg | [47 empty] | 0 | 0 | 0 | [6 empty] | 0 | 1 | 1 | EA | 1 | Lighting Controls | [27 empty] | Dimmers | [242 empty] | <a href="https://www.lutron.com/TechnicalDocumentLibrary/044337.pdf" target="_blank">Installation Instructions</a> | [23 empty] | 45.000 DW |  |  | 1.5800 IN | [89 empty] | 1.000 EA | 1.000 EA | [35 empty] | No | [42 empty] | https://www.lutron.com/TechnicalDocumentLibrary/369968_RRD.pdf | [7 empty] | Shelf Stock | [39 empty] | 39122206 | [6 empty] | <a href="https://lutron.widen.net/content/4y4cm6o0wa/mp4/RadioRA-3-Processor-Video.mp4?w=2048" target="_blank">Product Video Clip</a> | [6 empty] | <a href="https://www.lutron.com/TechnicalDocumentLibrary/043492.pdf" target="_blank">Warranty Information</a> |  |  |  |  | 0.470 L | [14 empty] | 0 | 0 | 0 | 0 | Lighting Fixtures | 2016-10-18 11:42 | 2024-07-20 11:27 | 0000-00-00 00:00:00 | 2024-07-20 11:27 | 0000-00-00 00:00:00 | [6 empty] | Palladium
1 | Lutron Electronics | RRD-HN2RLD-SW | 4460-7928 | 4460 | 7928 | Lutron Electronics | RRD-HN2RLD-WH.jpg | 784276170307 | CL RA2 HYBRID 2RLD WALL SNOW WHITE | Lutron RadioRA 2 seeTouch LED+ Hybrid Keypad, Dual group with 2 Raise/Lower - Snow White |  | 2.76 | 4.57 |  | RRD-HN2RLD-WH.jpg | http://grandbrass.xologic.com/vendors/4460/large/RRD-HN2RLD-WH.jpg | [47 empty] | 0 | 0 | 0 | [6 empty] | 0 | 1 | 1 | EA | 1 | Lighting Controls | [27 empty] | Dimmers | [242 empty] | <a href="https://www.lutron.com/TechnicalDocumentLibrary/044337.pdf" target="_blank">Installation Instructions</a> | [23 empty] | 45.000 DW |  |  | 1.5800 IN | [89 empty] | 1.000 EA | 1.000 EA | [35 empty] | No | [42 empty] | https://www.lutron.com/TechnicalDocumentLibrary/369968_RRD.pdf | [7 empty] | Shelf Stock | [39 empty] | 39122206 | [6 empty] | <a href="https://lutron.widen.net/content/4y4cm6o0wa/mp4/RadioRA-3-Processor-Video.mp4?w=2048" target="_blank">Product Video Clip</a> | [6 empty] | <a href="https://www.lutron.com/TechnicalDocumentLibrary/043492.pdf" target="_blank">Warranty Information</a> |  |  |  |  | 0.470 L | [14 empty] | 0 | 0 | 0 | 0 | Lighting Fixtures | 2016-10-18 11:42 | 2024-07-20 11:21 | 0000-00-00 00:00:00 | 2024-07-20 11:21 | 0000-00-00 00:00:00 | [6 empty] | Snow
1 | Lutron Electronics | RRD-HN2RLD-TP | 4460-7930 | 4460 | 7930 | Lutron Electronics | RRD-HN2RLD-WH.jpg | 784276170321 | CL RA2 HYBRID 2RLD WALL TAUPE | Lutron RadioRA 2 seeTouch LED+ Hybrid Keypad, Dual group with 2 Raise/Lower - Taupe |  | 2.76 | 4.57 |  | RRD-HN2RLD-WH.jpg | http://grandbrass.xologic.com/vendors/4460/large/RRD-HN2RLD-WH.jpg | [47 empty] | 0 | 0 | 0 | [6 empty] | 0 | 1 | 1 | EA | 1 | Lighting Controls | [27 empty] | Dimmers | [242 empty] | <a href="https://www.lutron.com/TechnicalDocumentLibrary/044337.pdf" target="_blank">Installation Instructions</a> | [23 empty] | 45.000 DW |  |  | 1.5800 IN | [89 empty] | 1.000 EA | 1.000 EA | [35 empty] | No | [42 empty] | https://www.lutron.com/TechnicalDocumentLibrary/369968_RRD.pdf | [7 empty] | Shelf Stock | [39 empty] | 39122206 | [6 empty] | <a href="https://lutron.widen.net/content/4y4cm6o0wa/mp4/RadioRA-3-Processor-Video.mp4?w=2048" target="_blank">Product Video Clip</a> | [6 empty] | <a href="https://www.lutron.com/TechnicalDocumentLibrary/043492.pdf" target="_blank">Warranty Information</a> |  |  |  |  | 0.470 L | [14 empty] | 0 | 0 | 0 | 0 | Lighting Fixtures | 2016-10-18 11:42 | 2024-07-20 11:23 | 0000-00-00 00:00:00 | 2024-07-20 11:23 | 0000-00-00 00:00:00 | [6 empty] | Taupe
1 | Lutron Electronics | RRD-HN2RLD-WH | 4460-7932 | 4460 | 7932 | Lutron Electronics | RRD-HN2RLD-WH.jpg | 784276170345 | CL RA2 HYBRID 2RLD WALL WHITE | Lutron RadioRA 2 seeTouch LED+ Hybrid Keypad, Dual group with 2 Raise/Lower - White |  | 2.76 | 4.57 |  | RRD-HN2RLD-WH.jpg | http://grandbrass.xologic.com/vendors/4460/large/RRD-HN2RLD-WH.jpg | [47 empty] | 0 | 0 | 0 | [6 empty] | 0 | 1 | 1 | EA | 1 | Lighting Controls | [27 empty] | Dimmers | [242 empty] | <a href="https://www.lutron.com/TechnicalDocumentLibrary/044337.pdf" target="_blank">Installation Instructions</a> | [23 empty] | 45.000 DW |  |  | 1.5800 IN | [89 empty] | 1.000 EA | 1.000 EA | [35 empty] | No | [42 empty] | https://www.lutron.com/TechnicalDocumentLibrary/369968_RRD.pdf | [7 empty] | Shelf Stock | [39 empty] | 39122206 | [6 empty] | <a href="https://lutron.widen.net/content/4y4cm6o0wa/mp4/RadioRA-3-Processor-Video.mp4?w=2048" target="_blank">Product Video Clip</a> | [6 empty] | <a href="https://www.lutron.com/TechnicalDocumentLibrary/043492.pdf" target="_blank">Warranty Information</a> |  |  |  |  | 0.470 L | [14 empty] | 0 | 0 | 0 | 0 | Lighting Fixtures | 2016-10-18 11:42 | 2024-07-20 11:29 | 0000-00-00 00:00:00 | 2024-07-20 11:29 | 0000-00-00 00:00:00 | [6 empty] | White
1 | Lutron Electronics | RRD-HN3BSRL-AL | 4460-7933 | 4460 | 7933 | Lutron Electronics | RRD-HN3BSRL-WH.jpg | 784276170352 | CL RA2 HYBRID 3BSRL WALL ALMOND | Lutron RadioRA 2 seeTouch LED+ Hybrid Keypad, 3 Scene with Raise/Lower - Almond |  | 2.76 | 4.57 |  | RRD-HN3BSRL-WH.jpg | http://grandbrass.xologic.com/vendors/4460/large/RRD-HN3BSRL-WH.jpg | [47 empty] | 0 | 0 | 0 | [6 empty] | 0 | 1 | 1 | EA | 1 | Lighting Controls | [27 empty] | Dimmers | [242 empty] | <a href="https://www.lutron.com/TechnicalDocumentLibrary/044337.pdf" target="_blank">Installation Instructions</a> | [23 empty] | 45.000 DW |  |  | 1.5800 IN | [89 empty] | 1.000 EA | 1.000 EA | [35 empty] | No | [42 empty] | https://www.lutron.com/TechnicalDocumentLibrary/369968_RRD.pdf | [7 empty] | Shelf Stock | [39 empty] | 39122206 | [6 empty] | <a href="https://lutron.widen.net/content/4y4cm6o0wa/mp4/RadioRA-3-Processor-Video.mp4?w=2048" target="_blank">Product Video Clip</a> | [6 empty] | <a href="https://www.lutron.com/TechnicalDocumentLibrary/043492.pdf" target="_blank">Warranty Information</a> |  |  |  |  | 0.470 L | [14 empty] | 0 | 0 | 0 | 0 | Lighting Fixtures | 2016-10-18 11:42 | 2024-07-20 11:27 | 0000-00-00 00:00:00 | 2024-07-20 11:27 | 0000-00-00 00:00:00 | [6 empty] | Almond
1 | Lutron Electronics | RRD-HN3BSRL-BI | 4460-7935 | 4460 | 7935 | Lutron Electronics | RRD-HN3BSRL-WH.jpg | 784276170376 | CL RA2 HYBRID 3BSRL WALL BISCUIT | Lutron RadioRA 2 seeTouch LED+ Hybrid Keypad, 3 Scene with Raise/Lower - Biscuit |  | 2.76 | 4.57 |  | RRD-HN3BSRL-WH.jpg | http://grandbrass.xologic.com/vendors/4460/large/RRD-HN3BSRL-WH.jpg | [47 empty] | 0 | 0 | 0 | [6 empty] | 0 | 1 | 1 | EA | 1 | Lighting Controls | [27 empty] | Dimmers | [242 empty] | <a href="https://www.lutron.com/TechnicalDocumentLibrary/044337.pdf" target="_blank">Installation Instructions</a> | [23 empty] | 45.000 DW |  |  | 1.5800 IN | [89 empty] | 1.000 EA | 1.000 EA | [35 empty] | No | [42 empty] | https://www.lutron.com/TechnicalDocumentLibrary/369968_RRD.pdf | [7 empty] | Shelf Stock | [39 empty] | 39122206 | [6 empty] | <a href="https://lutron.widen.net/content/4y4cm6o0wa/mp4/RadioRA-3-Processor-Video.mp4?w=2048" target="_blank">Product Video Clip</a> | [6 empty] | <a href="https://www.lutron.com/TechnicalDocumentLibrary/043492.pdf" target="_blank">Warranty Information</a> |  |  |  |  | 0.470 L | [14 empty] | 0 | 0 | 0 | 0 | Lighting Fixtures | 2016-10-18 11:42 | 2024-07-20 11:24 | 0000-00-00 00:00:00 | 2024-07-20 11:24 | 0000-00-00 00:00:00 | [6 empty] | Biscuit
4 | Lutron Electronics | LWT-GGGT-BN | 4460-7936 | 4460 | 7936 | Lutron Electronics | LWT-GGGT-BN.png | 784276157032 | NW AR WP 3 GFK T, 1 ACC PLDM OPNG IN BN | Multigang WallPlate for New Architectural Controls and Accessories, Four-gang for 3 Grafik T controls and 1 accessory or Palladiom keypad in bright nickel |  | 6 | 4 |  | LWT-GGGT-BN.png | http://grandbrass.xologic.com/vendors/4460/large/LWT-GGGT-BN.png | [47 empty] | 0 | 0 | 0 | [6 empty] | 0 | 1 | 1 | EA | 1 | Lighting Controls |  |  | Fittings and Hardware |  | Electrical Hardware And Supplies |  | Wallplates | [20 empty] | Switch Plates | [242 empty] | <a href="https://www.lutron.com/TechnicalDocumentLibrary/041496.pdf" target="_blank">Installation Instructions</a> | [23 empty] | 20.000 DW |  |  | 1.0000 IN | [89 empty] | 1.000 EA | 1.000 EA | [35 empty] | No | [42 empty] | https://www.lutron.com/TechnicalDocumentLibrary/369830_FRE.pdf | [7 empty] | Shelf Stock | [39 empty] | 39121704 | [13 empty] | <a href="https://www.lutron.com/TechnicalDocumentLibrary/043492.pdf" target="_blank">Warranty Information</a> |  |  |  |  | 0.500 L | [14 empty] | 0 | 0 | 0 | 0 | Electrical | 2016-10-18 11:42 | 2024-07-20 11:21 | 0000-00-00 00:00:00 | 2025-11-29 02:00 | 0000-00-00 00:00:00
4 | Lutron Electronics | LWT-GGTT-WH | 4460-7937 | 4460 | 7937 | Lutron Electronics | LWT-GGTT-WH.png | 784276157070 | NW AR WP 2 GFK T, 2 ACC PLDM OPNG IN WH | Multigang WallPlate for New Architectural Controls and Accessories, Four-gang for 2 Grafik T controls and 2 accessories or Palladiom keypads in white |  | 6 | 4 |  | LWT-GGTT-WH.png | http://grandbrass.xologic.com/vendors/4460/large/LWT-GGTT-WH.png | [47 empty] | 0 | 0 | 0 | [6 empty] | 0 | 1 | 1 | EA | 1 | Lighting Controls |  |  | Fittings and Hardware |  | Electrical Hardware And Supplies |  | Wallplates | [20 empty] | Switch Plates | [242 empty] | <a href="https://www.lutron.com/TechnicalDocumentLibrary/041496.pdf" target="_blank">Installation Instructions</a> | [23 empty] | 10.000 DW |  |  | 1.0000 IN | [89 empty] | 1.000 EA | 1.000 EA | [35 empty] | No | [42 empty] | https://www.lutron.com/TechnicalDocumentLibrary/369830_FRE.pdf | [7 empty] | Shelf Stock | [39 empty] | 39121704 | [13 empty] | <a href="https://www.lutron.com/TechnicalDocumentLibrary/043492.pdf" target="_blank">Warranty Information</a> |  |  |  |  | 0.500 L | [14 empty] | 0 | 0 | 0 | 0 | Electrical | 2016-10-18 11:42 | 2024-07-20 11:17 | 0000-00-00 00:00:00 | 2025-11-29 02:00 | 0000-00-00 00:00:00 | [6 empty] | White
4 | Lutron Electronics | LWT-GGTT-BE | 4460-7938 | 4460 | 7938 | Lutron Electronics | LWT-GGTT-BE.png | 784276157087 | NW AR WP 2 GFK T, 2 ACC PLDM OPNG IN BE | Multigang WallPlate for New Architectural Controls and Accessories, Four-gang for 2 Grafik T controls and 2 accessories or Palladiom keypads in beige |  | 6 | 4 |  | LWT-GGTT-BE.png | http://grandbrass.xologic.com/vendors/4460/large/LWT-GGTT-BE.png | [47 empty] | 0 | 0 | 0 | [6 empty] | 0 | 1 | 1 | EA | 1 | Lighting Controls |  |  | Fittings and Hardware |  | Electrical Hardware And Supplies |  | Wallplates | [20 empty] | Switch Plates | [242 empty] | <a href="https://www.lutron.com/TechnicalDocumentLibrary/041496.pdf" target="_blank">Installation Instructions</a> | [23 empty] | 10.000 DW |  |  | 1.0000 IN | [89 empty] | 1.000 EA | 1.000 EA | [35 empty] | No | [42 empty] | https://www.lutron.com/TechnicalDocumentLibrary/369830_FRE.pdf | [7 empty] | Shelf Stock | [39 empty] | 39121704 | [13 empty] | <a href="https://www.lutron.com/TechnicalDocumentLibrary/043492.pdf" target="_blank">Warranty Information</a> |  |  |  |  | 0.500 L | [14 empty] | 0 | 0 | 0 | 0 | Electrical | 2016-10-18 11:42 | 2024-07-20 11:29 | 0000-00-00 00:00:00 | 2025-11-29 02:00 | 0000-00-00 00:00:00 | [6 empty] | Beige
4 | Lutron Electronics | LWT-GGTT-IV | 4460-7939 | 4460 | 7939 | Lutron Electronics | LWT-GGTT-IV.png | 784276157094 | NW AR WP 2 GFK T, 2 ACC PLDM OPNG IN IV | Multigang WallPlate for New Architectural Controls and Accessories, Four-gang for 2 Grafik T controls and 2 accessories or Palladiom keypads in ivory |  | 6 | 4 |  | LWT-GGTT-IV.png | http://grandbrass.xologic.com/vendors/4460/large/LWT-GGTT-IV.png | [47 empty] | 0 | 0 | 0 | [6 empty] | 0 | 1 | 1 | EA | 1 | Lighting Controls |  |  | Fittings and Hardware |  | Electrical Hardware And Supplies |  | Wallplates | [20 empty] | Switch Plates | [242 empty] | <a href="https://www.lutron.com/TechnicalDocumentLibrary/041496.pdf" target="_blank">Installation Instructions</a> | [23 empty] | 10.000 DW |  |  | 1.0000 IN | [89 empty] | 1.000 EA | 1.000 EA | [35 empty] | No | [42 empty] | https://www.lutron.com/TechnicalDocumentLibrary/369830_FRE.pdf | [7 empty] | Shelf Stock | [39 empty] | 39121704 | [13 empty] | <a href="https://www.lutron.com/TechnicalDocumentLibrary/043492.pdf" target="_blank">Warranty Information</a> |  |  |  |  | 0.500 L | [14 empty] | 0 | 0 | 0 | 0 | Electrical | 2016-10-18 11:42 | 2024-07-20 11:23 | 0000-00-00 00:00:00 | 2025-11-29 02:00 | 0000-00-00 00:00:00 | [6 empty] | Ivory
4 | Lutron Electronics | LWT-GGTT-AL | 4460-7940 | 4460 | 7940 | Lutron Electronics | LWT-GGTT-AL.png | 784276157100 | NW AR WP 2 GFK T, 2 ACC PLDM OPNG IN AL | Multigang WallPlate for New Architectural Controls and Accessories, Four-gang for 2 Grafik T controls and 2 accessories or Palladiom keypads in almond |  | 6 | 4 |  | LWT-GGTT-AL.png | http://grandbrass.xologic.com/vendors/4460/large/LWT-GGTT-AL.png | [47 empty] | 0 | 0 | 0 | [6 empty] | 0 | 1 | 1 | EA | 1 | Lighting Controls |  |  | Fittings and Hardware |  | Electrical Hardware And Supplies |  | Wallplates | [20 empty] | Switch Plates | [242 empty] | <a href="https://www.lutron.com/TechnicalDocumentLibrary/041496.pdf" target="_blank">Installation Instructions</a> | [23 empty] | 10.000 DW |  |  | 1.0000 IN | [89 empty] | 1.000 EA | 1.000 EA | [35 empty] | No | [42 empty] | https://www.lutron.com/TechnicalDocumentLibrary/369830_FRE.pdf | [7 empty] | Shelf Stock | [39 empty] | 39121704 | [13 empty] | <a href="https://www.lutron.com/TechnicalDocumentLibrary/043492.pdf" target="_blank">Warranty Information</a> |  |  |  |  | 0.500 L | [14 empty] | 0 | 0 | 0 | 0 | Electrical | 2016-10-18 11:42 | 2024-07-20 11:22 | 0000-00-00 00:00:00 | 2025-11-29 02:00 | 0000-00-00 00:00:00 | [6 empty] | Almond
4 | Lutron Electronics | LWT-GGTT-LA | 4460-7941 | 4460 | 7941 | Lutron Electronics | LWT-GGTT-LA.png | 784276157117 | NW AR WP 2 GFK T, 2 ACC PLDM OPNG IN LA | Multigang WallPlate for New Architectural Controls and Accessories, Four-gang for 2 Grafik T controls and 2 accessories or Palladiom keypads in light almond |  | 6 | 4 |  | LWT-GGTT-LA.png | http://grandbrass.xologic.com/vendors/4460/large/LWT-GGTT-LA.png | [47 empty] | 0 | 0 | 0 | [6 empty] | 0 | 1 | 1 | EA | 1 | Lighting Controls |  |  | Fittings and Hardware |  | Electrical Hardware And Supplies |  | Wallplates | [20 empty] | Switch Plates | [242 empty] | <a href="https://www.lutron.com/TechnicalDocumentLibrary/041496.pdf" target="_blank">Installation Instructions</a> | [23 empty] | 10.000 DW |  |  | 1.0000 IN | [89 empty] | 1.000 EA | 1.000 EA | [35 empty] | No | [42 empty] | https://www.lutron.com/TechnicalDocumentLibrary/369830_FRE.pdf | [7 empty] | Shelf Stock | [39 empty] | 39121704 | [13 empty] | <a href="https://www.lutron.com/TechnicalDocumentLibrary/043492.pdf" target="_blank">Warranty Information</a> |  |  |  |  | 0.500 L | [14 empty] | 0 | 0 | 0 | 0 | Electrical | 2016-10-18 11:42 | 2024-07-20 11:24 | 0000-00-00 00:00:00 | 2025-11-29 02:00 | 0000-00-00 00:00:00
4 | Lutron Electronics | LWT-GGTT-GR | 4460-7942 | 4460 | 7942 | Lutron Electronics | LWT-GGTT-GR.png | 784276157124 | NW AR WP 2 GFK T, 2 ACC PLDM OPNG IN GR | Multigang WallPlate for New Architectural Controls and Accessories, Four-gang for 2 Grafik T controls and 2 accessories or Palladiom keypads in gray |  | 6 | 4 |  | LWT-GGTT-GR.png | http://grandbrass.xologic.com/vendors/4460/large/LWT-GGTT-GR.png | [47 empty] | 0 | 0 | 0 | [6 empty] | 0 | 1 | 1 | EA | 1 | Lighting Controls |  |  | Fittings and Hardware |  | Electrical Hardware And Supplies |  | Wallplates | [20 empty] | Switch Plates | [242 empty] | <a href="https://www.lutron.com/TechnicalDocumentLibrary/041496.pdf" target="_blank">Installation Instructions</a> | [23 empty] | 10.000 DW |  |  | 1.0000 IN | [89 empty] | 1.000 EA | 1.000 EA | [35 empty] | No | [42 empty] | https://www.lutron.com/TechnicalDocumentLibrary/369830_FRE.pdf | [7 empty] | Shelf Stock | [39 empty] | 39121704 | [13 empty] | <a href="https://www.lutron.com/TechnicalDocumentLibrary/043492.pdf" target="_blank">Warranty Information</a> |  |  |  |  | 0.500 L | [14 empty] | 0 | 0 | 0 | 0 | Electrical | 2016-10-18 11:42 | 2024-07-20 11:20 | 0000-00-00 00:00:00 | 2025-11-29 02:00 | 0000-00-00 00:00:00 | [6 empty] | Gray
4 | Lutron Electronics | LWT-GGTT-TP | 4460-7943 | 4460 | 7943 | Lutron Electronics | LWT-GGTT-TP.png | 784276157131 | NW AR WP 2 GFK T, 2 ACC PLDM OPNG IN TP | Multigang WallPlate for New Architectural Controls and Accessories, Four-gang for 2 Grafik T controls and 2 accessories or Palladiom keypads in taupe |  | 6 | 4 |  | LWT-GGTT-TP.png | http://grandbrass.xologic.com/vendors/4460/large/LWT-GGTT-TP.png | [47 empty] | 0 | 0 | 0 | [6 empty] | 0 | 1 | 1 | EA | 1 | Lighting Controls |  |  | Fittings and Hardware |  | Electrical Hardware And Supplies |  | Wallplates | [20 empty] | Switch Plates | [242 empty] | <a href="https://www.lutron.com/TechnicalDocumentLibrary/041496.pdf" target="_blank">Installation Instructions</a> | [23 empty] | 10.000 DW |  |  | 1.0000 IN | [89 empty] | 1.000 EA | 1.000 EA | [35 empty] | No | [42 empty] | https://www.lutron.com/TechnicalDocumentLibrary/369830_FRE.pdf | [7 empty] | Shelf Stock | [39 empty] | 39121704 | [13 empty] | <a href="https://www.lutron.com/TechnicalDocumentLibrary/043492.pdf" target="_blank">Warranty Information</a> |  |  |  |  | 0.500 L | [14 empty] | 0 | 0 | 0 | 0 | Electrical | 2016-10-18 11:42 | 2024-07-20 11:23 | 0000-00-00 00:00:00 | 2025-11-29 02:00 | 0000-00-00 00:00:00 | [6 empty] | Taupe
4 | Lutron Electronics | LWT-GGTT-SI | 4460-7944 | 4460 | 7944 | Lutron Electronics | LWT-GGTT-SI.png | 784276157148 | NW AR WP 2 GFK T, 2 ACC PLDM OPNG IN SI | Multigang WallPlate for New Architectural Controls and Accessories, Four-gang for 2 Grafik T controls and 2 accessories or Palladiom keypads in sienna |  | 6 | 4 |  | LWT-GGTT-SI.png | http://grandbrass.xologic.com/vendors/4460/large/LWT-GGTT-SI.png | [47 empty] | 0 | 0 | 0 | [6 empty] | 0 | 1 | 1 | EA | 1 | Lighting Controls |  |  | Fittings and Hardware |  | Electrical Hardware And Supplies |  | Wallplates | [20 empty] | Switch Plates | [242 empty] | <a href="https://www.lutron.com/TechnicalDocumentLibrary/041496.pdf" target="_blank">Installation Instructions</a> | [23 empty] | 10.000 DW |  |  | 1.0000 IN | [89 empty] | 1.000 EA | 1.000 EA | [35 empty] | No | [42 empty] | https://www.lutron.com/TechnicalDocumentLibrary/369830_FRE.pdf | [7 empty] | Shelf Stock | [39 empty] | 39121704 | [13 empty] | <a href="https://www.lutron.com/TechnicalDocumentLibrary/043492.pdf" target="_blank">Warranty Information</a> |  |  |  |  | 0.500 L | [14 empty] | 0 | 0 | 0 | 0 | Electrical | 2016-10-18 11:42 | 2024-07-20 11:43 | 0000-00-00 00:00:00 | 2025-11-29 02:00 | 0000-00-00 00:00:00 | [6 empty] | Sienna
4 | Lutron Electronics | LWT-GGTT-BL | 4460-7945 | 4460 | 7945 | Lutron Electronics | LWT-GGTT-BL.png | 784276157162 | NW AR WP 2 GFK T, 2 ACC PLDM OPNG IN BL | Multigang WallPlate for New Architectural Controls and Accessories, Four-gang for 2 Grafik T controls and 2 accessories or Palladiom keypads in black |  | 6 | 4 |  | LWT-GGTT-BL.png | http://grandbrass.xologic.com/vendors/4460/large/LWT-GGTT-BL.png | [47 empty] | 0 | 0 | 0 | [6 empty] | 0 | 1 | 1 | EA | 1 | Lighting Controls |  |  | Fittings and Hardware |  | Electrical Hardware And Supplies |  | Wallplates | [20 empty] | Switch Plates | [242 empty] | <a href="https://www.lutron.com/TechnicalDocumentLibrary/041496.pdf" target="_blank">Installation Instructions</a> | [23 empty] | 10.000 DW |  |  | 1.0000 IN | [89 empty] | 1.000 EA | 1.000 EA | [35 empty] | No | [42 empty] | https://www.lutron.com/TechnicalDocumentLibrary/369830_FRE.pdf | [7 empty] | Shelf Stock | [39 empty] | 39121704 | [13 empty] | <a href="https://www.lutron.com/TechnicalDocumentLibrary/043492.pdf" target="_blank">Warranty Information</a> |  |  |  |  | 0.500 L | [14 empty] | 0 | 0 | 0 | 0 | Electrical | 2016-10-18 11:42 | 2024-07-20 11:43 | 0000-00-00 00:00:00 | 2025-11-29 02:00 | 0000-00-00 00:00:00 | [6 empty] | Black
4 | Lutron Electronics | LWT-GGTT-CWH | 4460-7946 | 4460 | 7946 | Lutron Electronics | LWT-GGTT-CWH.jpg | 784276157179 | NW AR WP 2 GFK T, 2 ACC PLDM OPNG IN CWH | Multigang Wallplate for New Architectural Controls and Accessories, Four-gang for 2 Grafik T controls and 2 accessories or Palladiom keypads in clear white glass |  | 6 | 4 |  | LWT-GGTT-CWH.jpg | http://grandbrass.xologic.com/vendors/4460/large/LWT-GGTT-CWH.jpg | [47 empty] | 0 | 0 | 0 | [6 empty] | 0 | 1 | 1 | EA | 1 | Lighting Controls |  |  | Fittings and Hardware |  | Electrical Hardware And Supplies |  | Wallplates | [20 empty] | Switch Plates | [242 empty] | <a href="https://www.lutron.com/TechnicalDocumentLibrary/041496.pdf" target="_blank">Installation Instructions</a> | [23 empty] | 10.000 DW |  |  | 1.0000 IN | [89 empty] | 1.000 EA | 1.000 EA | [35 empty] | No | [42 empty] | https://www.lutron.com/TechnicalDocumentLibrary/369830_FRE.pdf | [7 empty] | Shelf Stock | [39 empty] | 39121704 | [13 empty] | <a href="https://www.lutron.com/TechnicalDocumentLibrary/043492.pdf" target="_blank">Warranty Information</a> |  |  |  |  | 0.500 L | [14 empty] | 0 | 0 | 0 | 0 | Electrical | 2016-10-18 11:42 | 2024-07-20 11:27 | 0000-00-00 00:00:00 | 2025-11-29 02:00 | 0000-00-00 00:00:00
4 | Lutron Electronics | LWT-GGTT-SB | 4460-7947 | 4460 | 7947 | Lutron Electronics | LWT-GGTT-SB.png | 784276157186 | NW AR WP 2 GFK T, 2 ACC PLDM OPNG IN SB | Multigang WallPlate for New Architectural Controls and Accessories, Four-gang for 2 Grafik T controls and 2 accessories or Palladiom keypads in satin brass |  | 6 | 4 |  | LWT-GGTT-SB.png | http://grandbrass.xologic.com/vendors/4460/large/LWT-GGTT-SB.png | [47 empty] | 0 | 0 | 0 | [6 empty] | 0 | 1 | 1 | EA | 1 | Lighting Controls |  |  | Fittings and Hardware |  | Electrical Hardware And Supplies |  | Wallplates | [20 empty] | Switch Plates | [242 empty] | <a href="https://www.lutron.com/TechnicalDocumentLibrary/041496.pdf" target="_blank">Installation Instructions</a> | [23 empty] | 20.000 DW |  |  | 1.0000 IN | [89 empty] | 1.000 EA | 1.000 EA | [35 empty] | No | [42 empty] | https://www.lutron.com/TechnicalDocumentLibrary/369830_FRE.pdf | [7 empty] | Shelf Stock | [39 empty] | 39121704 | [13 empty] | <a href="https://www.lutron.com/TechnicalDocumentLibrary/043492.pdf" target="_blank">Warranty Information</a> |  |  |  |  | 0.500 L | [14 empty] | 0 | 0 | 0 | 0 | Electrical | 2016-10-18 11:42 | 2024-07-20 11:22 | 0000-00-00 00:00:00 | 2025-11-29 02:00 | 0000-00-00 00:00:00
4 | Lutron Electronics | LWT-GGTT-BB | 4460-7948 | 4460 | 7948 | Lutron Electronics | LWT-GGTT-BB.png | 784276157193 | NW AR WP 2 GFK T, 2 ACC PLDM OPNG IN BB | Multigang WallPlate for New Architectural Controls and Accessories, Four-gang for 2 Grafik T controls and 2 accessories or Palladiom keypads in bright brass |  | 6 | 4 |  | LWT-GGTT-BB.png | http://grandbrass.xologic.com/vendors/4460/large/LWT-GGTT-BB.png | [47 empty] | 0 | 0 | 0 | [6 empty] | 0 | 1 | 1 | EA | 1 | Lighting Controls |  |  | Fittings and Hardware |  | Electrical Hardware And Supplies |  | Wallplates | [20 empty] | Switch Plates | [242 empty] | <a href="https://www.lutron.com/TechnicalDocumentLibrary/041496.pdf" target="_blank">Installation Instructions</a> | [23 empty] | 20.000 DW |  |  | 1.0000 IN | [89 empty] | 1.000 EA | 1.000 EA | [35 empty] | No | [42 empty] | https://www.lutron.com/TechnicalDocumentLibrary/369830_FRE.pdf | [7 empty] | Shelf Stock | [39 empty] | 39121704 | [13 empty] | <a href="https://www.lutron.com/TechnicalDocumentLibrary/043492.pdf" target="_blank">Warranty Information</a> |  |  |  |  | 0.500 L | [14 empty] | 0 | 0 | 0 | 0 | Electrical | 2016-10-18 11:42 | 2024-07-20 11:24 | 0000-00-00 00:00:00 | 2025-11-29 02:00 | 0000-00-00 00:00:00
4 | Lutron Electronics | LWT-GGTT-BC | 4460-7949 | 4460 | 7949 | Lutron Electronics | LWT-GGTT-BC.png | 784276157209 | NW AR WP 2 GFK T, 2 ACC PLDM OPNG IN BC | Multigang WallPlate for New Architectural Controls and Accessories, Four-gang for 2 Grafik T controls and 2 accessories or Palladiom keypads in bright chrome |  | 6 | 4 |  | LWT-GGTT-BC.png | http://grandbrass.xologic.com/vendors/4460/large/LWT-GGTT-BC.png | [47 empty] | 0 | 0 | 0 | [6 empty] | 0 | 1 | 1 | EA | 1 | Lighting Controls |  |  | Fittings and Hardware |  | Electrical Hardware And Supplies |  | Wallplates | [20 empty] | Switch Plates | [242 empty] | <a href="https://www.lutron.com/TechnicalDocumentLibrary/041496.pdf" target="_blank">Installation Instructions</a> | [23 empty] | 20.000 DW |  |  | 1.0000 IN | [89 empty] | 1.000 EA | 1.000 EA | [35 empty] | No | [42 empty] | https://www.lutron.com/TechnicalDocumentLibrary/369830_FRE.pdf | [7 empty] | Shelf Stock | [39 empty] | 39121704 | [13 empty] | <a href="https://www.lutron.com/TechnicalDocumentLibrary/043492.pdf" target="_blank">Warranty Information</a> |  |  |  |  | 0.500 L | [14 empty] | 0 | 0 | 0 | 0 | Electrical | 2016-10-18 11:42 | 2024-07-20 11:22 | 0000-00-00 00:00:00 | 2025-11-29 02:00 | 0000-00-00 00:00:00
4 | Lutron Electronics | LWT-GGTT-SC | 4460-7950 | 4460 | 7950 | Lutron Electronics | LWT-GGTT-SC.png | 784276157230 | NW AR WP 2 GFK T, 2 ACC PLDM OPNG IN SC | Multigang WallPlate for New Architectural Controls and Accessories, Four-gang for 2 Grafik T controls and 2 accessories or Palladiom keypads in satin chrome |  | 6 | 4 |  | LWT-GGTT-SC.png | http://grandbrass.xologic.com/vendors/4460/large/LWT-GGTT-SC.png | [47 empty] | 0 | 0 | 0 | [6 empty] | 0 | 1 | 1 | EA | 1 | Lighting Controls |  |  | Fittings and Hardware |  | Electrical Hardware And Supplies |  | Wallplates | [20 empty] | Switch Plates | [242 empty] | <a href="https://www.lutron.com/TechnicalDocumentLibrary/041496.pdf" target="_blank">Installation Instructions</a> | [23 empty] | 20.000 DW |  |  | 1.0000 IN | [89 empty] | 1.000 EA | 1.000 EA | [35 empty] | No | [42 empty] | https://www.lutron.com/TechnicalDocumentLibrary/369830_FRE.pdf | [7 empty] | Shelf Stock | [39 empty] | 39121704 | [13 empty] | <a href="https://www.lutron.com/TechnicalDocumentLibrary/043492.pdf" target="_blank">Warranty Information</a> |  |  |  |  | 0.500 L | [14 empty] | 0 | 0 | 0 | 0 | Electrical | 2016-10-18 11:42 | 2024-07-20 11:17 | 0000-00-00 00:00:00 | 2025-11-29 02:00 | 0000-00-00 00:00:00
4 | Lutron Electronics | LWT-GGTT-SN | 4460-7951 | 4460 | 7951 | Lutron Electronics | LWT-GGTT-SN.png | 784276157247 | NW AR WP 2 GFK T, 2 ACC PLDM OPNG IN SN | Multigang WallPlate for New Architectural Controls and Accessories, Four-gang for 2 Grafik T controls and 2 accessories or Palladiom keypads in satin nickel |  | 6 | 4 |  | LWT-GGTT-SN.png | http://grandbrass.xologic.com/vendors/4460/large/LWT-GGTT-SN.png | [47 empty] | 0 | 0 | 0 | [6 empty] | 0 | 1 | 1 | EA | 1 | Lighting Controls |  |  | Fittings and Hardware |  | Electrical Hardware And Supplies |  | Wallplates | [20 empty] | Switch Plates | [242 empty] | <a href="https://www.lutron.com/TechnicalDocumentLibrary/041496.pdf" target="_blank">Installation Instructions</a> | [23 empty] | 20.000 DW |  |  | 1.0000 IN | [89 empty] | 1.000 EA | 1.000 EA | [35 empty] | No | [42 empty] | https://www.lutron.com/TechnicalDocumentLibrary/369830_FRE.pdf | [7 empty] | Shelf Stock | [39 empty] | 39121704 | [13 empty] | <a href="https://www.lutron.com/TechnicalDocumentLibrary/043492.pdf" target="_blank">Warranty Information</a> |  |  |  |  | 0.500 L | [14 empty] | 0 | 0 | 0 | 0 | Electrical | 2016-10-18 11:42 | 2024-07-20 11:21 | 0000-00-00 00:00:00 | 2025-11-29 02:00 | 0000-00-00 00:00:00
4 | Lutron Electronics | LWT-GGTT-BN | 4460-7952 | 4460 | 7952 | Lutron Electronics | LWT-GGTT-BN.png | 784276157254 | NW AR WP 2 GFK T, 2 ACC PLDM OPNG IN BN | Multigang WallPlate for New Architectural Controls and Accessories, Four-gang for 2 Grafik T controls and 2 accessories or Palladiom keypads in bright nickel |  | 6 | 4 |  | LWT-GGTT-BN.png | http://grandbrass.xologic.com/vendors/4460/large/LWT-GGTT-BN.png | [47 empty] | 0 | 0 | 0 | [6 empty] | 0 | 1 | 1 | EA | 1 | Lighting Controls |  |  | Fittings and Hardware |  | Electrical Hardware And Supplies |  | Wallplates | [20 empty] | Switch Plates | [242 empty] | <a href="https://www.lutron.com/TechnicalDocumentLibrary/041496.pdf" target="_blank">Installation Instructions</a> | [23 empty] | 20.000 DW |  |  | 1.0000 IN | [89 empty] | 1.000 EA | 1.000 EA | [35 empty] | No | [42 empty] | https://www.lutron.com/TechnicalDocumentLibrary/369830_FRE.pdf | [7 empty] | Shelf Stock | [39 empty] | 39121704 | [13 empty] | <a href="https://www.lutron.com/TechnicalDocumentLibrary/043492.pdf" target="_blank">Warranty Information</a> |  |  |  |  | 0.500 L | [14 empty] | 0 | 0 | 0 | 0 | Electrical | 2016-10-18 11:42 | 2024-07-20 11:21 | 0000-00-00 00:00:00 | 2025-11-29 02:00 | 0000-00-00 00:00:00
4 | Lutron Electronics | LWT-GTTT-WH | 4460-7953 | 4460 | 7953 | Lutron Electronics | LWT-GTTT-WH.png | 784276157292 | NW AR WP 1 GFK T, 3 ACC PLDM OPNG IN WH | Multigang WallPlate for New Architectural Controls and Accessories, Four-gang for 1 Grafik T control and 3 accessories or Palladiom keypads in white |  | 6 | 4 |  | LWT-GTTT-WH.png | http://grandbrass.xologic.com/vendors/4460/large/LWT-GTTT-WH.png | [47 empty] | 0 | 0 | 0 | [6 empty] | 0 | 1 | 1 | EA | 1 | Lighting Controls |  |  | Fittings and Hardware |  | Electrical Hardware And Supplies |  | Wallplates | [20 empty] | Switch Plates | [242 empty] | <a href="https://www.lutron.com/TechnicalDocumentLibrary/041496.pdf" target="_blank">Installation Instructions</a> | [23 empty] | 10.000 DW |  |  | 1.0000 IN | [89 empty] | 1.000 EA | 1.000 EA | [35 empty] | No | [42 empty] | https://www.lutron.com/TechnicalDocumentLibrary/369830_FRE.pdf | [7 empty] | Shelf Stock | [39 empty] | 39121704 | [13 empty] | <a href="https://www.lutron.com/TechnicalDocumentLibrary/043492.pdf" target="_blank">Warranty Information</a> |  |  |  |  | 0.500 L | [14 empty] | 0 | 0 | 0 | 0 | Electrical | 2016-10-18 11:42 | 2024-07-20 11:21 | 0000-00-00 00:00:00 | 2025-11-29 02:00 | 0000-00-00 00:00:00 | [6 empty] | White
4 | Lutron Electronics | LWT-GTTT-BE | 4460-7954 | 4460 | 7954 | Lutron Electronics | LWT-GTTT-BE.png | 784276157308 | NW AR WP 1 GFK T, 3 ACC PLDM OPNG IN BE | Multigang WallPlate for New Architectural Controls and Accessories, Four-gang for 1 Grafik T control and 3 accessories or Palladiom keypads in beige |  | 6 | 4 |  | LWT-GTTT-BE.png | http://grandbrass.xologic.com/vendors/4460/large/LWT-GTTT-BE.png | [47 empty] | 0 | 0 | 0 | [6 empty] | 0 | 1 | 1 | EA | 1 | Lighting Controls |  |  | Fittings and Hardware |  | Electrical Hardware And Supplies |  | Wallplates | [20 empty] | Switch Plates | [242 empty] | <a href="https://www.lutron.com/TechnicalDocumentLibrary/041496.pdf" target="_blank">Installation Instructions</a> | [23 empty] | 10.000 DW |  |  | 1.0000 IN | [89 empty] | 1.000 EA | 1.000 EA | [35 empty] | No | [42 empty] | https://www.lutron.com/TechnicalDocumentLibrary/369830_FRE.pdf | [7 empty] | Shelf Stock | [39 empty] | 39121704 | [13 empty] | <a href="https://www.lutron.com/TechnicalDocumentLibrary/043492.pdf" target="_blank">Warranty Information</a> |  |  |  |  | 0.500 L | [14 empty] | 0 | 0 | 0 | 0 | Electrical | 2016-10-18 11:42 | 2024-07-20 11:17 | 0000-00-00 00:00:00 | 2025-11-29 02:00 | 0000-00-00 00:00:00 | [6 empty] | Beige
4 | Lutron Electronics | LWT-GTTT-IV | 4460-7955 | 4460 | 7955 | Lutron Electronics | LWT-GTTT-IV.png | 784276157315 | NW AR WP 1 GFK T, 3 ACC PLDM OPNG IN IV | Multigang WallPlate for New Architectural Controls and Accessories, Four-gang for 1 Grafik T control and 3 accessories or Palladiom keypads in ivory |  | 6 | 4 |  | LWT-GTTT-IV.png | http://grandbrass.xologic.com/vendors/4460/large/LWT-GTTT-IV.png | [47 empty] | 0 | 0 | 0 | [6 empty] | 0 | 1 | 1 | EA | 1 | Lighting Controls |  |  | Fittings and Hardware |  | Electrical Hardware And Supplies |  | Wallplates | [20 empty] | Switch Plates | [242 empty] | <a href="https://www.lutron.com/TechnicalDocumentLibrary/041496.pdf" target="_blank">Installation Instructions</a> | [23 empty] | 10.000 DW |  |  | 1.0000 IN | [89 empty] | 1.000 EA | 1.000 EA | [35 empty] | No | [42 empty] | https://www.lutron.com/TechnicalDocumentLibrary/369830_FRE.pdf | [7 empty] | Shelf Stock | [39 empty] | 39121704 | [13 empty] | <a href="https://www.lutron.com/TechnicalDocumentLibrary/043492.pdf" target="_blank">Warranty Information</a> |  |  |  |  | 0.500 L | [14 empty] | 0 | 0 | 0 | 0 | Electrical | 2016-10-18 11:42 | 2024-07-20 11:29 | 0000-00-00 00:00:00 | 2025-11-29 02:00 | 0000-00-00 00:00:00 | [6 empty] | Ivory
4 | Lutron Electronics | LWT-GTTT-AL | 4460-7956 | 4460 | 7956 | Lutron Electronics | LWT-GTTT-AL.png | 784276157322 | NW AR WP 1 GFK T, 3 ACC PLDM OPNG IN AL | Multigang WallPlate for New Architectural Controls and Accessories, Four-gang for 1 Grafik T control and 3 accessories or Palladiom keypads in almond |  | 6 | 4 |  | LWT-GTTT-AL.png | http://grandbrass.xologic.com/vendors/4460/large/LWT-GTTT-AL.png | [47 empty] | 0 | 0 | 0 | [6 empty] | 0 | 1 | 1 | EA | 1 | Lighting Controls |  |  | Fittings and Hardware |  | Electrical Hardware And Supplies |  | Wallplates | [20 empty] | Switch Plates | [242 empty] | <a href="https://www.lutron.com/TechnicalDocumentLibrary/041496.pdf" target="_blank">Installation Instructions</a> | [23 empty] | 10.000 DW |  |  | 1.0000 IN | [89 empty] | 1.000 EA | 1.000 EA | [35 empty] | No | [42 empty] | https://www.lutron.com/TechnicalDocumentLibrary/369830_FRE.pdf | [7 empty] | Shelf Stock | [39 empty] | 39121704 | [13 empty] | <a href="https://www.lutron.com/TechnicalDocumentLibrary/043492.pdf" target="_blank">Warranty Information</a> |  |  |  |  | 0.500 L | [14 empty] | 0 | 0 | 0 | 0 | Electrical | 2016-10-18 11:42 | 2024-07-20 11:18 | 0000-00-00 00:00:00 | 2025-11-29 02:00 | 0000-00-00 00:00:00 | [6 empty] | Almond
4 | Lutron Electronics | LWT-GTTT-LA | 4460-7957 | 4460 | 7957 | Lutron Electronics | LWT-GTTT-LA.png | 784276157339 | NW AR WP 1 GFK T, 3 ACC PLDM OPNG IN LA | Multigang WallPlate for New Architectural Controls and Accessories, Four-gang for 1 Grafik T control and 3 accessories or Palladiom keypads in light almond |  | 6 | 4 |  | LWT-GTTT-LA.png | http://grandbrass.xologic.com/vendors/4460/large/LWT-GTTT-LA.png | [47 empty] | 0 | 0 | 0 | [6 empty] | 0 | 1 | 1 | EA | 1 | Lighting Controls |  |  | Fittings and Hardware |  | Electrical Hardware And Supplies |  | Wallplates | [20 empty] | Switch Plates | [242 empty] | <a href="https://www.lutron.com/TechnicalDocumentLibrary/041496.pdf" target="_blank">Installation Instructions</a> | [23 empty] | 10.000 DW |  |  | 1.0000 IN | [89 empty] | 1.000 EA | 1.000 EA | [35 empty] | No | [42 empty] | https://www.lutron.com/TechnicalDocumentLibrary/369830_FRE.pdf | [7 empty] | Shelf Stock | [39 empty] | 39121704 | [13 empty] | <a href="https://www.lutron.com/TechnicalDocumentLibrary/043492.pdf" target="_blank">Warranty Information</a> |  |  |  |  | 0.500 L | [14 empty] | 0 | 0 | 0 | 0 | Electrical | 2016-10-18 11:42 | 2024-07-20 11:23 | 0000-00-00 00:00:00 | 2025-11-29 02:00 | 0000-00-00 00:00:00
4 | Lutron Electronics | LWT-GTTT-GR | 4460-7958 | 4460 | 7958 | Lutron Electronics | LWT-GTTT-GR.png | 784276157346 | NW AR WP 1 GFK T, 3 ACC PLDM OPNG IN GR | Multigang WallPlate for New Architectural Controls and Accessories, Four-gang for 1 Grafik T control and 3 accessories or Palladiom keypads in gray |  | 6 | 4 |  | LWT-GTTT-GR.png | http://grandbrass.xologic.com/vendors/4460/large/LWT-GTTT-GR.png | [47 empty] | 0 | 0 | 0 | [6 empty] | 0 | 1 | 1 | EA | 1 | Lighting Controls |  |  | Fittings and Hardware |  | Electrical Hardware And Supplies |  | Wallplates | [20 empty] | Switch Plates | [242 empty] | <a href="https://www.lutron.com/TechnicalDocumentLibrary/041496.pdf" target="_blank">Installation Instructions</a> | [23 empty] | 10.000 DW |  |  | 1.0000 IN | [89 empty] | 1.000 EA | 1.000 EA | [35 empty] | No | [42 empty] | https://www.lutron.com/TechnicalDocumentLibrary/369830_FRE.pdf | [7 empty] | Shelf Stock | [39 empty] | 39121704 | [13 empty] | <a href="https://www.lutron.com/TechnicalDocumentLibrary/043492.pdf" target="_blank">Warranty Information</a> |  |  |  |  | 0.500 L | [14 empty] | 0 | 0 | 0 | 0 | Electrical | 2016-10-18 11:42 | 2024-07-20 11:25 | 0000-00-00 00:00:00 | 2025-11-29 02:00 | 0000-00-00 00:00:00 | [6 empty] | Gray
1 | Lutron Electronics | RRD-HN3BSRL-BL | 4460-7959 | 4460 | 7959 | Lutron Electronics | RRD-HN3BSRL-WH.jpg | 784276170383 | CL RA2 HYBRID 3BSRL WALL BLACK | Lutron RadioRA 2 seeTouch LED+ Hybrid Keypad, 3 Scene with Raise/Lower - Black |  | 2.76 | 4.57 |  | RRD-HN3BSRL-WH.jpg | http://grandbrass.xologic.com/vendors/4460/large/RRD-HN3BSRL-WH.jpg | [47 empty] | 0 | 0 | 0 | [6 empty] | 0 | 1 | 1 | EA | 1 | Lighting Controls | [27 empty] | Dimmers | [242 empty] | <a href="https://www.lutron.com/TechnicalDocumentLibrary/044337.pdf" target="_blank">Installation Instructions</a> | [23 empty] | 45.000 DW |  |  | 1.5800 IN | [89 empty] | 1.000 EA | 1.000 EA | [35 empty] | No | [42 empty] | https://www.lutron.com/TechnicalDocumentLibrary/369968_RRD.pdf | [7 empty] | Shelf Stock | [39 empty] | 39122206 | [6 empty] | <a href="https://lutron.widen.net/content/4y4cm6o0wa/mp4/RadioRA-3-Processor-Video.mp4?w=2048" target="_blank">Product Video Clip</a> | [6 empty] | <a href="https://www.lutron.com/TechnicalDocumentLibrary/043492.pdf" target="_blank">Warranty Information</a> |  |  |  |  | 0.470 L | [14 empty] | 0 | 0 | 0 | 0 | Lighting Fixtures | 2016-10-18 11:42 | 2024-07-20 11:29 | 0000-00-00 00:00:00 | 2024-07-20 11:29 | 0000-00-00 00:00:00 | [6 empty] | Black
1 | Lutron Electronics | RRD-HN3BSRL-BR | 4460-7960 | 4460 | 7960 | Lutron Electronics | RRD-HN3BSRL-WH.jpg | 784276170390 | CL RA2 HYBRID 3BSRL WALL BROWN | Lutron RadioRA 2 seeTouch LED+ Hybrid Keypad, 3 Scene with Raise/Lower - Brown |  | 2.76 | 4.57 |  | RRD-HN3BSRL-WH.jpg | http://grandbrass.xologic.com/vendors/4460/large/RRD-HN3BSRL-WH.jpg | [47 empty] | 0 | 0 | 0 | [6 empty] | 0 | 1 | 1 | EA | 1 | Lighting Controls | [27 empty] | Dimmers | [242 empty] | <a href="https://www.lutron.com/TechnicalDocumentLibrary/044337.pdf" target="_blank">Installation Instructions</a> | [23 empty] | 45.000 DW |  |  | 1.5800 IN | [89 empty] | 1.000 EA | 1.000 EA | [35 empty] | No | [42 empty] | https://www.lutron.com/TechnicalDocumentLibrary/369968_RRD.pdf | [7 empty] | Shelf Stock | [39 empty] | 39122206 | [6 empty] | <a href="https://lutron.widen.net/content/4y4cm6o0wa/mp4/RadioRA-3-Processor-Video.mp4?w=2048" target="_blank">Product Video Clip</a> | [6 empty] | <a href="https://www.lutron.com/TechnicalDocumentLibrary/043492.pdf" target="_blank">Warranty Information</a> |  |  |  |  | 0.470 L | [14 empty] | 0 | 0 | 0 | 0 | Lighting Fixtures | 2016-10-18 11:42 | 2024-07-20 11:27 | 0000-00-00 00:00:00 | 2024-07-20 11:27 | 0000-00-00 00:00:00 | [6 empty] | Brown
1 | Lutron Electronics | RRD-W3S-WH | 4460-7961 | 4460 | 7961 | Lutron Electronics | RRD-W3S-WH.jpg | 784276080675 | RA2 3S WALL KEYPAD WHITE | Lutron RadioRA 2 seeTouch Wall Mount Designer Keypad, 3 Scene with Raise/Lower - White |  | 5.16 | 3.69 |  | RRD-W3S-WH.jpg | http://grandbrass.xologic.com/vendors/4460/large/RRD-W3S-WH.jpg | [47 empty] | 0 | 0 | 0 | [6 empty] | 0 | 1 | 1 | EA | 1 | Lighting Controls | [27 empty] | Other Lighting Controls | [242 empty] | <a href="https://www.lutron.com/TechnicalDocumentLibrary/044352.pdf" target="_blank">Installation Instructions</a> | [23 empty] | 25.000 DW |  |  | 5.2500 IN | [89 empty] | 1.000 EA | 1.000 EA | [35 empty] | No | [42 empty] | https://www.lutron.com/TechnicalDocumentLibrary/369221_ENG.pdf | [7 empty] | Shelf Stock | [39 empty] | 52161525 | [6 empty] | <a href="https://lutron.widen.net/content/4y4cm6o0wa/mp4/RadioRA-3-Processor-Video.mp4?w=2048" target="_blank">Product Video Clip</a> | [6 empty] | <a href="https://www.lutron.com/TechnicalDocumentLibrary/043492.pdf" target="_blank">Warranty Information</a> |  |  |  |  | 1.000 L | [14 empty] | 0 | 0 | 0 | 0 | Lighting Fixtures | 2016-10-18 11:42 | 2024-07-20 11:22 | 0000-00-00 00:00:00 | 2024-07-20 11:22 | 0000-00-00 00:00:00 | [6 empty] | White
1 | Lutron Electronics | RRD-W3S-IV | 4460-7962 | 4460 | 7962 | Lutron Electronics | RRD-W3S-IV.jpg | 784276080682 | RA2 3S WALL KEYPAD IVORY | Lutron RadioRA 2 seeTouch Wall Mount Designer Keypad, 3 Scene with Raise/Lower - Ivory |  | 5.16 | 3.69 |  | RRD-W3S-IV.jpg | http://grandbrass.xologic.com/vendors/4460/large/RRD-W3S-IV.jpg | [47 empty] | 0 | 0 | 0 | [6 empty] | 0 | 1 | 1 | EA | 1 | Lighting Controls | [27 empty] | Other Lighting Controls | [242 empty] | <a href="https://www.lutron.com/TechnicalDocumentLibrary/044352.pdf" target="_blank">Installation Instructions</a> | [23 empty] | 25.000 DW |  |  | 5.2500 IN | [89 empty] | 1.000 EA | 1.000 EA | [35 empty] | No | [42 empty] | https://www.lutron.com/TechnicalDocumentLibrary/369221_ENG.pdf | [7 empty] | Shelf Stock | [39 empty] | 52161525 | [6 empty] | <a href="https://lutron.widen.net/content/4y4cm6o0wa/mp4/RadioRA-3-Processor-Video.mp4?w=2048" target="_blank">Product Video Clip</a> | [6 empty] | <a href="https://www.lutron.com/TechnicalDocumentLibrary/043492.pdf" target="_blank">Warranty Information</a> |  |  |  |  | 1.000 L | [14 empty] | 0 | 0 | 0 | 0 | Lighting Fixtures | 2016-10-18 11:42 | 2024-07-20 11:23 | 0000-00-00 00:00:00 | 2024-07-20 11:23 | 0000-00-00 00:00:00 | [6 empty] | Ivory
1 | Lutron Electronics | RRD-W3S-AL | 4460-7963 | 4460 | 7963 | Lutron Electronics | RRD-W3S-AL.jpg | 784276080699 | RA2 3S WALL KEYPAD ALMOND | Lutron RadioRA 2 seeTouch Wall Mount Designer Keypad, 3 Scene with Raise/Lower - Almond |  | 5.16 | 3.69 |  | RRD-W3S-AL.jpg | http://grandbrass.xologic.com/vendors/4460/large/RRD-W3S-AL.jpg | [47 empty] | 0 | 0 | 0 | [6 empty] | 0 | 1 | 1 | EA | 1 | Lighting Controls | [27 empty] | Other Lighting Controls | [242 empty] | <a href="https://www.lutron.com/TechnicalDocumentLibrary/044352.pdf" target="_blank">Installation Instructions</a> | [23 empty] | 25.000 DW |  |  | 5.2500 IN | [89 empty] | 1.000 EA | 1.000 EA | [35 empty] | No | [42 empty] | https://www.lutron.com/TechnicalDocumentLibrary/369221_ENG.pdf | [7 empty] | Shelf Stock | [39 empty] | 52161525 | [6 empty] | <a href="https://lutron.widen.net/content/4y4cm6o0wa/mp4/RadioRA-3-Processor-Video.mp4?w=2048" target="_blank">Product Video Clip</a> | [6 empty] | <a href="https://www.lutron.com/TechnicalDocumentLibrary/043492.pdf" target="_blank">Warranty Information</a> |  |  |  |  | 1.000 L | [14 empty] | 0 | 0 | 0 | 0 | Lighting Fixtures | 2016-10-18 11:43 | 2024-07-20 11:21 | 0000-00-00 00:00:00 | 2024-07-20 11:21 | 0000-00-00 00:00:00 | [6 empty] | Almond
1 | Lutron Electronics | RRD-W3S-LA | 4460-7964 | 4460 | 7964 | Lutron Electronics | RRD-W3S-LA.jpg | 784276080705 | RA2 3S WALL KEYPAD LIGHT ALMOND | Lutron RadioRA 2 seeTouch Wall Mount Designer Keypad, 3 Scene with Raise/Lower - Light Almond |  | 5.16 | 3.69 |  | RRD-W3S-LA.jpg | http://grandbrass.xologic.com/vendors/4460/large/RRD-W3S-LA.jpg | [47 empty] | 0 | 0 | 0 | [6 empty] | 0 | 1 | 1 | EA | 1 | Lighting Controls | [27 empty] | Other Lighting Controls | [242 empty] | <a href="https://www.lutron.com/TechnicalDocumentLibrary/044352.pdf" target="_blank">Installation Instructions</a> | [23 empty] | 25.000 DW |  |  | 5.2500 IN | [89 empty] | 1.000 EA | 1.000 EA | [35 empty] | No | [42 empty] | https://www.lutron.com/TechnicalDocumentLibrary/369221_ENG.pdf | [7 empty] | Shelf Stock | [39 empty] | 52161525 | [6 empty] | <a href="https://lutron.widen.net/content/4y4cm6o0wa/mp4/RadioRA-3-Processor-Video.mp4?w=2048" target="_blank">Product Video Clip</a> | [6 empty] | <a href="https://www.lutron.com/TechnicalDocumentLibrary/043492.pdf" target="_blank">Warranty Information</a> |  |  |  |  | 1.000 L | [14 empty] | 0 | 0 | 0 | 0 | Lighting Fixtures | 2016-10-18 11:43 | 2024-07-20 11:17 | 0000-00-00 00:00:00 | 2024-07-20 11:17 | 0000-00-00 00:00:00
1 | Lutron Electronics | RRD-W3S-GR | 4460-7965 | 4460 | 7965 | Lutron Electronics | RRD-W3S-GR.jpg | 784276080712 | RA2 3S WALL KEYPAD GRAY | Lutron RadioRA 2 seeTouch Wall Mount Designer Keypad, 3 Scene with Raise/Lower - Gray |  | 5.16 | 3.69 |  | RRD-W3S-GR.jpg | http://grandbrass.xologic.com/vendors/4460/large/RRD-W3S-GR.jpg | [47 empty] | 0 | 0 | 0 | [6 empty] | 0 | 1 | 1 | EA | 1 | Lighting Controls | [27 empty] | Other Lighting Controls | [242 empty] | <a href="https://www.lutron.com/TechnicalDocumentLibrary/044352.pdf" target="_blank">Installation Instructions</a> | [23 empty] | 25.000 DW |  |  | 5.2500 IN | [89 empty] | 1.000 EA | 1.000 EA | [35 empty] | No | [42 empty] | https://www.lutron.com/TechnicalDocumentLibrary/369221_ENG.pdf | [7 empty] | Shelf Stock | [39 empty] | 52161525 | [6 empty] | <a href="https://lutron.widen.net/content/4y4cm6o0wa/mp4/RadioRA-3-Processor-Video.mp4?w=2048" target="_blank">Product Video Clip</a> | [6 empty] | <a href="https://www.lutron.com/TechnicalDocumentLibrary/043492.pdf" target="_blank">Warranty Information</a> |  |  |  |  | 1.000 L | [14 empty] | 0 | 0 | 0 | 0 | Lighting Fixtures | 2016-10-18 11:43 | 2024-07-20 11:21 | 0000-00-00 00:00:00 | 2024-07-20 11:21 | 0000-00-00 00:00:00 | [6 empty] | Gray
1 | Lutron Electronics | RRD-W3S-BR | 4460-7966 | 4460 | 7966 | Lutron Electronics | RRD-W3S-BR.jpg | 784276080729 | RA2 3S WALL KEYPAD BROWN | Lutron RadioRA 2 seeTouch Wall Mount Designer Keypad, 3 Scene with Raise/Lower - Brown |  | 5.16 | 3.69 |  | RRD-W3S-BR.jpg | http://grandbrass.xologic.com/vendors/4460/large/RRD-W3S-BR.jpg | [47 empty] | 0 | 0 | 0 | [6 empty] | 0 | 1 | 1 | EA | 1 | Lighting Controls | [27 empty] | Other Lighting Controls | [242 empty] | <a href="https://www.lutron.com/TechnicalDocumentLibrary/044352.pdf" target="_blank">Installation Instructions</a> | [23 empty] | 25.000 DW |  |  | 5.2500 IN | [89 empty] | 1.000 EA | 1.000 EA | [35 empty] | No | [42 empty] | https://www.lutron.com/TechnicalDocumentLibrary/369221_ENG.pdf | [7 empty] | Shelf Stock | [39 empty] | 52161525 | [6 empty] | <a href="https://lutron.widen.net/content/4y4cm6o0wa/mp4/RadioRA-3-Processor-Video.mp4?w=2048" target="_blank">Product Video Clip</a> | [6 empty] | <a href="https://www.lutron.com/TechnicalDocumentLibrary/043492.pdf" target="_blank">Warranty Information</a> |  |  |  |  | 1.000 L | [14 empty] | 0 | 0 | 0 | 0 | Lighting Fixtures | 2016-10-18 11:43 | 2024-07-20 11:21 | 0000-00-00 00:00:00 | 2024-07-20 11:21 | 0000-00-00 00:00:00 | [6 empty] | Brown
1 | Lutron Electronics | RRD-W3S-BL | 4460-7967 | 4460 | 7967 | Lutron Electronics | RRD-W3S-BL.jpg | 784276080736 | RA2 3S WALL KEYPAD BLACK | Lutron RadioRA 2 seeTouch Wall Mount Designer Keypad, 3 Scene with Raise/Lower - Black |  | 5.16 | 3.69 |  | RRD-W3S-BL.jpg | http://grandbrass.xologic.com/vendors/4460/large/RRD-W3S-BL.jpg | [47 empty] | 0 | 0 | 0 | [6 empty] | 0 | 1 | 1 | EA | 1 | Lighting Controls | [27 empty] | Other Lighting Controls | [242 empty] | <a href="https://www.lutron.com/TechnicalDocumentLibrary/044352.pdf" target="_blank">Installation Instructions</a> | [23 empty] | 25.000 DW |  |  | 5.2500 IN | [89 empty] | 1.000 EA | 1.000 EA | [35 empty] | No | [42 empty] | https://www.lutron.com/TechnicalDocumentLibrary/369221_ENG.pdf | [7 empty] | Shelf Stock | [39 empty] | 52161525 | [6 empty] | <a href="https://lutron.widen.net/content/4y4cm6o0wa/mp4/RadioRA-3-Processor-Video.mp4?w=2048" target="_blank">Product Video Clip</a> | [6 empty] | <a href="https://www.lutron.com/TechnicalDocumentLibrary/043492.pdf" target="_blank">Warranty Information</a> |  |  |  |  | 1.000 L | [14 empty] | 0 | 0 | 0 | 0 | Lighting Fixtures | 2016-10-18 11:43 | 2024-07-20 11:29 | 0000-00-00 00:00:00 | 2024-07-20 11:29 | 0000-00-00 00:00:00 | [6 empty] | Black
1 | Lutron Electronics | RRD-W3S-HT | 4460-7968 | 4460 | 7968 | Lutron Electronics | RRD-W3S-HT.jpg | 784276080743 | RA2 3S WALL KEYPAD HOT | Lutron RadioRA 2 seeTouch Wall Mount Designer Keypad, 3 Scene with Raise/Lower - Hot |  | 5.16 | 3.69 |  | RRD-W3S-HT.jpg | http://grandbrass.xologic.com/vendors/4460/large/RRD-W3S-HT.jpg | [47 empty] | 0 | 0 | 0 | [6 empty] | 0 | 1 | 1 | EA | 1 | Lighting Controls | [27 empty] | Other Lighting Controls | [242 empty] | <a href="https://www.lutron.com/TechnicalDocumentLibrary/044352.pdf" target="_blank">Installation Instructions</a> | [23 empty] | 25.000 DW |  |  | 5.2500 IN | [89 empty] | 1.000 EA | 1.000 EA | [35 empty] | No | [42 empty] | https://www.lutron.com/TechnicalDocumentLibrary/369221_ENG.pdf | [7 empty] | Shelf Stock | [39 empty] | 52161525 | [6 empty] | <a href="https://lutron.widen.net/content/4y4cm6o0wa/mp4/RadioRA-3-Processor-Video.mp4?w=2048" target="_blank">Product Video Clip</a> | [6 empty] | <a href="https://www.lutron.com/TechnicalDocumentLibrary/043492.pdf" target="_blank">Warranty Information</a> |  |  |  |  | 1.000 L | [14 empty] | 0 | 0 | 0 | 0 | Lighting Fixtures | 2016-10-18 11:43 | 2024-07-20 11:25 | 0000-00-00 00:00:00 | 2024-07-20 11:25 | 0000-00-00 00:00:00
1 | Lutron Electronics | RRD-W3S-TP | 4460-7972 | 4460 | 7972 | Lutron Electronics | RRD-W3S-TP.jpg | 784276080781 | RA2 3S WALL KEYPAD TAUPE | Lutron RadioRA 2 seeTouch Wall Mount Designer Keypad, 3 Scene with Raise/Lower - Taupe |  | 5.16 | 3.69 |  | RRD-W3S-TP.jpg | http://grandbrass.xologic.com/vendors/4460/large/RRD-W3S-TP.jpg | [47 empty] | 0 | 0 | 0 | [6 empty] | 0 | 1 | 1 | EA | 1 | Lighting Controls | [27 empty] | Other Lighting Controls | [242 empty] | <a href="https://www.lutron.com/TechnicalDocumentLibrary/044352.pdf" target="_blank">Installation Instructions</a> | [23 empty] | 25.000 DW |  |  | 5.2500 IN | [89 empty] | 1.000 EA | 1.000 EA | [35 empty] | No | [42 empty] | https://www.lutron.com/TechnicalDocumentLibrary/369221_ENG.pdf | [7 empty] | Shelf Stock | [39 empty] | 52161525 | [6 empty] | <a href="https://lutron.widen.net/content/4y4cm6o0wa/mp4/RadioRA-3-Processor-Video.mp4?w=2048" target="_blank">Product Video Clip</a> | [6 empty] | <a href="https://www.lutron.com/TechnicalDocumentLibrary/043492.pdf" target="_blank">Warranty Information</a> |  |  |  |  | 1.000 L | [14 empty] | 0 | 0 | 0 | 0 | Lighting Fixtures | 2016-10-18 11:43 | 2024-07-20 11:20 | 0000-00-00 00:00:00 | 2024-07-20 11:20 | 0000-00-00 00:00:00 | [6 empty] | Taupe
1 | Lutron Electronics | RRD-W3S-BI | 4460-7974 | 4460 | 7974 | Lutron Electronics | RRD-W3S-BI.jpg | 784276080804 | RA2 3S WALL KEYPAD BISCUIT | Lutron RadioRA 2 seeTouch Wall Mount Designer Keypad, 3 Scene with Raise/Lower - Biscuit |  | 5.16 | 3.69 |  | RRD-W3S-BI.jpg | http://grandbrass.xologic.com/vendors/4460/large/RRD-W3S-BI.jpg | [47 empty] | 0 | 0 | 0 | [6 empty] | 0 | 1 | 1 | EA | 1 | Lighting Controls | [27 empty] | Other Lighting Controls | [242 empty] | <a href="https://www.lutron.com/TechnicalDocumentLibrary/044352.pdf" target="_blank">Installation Instructions</a> | [23 empty] | 25.000 DW |  |  | 5.2500 IN | [89 empty] | 1.000 EA | 1.000 EA | [35 empty] | No | [42 empty] | https://www.lutron.com/TechnicalDocumentLibrary/369221_ENG.pdf | [7 empty] | Shelf Stock | [39 empty] | 52161525 | [6 empty] | <a href="https://lutron.widen.net/content/4y4cm6o0wa/mp4/RadioRA-3-Processor-Video.mp4?w=2048" target="_blank">Product Video Clip</a> | [6 empty] | <a href="https://www.lutron.com/TechnicalDocumentLibrary/043492.pdf" target="_blank">Warranty Information</a> |  |  |  |  | 1.000 L | [14 empty] | 0 | 0 | 0 | 0 | Lighting Fixtures | 2016-10-18 11:43 | 2024-07-20 11:21 | 0000-00-00 00:00:00 | 2024-07-20 11:21 | 0000-00-00 00:00:00 | [6 empty] | Biscuit
1 | Lutron Electronics | RRD-W3S-SW | 4460-7975 | 4460 | 7975 | Lutron Electronics | RRD-W3S-SW.jpg | 784276080811 | RA2 3S WALL KEYPAD SNOW | Lutron RadioRA 2 seeTouch Wall Mount Designer Keypad, 3 Scene with Raise/Lower - Snow White |  | 5.16 | 3.69 |  | RRD-W3S-SW.jpg | http://grandbrass.xologic.com/vendors/4460/large/RRD-W3S-SW.jpg | [47 empty] | 0 | 0 | 0 | [6 empty] | 0 | 1 | 1 | EA | 1 | Lighting Controls | [27 empty] | Other Lighting Controls | [242 empty] | <a href="https://www.lutron.com/TechnicalDocumentLibrary/044352.pdf" target="_blank">Installation Instructions</a> | [23 empty] | 25.000 DW |  |  | 5.2500 IN | [89 empty] | 1.000 EA | 1.000 EA | [35 empty] | No | [42 empty] | https://www.lutron.com/TechnicalDocumentLibrary/369221_ENG.pdf | [7 empty] | Shelf Stock | [39 empty] | 52161525 | [6 empty] | <a href="https://lutron.widen.net/content/4y4cm6o0wa/mp4/RadioRA-3-Processor-Video.mp4?w=2048" target="_blank">Product Video Clip</a> | [6 empty] | <a href="https://www.lutron.com/TechnicalDocumentLibrary/043492.pdf" target="_blank">Warranty Information</a> |  |  |  |  | 1.000 L | [14 empty] | 0 | 0 | 0 | 0 | Lighting Fixtures | 2016-10-18 11:43 | 2024-07-20 11:21 | 0000-00-00 00:00:00 | 2024-07-20 11:21 | 0000-00-00 00:00:00 | [6 empty] | Snow
1 | Lutron Electronics | RRD-W3S-PD | 4460-7976 | 4460 | 7976 | Lutron Electronics | RRD-W3S-PD.jpg | 784276080828 | RA2 3S WALL KEYPAD PALLADIUM | Lutron RadioRA 2 seeTouch Wall Mount Designer Keypad, 3 Scene with Raise/Lower - Palladiom |  | 5.16 | 3.69 |  | RRD-W3S-PD.jpg | http://grandbrass.xologic.com/vendors/4460/large/RRD-W3S-PD.jpg | [47 empty] | 0 | 0 | 0 | [6 empty] | 0 | 1 | 1 | EA | 1 | Lighting Controls | [27 empty] | Other Lighting Controls | [242 empty] | <a href="https://www.lutron.com/TechnicalDocumentLibrary/044352.pdf" target="_blank">Installation Instructions</a> | [23 empty] | 25.000 DW |  |  | 5.2500 IN | [89 empty] | 1.000 EA | 1.000 EA | [35 empty] | No | [42 empty] | https://www.lutron.com/TechnicalDocumentLibrary/369221_ENG.pdf | [7 empty] | Shelf Stock | [39 empty] | 52161525 | [6 empty] | <a href="https://lutron.widen.net/content/4y4cm6o0wa/mp4/RadioRA-3-Processor-Video.mp4?w=2048" target="_blank">Product Video Clip</a> | [6 empty] | <a href="https://www.lutron.com/TechnicalDocumentLibrary/043492.pdf" target="_blank">Warranty Information</a> |  |  |  |  | 1.000 L | [14 empty] | 0 | 0 | 0 | 0 | Lighting Fixtures | 2016-10-18 11:43 | 2024-07-20 11:27 | 0000-00-00 00:00:00 | 2024-07-20 11:27 | 0000-00-00 00:00:00 | [6 empty] | Palladium
1 | Lutron Electronics | RRD-W3S-MN | 4460-7977 | 4460 | 7977 | Lutron Electronics | RRD-W3S-MN.jpg | 784276080835 | RA2 3S WALL KEYPAD MIDNIGHT | Lutron RadioRA 2 seeTouch Wall Mount Designer Keypad, 3 Scene with Raise/Lower - Midnight |  | 5.16 | 3.69 |  | RRD-W3S-MN.jpg | http://grandbrass.xologic.com/vendors/4460/large/RRD-W3S-MN.jpg | [47 empty] | 0 | 0 | 0 | [6 empty] | 0 | 1 | 1 | EA | 1 | Lighting Controls | [27 empty] | Other Lighting Controls | [242 empty] | <a href="https://www.lutron.com/TechnicalDocumentLibrary/044352.pdf" target="_blank">Installation Instructions</a> | [23 empty] | 25.000 DW |  |  | 5.2500 IN | [89 empty] | 1.000 EA | 1.000 EA | [35 empty] | No | [42 empty] | https://www.lutron.com/TechnicalDocumentLibrary/369221_ENG.pdf | [7 empty] | Shelf Stock | [39 empty] | 52161525 | [6 empty] | <a href="https://lutron.widen.net/content/4y4cm6o0wa/mp4/RadioRA-3-Processor-Video.mp4?w=2048" target="_blank">Product Video Clip</a> | [6 empty] | <a href="https://www.lutron.com/TechnicalDocumentLibrary/043492.pdf" target="_blank">Warranty Information</a> |  |  |  |  | 1.000 L | [14 empty] | 0 | 0 | 0 | 0 | Lighting Fixtures | 2016-10-18 11:43 | 2024-07-20 11:25 | 0000-00-00 00:00:00 | 2024-07-20 11:25 | 0000-00-00 00:00:00 | [6 empty] | Midnight
1 | Lutron Electronics | L-HWLV2-WIFI | 4460-7997 | 4460 | 7997 | Lutron Electronics | L-HWLV2-WIFI.jpg | 784276152730 | HONEYWELL WIFI GEN 2HONEYWELL WIFI GEN 2 | Lutron wireless thermostat, works with Caseta Wireless, RA2 Select, RadioRA 2, and HomeWorks QS |  | 6 | 5 |  | L-HWLV2-WIFI.jpg | http://grandbrass.xologic.com/vendors/4460/large/L-HWLV2-WIFI.jpg | [47 empty] | 0 | 0 | 0 | [6 empty] | 0 | 1 | 1 | EA | 1 | Lighting Controls | [27 empty] | Other Lighting Controls | [242 empty] | <a href="https://www.lutron.com/TechnicalDocumentLibrary/LUTRON_041539_HONEYWELL_33-00155EFS.pdf" target="_blank">Installation Instructions</a> | [23 empty] | 10.000 DW |  |  | 2.2500 IN | [89 empty] | 1.000 EA | 1.000 EA | [35 empty] | No | [42 empty] | https://www.lutron.com/TechnicalDocumentLibrary/369974_FRE.pdf | [7 empty] | Shelf Stock | [39 empty] | 39122229 | [13 empty] | <a href="https://www.lutron.com/TechnicalDocumentLibrary/369-119_Wallbox_Warranty.pdf" target="_blank">Warranty Information</a> |  |  |  |  | 0.990 L | [14 empty] | 0 | 0 | 0 | 0 | Lighting Fixtures | 2016-10-18 11:43 | 2024-07-20 11:27 | 0000-00-00 00:00:00 | 2024-07-20 11:27 | 0000-00-00 00:00:00
1 | Lutron Electronics | PD-6ANS-WH | 4460-7998 | 4460 | 7998 | Lutron Electronics | Ecom_PD-6ANS-WH_nowallplate.jpeg | 784276152808 | CasÃ©ta 6A Smart Switch White | Lutron Caseta Wireless In-Wall Smart Switch For Light or Fan Control, 120V, 6A, White |  | 3.4 | 4.4 |  | Ecom_PD-6ANS-WH_nowallplate.jpeg | http://grandbrass.xologic.com/vendors/4460/large/Ecom_PD-6ANS-WH_nowallplate.jpeg | [47 empty] | 0 | 0 | 0 | [6 empty] | 0 | 1 | 1 | EA | 1 | Lighting Controls | [27 empty] | Lightswitches | [242 empty] | <a href="https://www.lutron.com/TechnicalDocumentLibrary/0301879.pdf" target="_blank">Installation Instructions</a> | [23 empty] | 55.000 DW |  |  | 2.1000 IN | [89 empty] | 1.000 EA | 1.000 EA | [35 empty] | No | [42 empty] | https://www.lutron.com/TechnicalDocumentLibrary/369987_FRE.pdf | [7 empty] | Shelf Stock | [13 empty] | <a href="https://www.lutron.com/TechnicalDocumentLibrary/368-4493_Page_34.pdf" target="_blank">Tech Drawing</a> | [25 empty] | 39122216 | [6 empty] | <a href="https://lutron.widen.net/content/twinpx9ws6/mp4/Caseta-Hub-Story.mp4" target="_blank">Product Video Clip</a> | [6 empty] | <a href="https://www.lutron.com/TechnicalDocumentLibrary/369-119_Wallbox_Warranty.pdf" target="_blank">Warranty Information</a> |  |  |  |  | 0.200 L | [14 empty] | 0 | 0 | 0 | 0 | Lighting Fixtures | 2016-10-18 11:43 | 2024-07-20 11:43 | 0000-00-00 00:00:00 | 2024-07-20 11:43 | 0000-00-00 00:00:00 | [6 empty] | White
1 | Lutron Electronics | PD-6ANS-LA | 4460-7999 | 4460 | 7999 | Lutron Electronics | Ecom_PD-6ANS-LA_nowallplate.jpeg | 784276152815 | CasÃ©ta 6A Smart Switch Light Almond | Lutron Caseta Wireless In-Wall Smart Switch For Light or Fan Control, 120V, 6A, Light Almond |  | 3.4 | 4.4 |  | Ecom_PD-6ANS-LA_nowallplate.jpeg | http://grandbrass.xologic.com/vendors/4460/large/Ecom_PD-6ANS-LA_nowallplate.jpeg | [47 empty] | 0 | 0 | 0 | [6 empty] | 0 | 1 | 1 | EA | 1 | Lighting Controls | [27 empty] | Lightswitches | [242 empty] | <a href="https://www.lutron.com/TechnicalDocumentLibrary/0301879.pdf" target="_blank">Installation Instructions</a> | [23 empty] | 40.000 DW |  |  | 2.1000 IN | [89 empty] | 1.000 EA | 1.000 EA | [35 empty] | No | [42 empty] | https://www.lutron.com/TechnicalDocumentLibrary/369987_FRE.pdf | [7 empty] | Shelf Stock | [13 empty] | <a href="https://www.lutron.com/TechnicalDocumentLibrary/368-4493_Page_34.pdf" target="_blank">Tech Drawing</a> | [25 empty] | 39122216 | [6 empty] | <a href="https://lutron.widen.net/content/twinpx9ws6/mp4/Caseta-Hub-Story.mp4" target="_blank">Product Video Clip</a> | [6 empty] | <a href="https://www.lutron.com/TechnicalDocumentLibrary/369-119_Wallbox_Warranty.pdf" target="_blank">Warranty Information</a> |  |  |  |  | 0.200 L | [14 empty] | 0 | 0 | 0 | 0 | Lighting Fixtures | 2016-10-18 11:43 | 2024-07-20 11:23 | 0000-00-00 00:00:00 | 2024-07-20 11:23 | 0000-00-00 00:00:00
1 | Lutron Electronics | PD-6ANS-IV | 4460-8000 | 4460 | 8000 | Lutron Electronics | Ecom_PD-6ANS-IV_nowallplate.jpeg | 784276152822 | CasÃ©ta 6A Smart Switch Ivory | Lutron Caseta Wireless In-Wall Smart Switch For Light or Fan Control, 120V, 6A, Ivory |  | 3.4 | 4.4 |  | Ecom_PD-6ANS-IV_nowallplate.jpeg | http://grandbrass.xologic.com/vendors/4460/large/Ecom_PD-6ANS-IV_nowallplate.jpeg | [47 empty] | 0 | 0 | 0 | [6 empty] | 0 | 1 | 1 | EA | 1 | Lighting Controls | [27 empty] | Lightswitches | [242 empty] | <a href="https://www.lutron.com/TechnicalDocumentLibrary/0301879.pdf" target="_blank">Installation Instructions</a> | [23 empty] | 40.000 DW |  |  | 2.1000 IN | [89 empty] | 1.000 EA | 1.000 EA | [35 empty] | No | [42 empty] | https://www.lutron.com/TechnicalDocumentLibrary/369987_FRE.pdf | [7 empty] | Shelf Stock | [13 empty] | <a href="https://www.lutron.com/TechnicalDocumentLibrary/368-4493_Page_34.pdf" target="_blank">Tech Drawing</a> | [25 empty] | 39122216 | [6 empty] | <a href="https://lutron.widen.net/content/twinpx9ws6/mp4/Caseta-Hub-Story.mp4" target="_blank">Product Video Clip</a> | [6 empty] | <a href="https://www.lutron.com/TechnicalDocumentLibrary/369-119_Wallbox_Warranty.pdf" target="_blank">Warranty Information</a> |  |  |  |  | 0.200 L | [14 empty] | 0 | 0 | 0 | 0 | Lighting Fixtures | 2016-10-18 11:43 | 2024-07-20 11:20 | 0000-00-00 00:00:00 | 2024-07-20 11:20 | 0000-00-00 00:00:00 | [6 empty] | Ivory
1 | Lutron Electronics | PD-6ANS-BL | 4460-8001 | 4460 | 8001 | Lutron Electronics | Ecom_PD-6ANS-BL_nowallplate.jpeg | 784276152839 | CasÃ©ta 6A Smart Switch Black | Lutron Caseta Wireless In-Wall Smart Switch For Light or Fan Control, 120V, 6A, Black |  | 3.4 | 4.4 |  | Ecom_PD-6ANS-BL_nowallplate.jpeg | http://grandbrass.xologic.com/vendors/4460/large/Ecom_PD-6ANS-BL_nowallplate.jpeg | [47 empty] | 0 | 0 | 0 | [6 empty] | 0 | 1 | 1 | EA | 1 | Lighting Controls | [27 empty] | Lightswitches | [242 empty] | <a href="https://www.lutron.com/TechnicalDocumentLibrary/0301879.pdf" target="_blank">Installation Instructions</a> | [23 empty] | 35.000 DW |  |  | 2.1000 IN | [89 empty] | 1.000 EA | 1.000 EA | [35 empty] | No | [42 empty] | https://www.lutron.com/TechnicalDocumentLibrary/369987_FRE.pdf | [7 empty] | Shelf Stock | [13 empty] | <a href="https://www.lutron.com/TechnicalDocumentLibrary/368-4493_Page_34.pdf" target="_blank">Tech Drawing</a> | [25 empty] | 39122216 | [6 empty] | <a href="https://lutron.widen.net/content/twinpx9ws6/mp4/Caseta-Hub-Story.mp4" target="_blank">Product Video Clip</a> | [6 empty] | <a href="https://www.lutron.com/TechnicalDocumentLibrary/369-119_Wallbox_Warranty.pdf" target="_blank">Warranty Information</a> |  |  |  |  | 0.200 L | [14 empty] | 0 | 0 | 0 | 0 | Lighting Fixtures | 2016-10-18 11:43 | 2024-07-20 11:29 | 0000-00-00 00:00:00 | 2024-07-20 11:29 | 0000-00-00 00:00:00 | [6 empty] | Black
4 | Lutron Electronics | LWT-GT-WH | 4460-8002 | 4460 | 8002 | Lutron Electronics | LWT-GT-WH.png | 784276155533 | NW AR WP 1 GFK T, 1 ACC PLDM OPNG IN WH | Multigang WallPlate for New Architectural Controls and Accessories, Two-gang for 1 Grafik T control and 1 Palladiom keypad or accessory in white |  | 6 | 4 |  | LWT-GT-WH.png | http://grandbrass.xologic.com/vendors/4460/large/LWT-GT-WH.png | [47 empty] | 0 | 0 | 0 | [6 empty] | 0 | 1 | 1 | EA | 1 | Lighting Controls |  |  | Fittings and Hardware |  | Electrical Hardware And Supplies |  | Wallplates | [20 empty] | Switch Plates | [242 empty] | <a href="https://www.lutron.com/TechnicalDocumentLibrary/041496.pdf" target="_blank">Installation Instructions</a> | [23 empty] | 10.000 DW |  |  | 1.0000 IN | [89 empty] | 1.000 EA | 1.000 EA | [35 empty] | No | [42 empty] | https://www.lutron.com/TechnicalDocumentLibrary/369830_FRE.pdf | [7 empty] | Shelf Stock | [39 empty] | 39121704 | [13 empty] | <a href="https://www.lutron.com/TechnicalDocumentLibrary/043492.pdf" target="_blank">Warranty Information</a> |  |  |  |  | 0.500 L | [14 empty] | 0 | 0 | 0 | 0 | Electrical | 2016-10-18 11:43 | 2024-07-20 11:21 | 0000-00-00 00:00:00 | 2025-11-29 02:00 | 0000-00-00 00:00:00 | [6 empty] | White
4 | Lutron Electronics | LWT-GT-BE | 4460-8003 | 4460 | 8003 | Lutron Electronics | LWT-GT-BE.png | 784276155540 | NW AR WP 1 GFK T, 1 ACC PLDM OPNG IN BE | Multigang WallPlate for New Architectural Controls and Accessories, Two-gang for 1 Grafik T control and 1 accessory or Palladiom keypad in beige |  | 6 | 4 |  | LWT-GT-BE.png | http://grandbrass.xologic.com/vendors/4460/large/LWT-GT-BE.png | [47 empty] | 0 | 0 | 0 | [6 empty] | 0 | 1 | 1 | EA | 1 | Lighting Controls |  |  | Fittings and Hardware |  | Electrical Hardware And Supplies |  | Wallplates | [20 empty] | Switch Plates | [242 empty] | <a href="https://www.lutron.com/TechnicalDocumentLibrary/041496.pdf" target="_blank">Installation Instructions</a> | [23 empty] | 10.000 DW |  |  | 1.0000 IN | [89 empty] | 1.000 EA | 1.000 EA | [35 empty] | No | [42 empty] | https://www.lutron.com/TechnicalDocumentLibrary/369830_FRE.pdf | [7 empty] | Shelf Stock | [39 empty] | 39121704 | [13 empty] | <a href="https://www.lutron.com/TechnicalDocumentLibrary/043492.pdf" target="_blank">Warranty Information</a> |  |  |  |  | 0.500 L | [14 empty] | 0 | 0 | 0 | 0 | Electrical | 2016-10-18 11:43 | 2024-07-20 11:21 | 0000-00-00 00:00:00 | 2025-11-29 02:00 | 0000-00-00 00:00:00 | [6 empty] | Beige
4 | Lutron Electronics | LWT-GT-IV | 4460-8004 | 4460 | 8004 | Lutron Electronics | LWT-GT-IV.png | 784276155557 | NW AR WP 1 GFK T, 1 ACC PLDM OPNG IN IV | Multigang WallPlate for New Architectural Controls and Accessories, Two-gang for 1 Grafik T control and 1 accessory or Palladiom keypad in ivory |  | 6 | 4 |  | LWT-GT-IV.png | http://grandbrass.xologic.com/vendors/4460/large/LWT-GT-IV.png | [47 empty] | 0 | 0 | 0 | [6 empty] | 0 | 1 | 1 | EA | 1 | Lighting Controls |  |  | Fittings and Hardware |  | Electrical Hardware And Supplies |  | Wallplates | [20 empty] | Switch Plates | [242 empty] | <a href="https://www.lutron.com/TechnicalDocumentLibrary/041496.pdf" target="_blank">Installation Instructions</a> | [23 empty] | 10.000 DW |  |  | 1.0000 IN | [89 empty] | 1.000 EA | 1.000 EA | [35 empty] | No | [42 empty] | https://www.lutron.com/TechnicalDocumentLibrary/369830_FRE.pdf | [7 empty] | Shelf Stock | [39 empty] | 39121704 | [13 empty] | <a href="https://www.lutron.com/TechnicalDocumentLibrary/043492.pdf" target="_blank">Warranty Information</a> |  |  |  |  | 0.500 L | [14 empty] | 0 | 0 | 0 | 0 | Electrical | 2016-10-18 11:44 | 2024-07-20 11:28 | 0000-00-00 00:00:00 | 2025-11-29 02:00 | 0000-00-00 00:00:00 | [6 empty] | Ivory
4 | Lutron Electronics | LWT-GT-AL | 4460-8005 | 4460 | 8005 | Lutron Electronics | LWT-GT-AL.png | 784276155564 | NW AR WP 1 GFK T, 1 ACC PLDM OPNG IN AL | Multigang WallPlate for New Architectural Controls and Accessories, Two-gang for 1 Grafik T control and 1 accessory or Palladiom keypad in almond |  | 6 | 4 |  | LWT-GT-AL.png | http://grandbrass.xologic.com/vendors/4460/large/LWT-GT-AL.png | [47 empty] | 0 | 0 | 0 | [6 empty] | 0 | 1 | 1 | EA | 1 | Lighting Controls |  |  | Fittings and Hardware |  | Electrical Hardware And Supplies |  | Wallplates | [20 empty] | Switch Plates | [242 empty] | <a href="https://www.lutron.com/TechnicalDocumentLibrary/041496.pdf" target="_blank">Installation Instructions</a> | [23 empty] | 10.000 DW |  |  | 1.0000 IN | [89 empty] | 1.000 EA | 1.000 EA | [35 empty] | No | [42 empty] | https://www.lutron.com/TechnicalDocumentLibrary/369830_FRE.pdf | [7 empty] | Shelf Stock | [39 empty] | 39121704 | [13 empty] | <a href="https://www.lutron.com/TechnicalDocumentLibrary/043492.pdf" target="_blank">Warranty Information</a> |  |  |  |  | 0.500 L | [14 empty] | 0 | 0 | 0 | 0 | Electrical | 2016-10-18 11:44 | 2024-07-20 11:29 | 0000-00-00 00:00:00 | 2025-11-29 02:00 | 0000-00-00 00:00:00 | [6 empty] | Almond
4 | Lutron Electronics | LWT-GT-LA | 4460-8006 | 4460 | 8006 | Lutron Electronics | LWT-GT-LA.png | 784276155571 | NW AR WP 1 GFK T, 1 ACC PLDM OPNG IN LA | Multigang WallPlate for New Architectural Controls and Accessories, Two-gang for 1 Grafik T control and 1 accessory or Palladiom keypad in light almond |  | 6 | 4 |  | LWT-GT-LA.png | http://grandbrass.xologic.com/vendors/4460/large/LWT-GT-LA.png | [47 empty] | 0 | 0 | 0 | [6 empty] | 0 | 1 | 1 | EA | 1 | Lighting Controls |  |  | Fittings and Hardware |  | Electrical Hardware And Supplies |  | Wallplates | [20 empty] | Switch Plates | [242 empty] | <a href="https://www.lutron.com/TechnicalDocumentLibrary/041496.pdf" target="_blank">Installation Instructions</a> | [23 empty] | 10.000 DW |  |  | 1.0000 IN | [89 empty] | 1.000 EA | 1.000 EA | [35 empty] | No | [42 empty] | https://www.lutron.com/TechnicalDocumentLibrary/369830_FRE.pdf | [7 empty] | Shelf Stock | [39 empty] | 39121704 | [13 empty] | <a href="https://www.lutron.com/TechnicalDocumentLibrary/043492.pdf" target="_blank">Warranty Information</a> |  |  |  |  | 0.500 L | [14 empty] | 0 | 0 | 0 | 0 | Electrical | 2016-10-18 11:44 | 2024-07-20 11:22 | 0000-00-00 00:00:00 | 2025-11-29 02:00 | 0000-00-00 00:00:00
4 | Lutron Electronics | LWT-GT-GR | 4460-8007 | 4460 | 8007 | Lutron Electronics | LWT-GT-GR.png | 784276155588 | NW AR WP 1 GFK T, 1 ACC PLDM OPNG IN GR | Multigang WallPlate for New Architectural Controls and Accessories, Two-gang for 1 Grafik T control and 1 accessory or Palladiom keypad in gray |  | 6 | 4 |  | LWT-GT-GR.png | http://grandbrass.xologic.com/vendors/4460/large/LWT-GT-GR.png | [47 empty] | 0 | 0 | 0 | [6 empty] | 0 | 1 | 1 | EA | 1 | Lighting Controls |  |  | Fittings and Hardware |  | Electrical Hardware And Supplies |  | Wallplates | [20 empty] | Switch Plates | [242 empty] | <a href="https://www.lutron.com/TechnicalDocumentLibrary/041496.pdf" target="_blank">Installation Instructions</a> | [23 empty] | 10.000 DW |  |  | 1.0000 IN | [89 empty] | 1.000 EA | 1.000 EA | [35 empty] | No | [42 empty] | https://www.lutron.com/TechnicalDocumentLibrary/369830_FRE.pdf | [7 empty] | Shelf Stock | [39 empty] | 39121704 | [13 empty] | <a href="https://www.lutron.com/TechnicalDocumentLibrary/043492.pdf" target="_blank">Warranty Information</a> |  |  |  |  | 0.500 L | [14 empty] | 0 | 0 | 0 | 0 | Electrical | 2016-10-18 11:44 | 2024-07-20 11:23 | 0000-00-00 00:00:00 | 2025-11-29 02:00 | 0000-00-00 00:00:00 | [6 empty] | Gray
4 | Lutron Electronics | LWT-GT-TP | 4460-8008 | 4460 | 8008 | Lutron Electronics | LWT-GT-TP.png | 784276155595 | NW AR WP 1 GFK T, 1 ACC PLDM OPNG IN TP | Multigang WallPlate for New Architectural Controls and Accessories, Two-gang for 1 Grafik T control and 1 accessory or Palladiom keypad in taupe |  | 6 | 4 |  | LWT-GT-TP.png | http://grandbrass.xologic.com/vendors/4460/large/LWT-GT-TP.png | [47 empty] | 0 | 0 | 0 | [6 empty] | 0 | 1 | 1 | EA | 1 | Lighting Controls |  |  | Fittings and Hardware |  | Electrical Hardware And Supplies |  | Wallplates | [20 empty] | Switch Plates | [242 empty] | <a href="https://www.lutron.com/TechnicalDocumentLibrary/041496.pdf" target="_blank">Installation Instructions</a> | [23 empty] | 10.000 DW |  |  | 1.0000 IN | [89 empty] | 1.000 EA | 1.000 EA | [35 empty] | No | [42 empty] | https://www.lutron.com/TechnicalDocumentLibrary/369830_FRE.pdf | [7 empty] | Shelf Stock | [39 empty] | 39121704 | [13 empty] | <a href="https://www.lutron.com/TechnicalDocumentLibrary/043492.pdf" target="_blank">Warranty Information</a> |  |  |  |  | 0.500 L | [14 empty] | 0 | 0 | 0 | 0 | Electrical | 2016-10-18 11:44 | 2024-07-20 11:29 | 0000-00-00 00:00:00 | 2025-11-29 02:00 | 0000-00-00 00:00:00 | [6 empty] | Taupe
4 | Lutron Electronics | LWT-GT-SI | 4460-8009 | 4460 | 8009 | Lutron Electronics | LWT-GT-SI.png | 784276155601 | NW AR WP 1 GFK T, 1 ACC PLDM OPNG IN SI | Multigang WallPlate for New Architectural Controls and Accessories, Two-gang for 1 Grafik T control and 1 accessory or Palladiom keypad in sienna |  | 6 | 4 |  | LWT-GT-SI.png | http://grandbrass.xologic.com/vendors/4460/large/LWT-GT-SI.png | [47 empty] | 0 | 0 | 0 | [6 empty] | 0 | 1 | 1 | EA | 1 | Lighting Controls |  |  | Fittings and Hardware |  | Electrical Hardware And Supplies |  | Wallplates | [20 empty] | Switch Plates | [242 empty] | <a href="https://www.lutron.com/TechnicalDocumentLibrary/041496.pdf" target="_blank">Installation Instructions</a> | [23 empty] | 10.000 DW |  |  | 1.0000 IN | [89 empty] | 1.000 EA | 1.000 EA | [35 empty] | No | [42 empty] | https://www.lutron.com/TechnicalDocumentLibrary/369830_FRE.pdf | [7 empty] | Shelf Stock | [39 empty] | 39121704 | [13 empty] | <a href="https://www.lutron.com/TechnicalDocumentLibrary/043492.pdf" target="_blank">Warranty Information</a> |  |  |  |  | 0.500 L | [14 empty] | 0 | 0 | 0 | 0 | Electrical | 2016-10-18 11:44 | 2024-07-20 11:43 | 0000-00-00 00:00:00 | 2025-11-29 02:00 | 0000-00-00 00:00:00 | [6 empty] | Sienna
4 | Lutron Electronics | LWT-GT-BL | 4460-8010 | 4460 | 8010 | Lutron Electronics | LWT-GT-BL.png | 784276155625 | NW AR WP 1 GFK T, 1 ACC PLDM OPNG IN BL | Multigang WallPlate for New Architectural Controls and Accessories, Two-gang for 1 Grafik T control and 1 accessory or Palladiom keypad in black |  | 6 | 4 |  | LWT-GT-BL.png | http://grandbrass.xologic.com/vendors/4460/large/LWT-GT-BL.png | [47 empty] | 0 | 0 | 0 | [6 empty] | 0 | 1 | 1 | EA | 1 | Lighting Controls |  |  | Fittings and Hardware |  | Electrical Hardware And Supplies |  | Wallplates | [20 empty] | Switch Plates | [242 empty] | <a href="https://www.lutron.com/TechnicalDocumentLibrary/041496.pdf" target="_blank">Installation Instructions</a> | [23 empty] | 10.000 DW |  |  | 1.0000 IN | [89 empty] | 1.000 EA | 1.000 EA | [35 empty] | No | [42 empty] | https://www.lutron.com/TechnicalDocumentLibrary/369830_FRE.pdf | [7 empty] | Shelf Stock | [39 empty] | 39121704 | [13 empty] | <a href="https://www.lutron.com/TechnicalDocumentLibrary/043492.pdf" target="_blank">Warranty Information</a> |  |  |  |  | 0.500 L | [14 empty] | 0 | 0 | 0 | 0 | Electrical | 2016-10-18 11:44 | 2024-07-20 11:24 | 0000-00-00 00:00:00 | 2025-11-29 02:00 | 0000-00-00 00:00:00 | [6 empty] | Black
4 | Lutron Electronics | LWT-GT-CWH | 4460-8011 | 4460 | 8011 | Lutron Electronics | LWT-GT-CWH.jpg | 784276155632 | NW AR WP 1 GFK T, 1 ACC PLDM OPNG IN CWH | Multigang Wallplate for New Architectural Controls and Accessories, Two-gang for 1 Grafik T control and 1 accessory or Palladiom keypad in clear white glass |  | 6 | 4 |  | LWT-GT-CWH.jpg | http://grandbrass.xologic.com/vendors/4460/large/LWT-GT-CWH.jpg | [47 empty] | 0 | 0 | 0 | [6 empty] | 0 | 1 | 1 | EA | 1 | Lighting Controls |  |  | Fittings and Hardware |  | Electrical Hardware And Supplies |  | Wallplates | [20 empty] | Switch Plates | [242 empty] | <a href="https://www.lutron.com/TechnicalDocumentLibrary/041496.pdf" target="_blank">Installation Instructions</a> | [23 empty] | 10.000 DW |  |  | 1.0000 IN | [89 empty] | 1.000 EA | 1.000 EA | [35 empty] | No | [42 empty] | https://www.lutron.com/TechnicalDocumentLibrary/369830_FRE.pdf | [7 empty] | Shelf Stock | [39 empty] | 39121704 | [13 empty] | <a href="https://www.lutron.com/TechnicalDocumentLibrary/043492.pdf" target="_blank">Warranty Information</a> |  |  |  |  | 0.500 L | [14 empty] | 0 | 0 | 0 | 0 | Electrical | 2016-10-18 11:44 | 2024-07-20 11:23 | 0000-00-00 00:00:00 | 2025-11-29 02:00 | 0000-00-00 00:00:00
4 | Lutron Electronics | LWT-GT-SB | 4460-8012 | 4460 | 8012 | Lutron Electronics | LWT-GT-SB.png | 784276155649 | NW AR WP 1 GFK T, 1 ACC PLDM OPNG IN SB | Multigang WallPlate for New Architectural Controls and Accessories, Two-gang for 1 Grafik T control and 1 Palladiom keypad or accessory in satin brass |  | 6 | 4 |  | LWT-GT-SB.png | http://grandbrass.xologic.com/vendors/4460/large/LWT-GT-SB.png | [47 empty] | 0 | 0 | 0 | [6 empty] | 0 | 1 | 1 | EA | 1 | Lighting Controls |  |  | Fittings and Hardware |  | Electrical Hardware And Supplies |  | Wallplates | [20 empty] | Switch Plates | [242 empty] | <a href="https://www.lutron.com/TechnicalDocumentLibrary/041496.pdf" target="_blank">Installation Instructions</a> | [23 empty] | 20.000 DW |  |  | 1.0000 IN | [89 empty] | 1.000 EA | 1.000 EA | [35 empty] | No | [42 empty] | https://www.lutron.com/TechnicalDocumentLibrary/369830_FRE.pdf | [7 empty] | Shelf Stock | [39 empty] | 39121704 | [13 empty] | <a href="https://www.lutron.com/TechnicalDocumentLibrary/043492.pdf" target="_blank">Warranty Information</a> |  |  |  |  | 0.500 L | [14 empty] | 0 | 0 | 0 | 0 | Electrical | 2016-10-18 11:44 | 2024-07-20 11:21 | 0000-00-00 00:00:00 | 2025-11-29 02:00 | 0000-00-00 00:00:00
4 | Lutron Electronics | LWT-GT-BB | 4460-8013 | 4460 | 8013 | Lutron Electronics | LWT-GT-BB.png | 784276155656 | NW AR WP 1 GFK T, 1 ACC PLDM OPNG IN BB | Multigang WallPlate for New Architectural Controls and Accessories, Two-gang for 1 Grafik T control and 1 Palladiom keypad or accessory in bright brass |  | 6 | 4 |  | LWT-GT-BB.png | http://grandbrass.xologic.com/vendors/4460/large/LWT-GT-BB.png | [47 empty] | 0 | 0 | 0 | [6 empty] | 0 | 1 | 1 | EA | 1 | Lighting Controls |  |  | Fittings and Hardware |  | Electrical Hardware And Supplies |  | Wallplates | [20 empty] | Switch Plates | [242 empty] | <a href="https://www.lutron.com/TechnicalDocumentLibrary/041496.pdf" target="_blank">Installation Instructions</a> | [23 empty] | 20.000 DW |  |  | 1.0000 IN | [89 empty] | 1.000 EA | 1.000 EA | [35 empty] | No | [42 empty] | https://www.lutron.com/TechnicalDocumentLibrary/369830_FRE.pdf | [7 empty] | Shelf Stock | [39 empty] | 39121704 | [13 empty] | <a href="https://www.lutron.com/TechnicalDocumentLibrary/043492.pdf" target="_blank">Warranty Information</a> |  |  |  |  | 0.500 L | [14 empty] | 0 | 0 | 0 | 0 | Electrical | 2016-10-18 11:44 | 2024-07-20 11:22 | 0000-00-00 00:00:00 | 2025-11-29 02:00 | 0000-00-00 00:00:00
4 | Lutron Electronics | LWT-GT-BC | 4460-8014 | 4460 | 8014 | Lutron Electronics | LWT-GT-BC.png | 784276155663 | NW AR WP 1 GFK T, 1 ACC PLDM OPNG IN BC | Multigang WallPlate for New Architectural Controls and Accessories, Two-gang for 1 Grafik T control and 1 Palladiom keypad or accessory in bright chrome |  | 6 | 4 |  | LWT-GT-BC.png | http://grandbrass.xologic.com/vendors/4460/large/LWT-GT-BC.png | [47 empty] | 0 | 0 | 0 | [6 empty] | 0 | 1 | 1 | EA | 1 | Lighting Controls |  |  | Fittings and Hardware |  | Electrical Hardware And Supplies |  | Wallplates | [20 empty] | Switch Plates | [242 empty] | <a href="https://www.lutron.com/TechnicalDocumentLibrary/041496.pdf" target="_blank">Installation Instructions</a> | [23 empty] | 20.000 DW |  |  | 1.0000 IN | [89 empty] | 1.000 EA | 1.000 EA | [35 empty] | No | [42 empty] | https://www.lutron.com/TechnicalDocumentLibrary/369830_FRE.pdf | [7 empty] | Shelf Stock | [39 empty] | 39121704 | [13 empty] | <a href="https://www.lutron.com/TechnicalDocumentLibrary/043492.pdf" target="_blank">Warranty Information</a> |  |  |  |  | 0.500 L | [14 empty] | 0 | 0 | 0 | 0 | Electrical | 2016-10-18 11:44 | 2024-07-20 11:27 | 0000-00-00 00:00:00 | 2025-11-29 02:00 | 0000-00-00 00:00:00
4 | Lutron Electronics | LWT-GT-SC | 4460-8015 | 4460 | 8015 | Lutron Electronics | LWT-GT-SC.png | 784276155694 | NW AR WP 1 GFK T, 1 ACC PLDM OPNG IN SC | Multigang WallPlate for New Architectural Controls and Accessories, Two-gang for 1 Grafik T control and 1 Palladiom keypad or accessory in satin chrome |  | 6 | 4 |  | LWT-GT-SC.png | http://grandbrass.xologic.com/vendors/4460/large/LWT-GT-SC.png | [47 empty] | 0 | 0 | 0 | [6 empty] | 0 | 1 | 1 | EA | 1 | Lighting Controls |  |  | Fittings and Hardware |  | Electrical Hardware And Supplies |  | Wallplates | [20 empty] | Switch Plates | [242 empty] | <a href="https://www.lutron.com/TechnicalDocumentLibrary/041496.pdf" target="_blank">Installation Instructions</a> | [23 empty] | 20.000 DW |  |  | 1.0000 IN | [89 empty] | 1.000 EA | 1.000 EA | [35 empty] | No | [42 empty] | https://www.lutron.com/TechnicalDocumentLibrary/369830_FRE.pdf | [7 empty] | Shelf Stock | [39 empty] | 39121704 | [13 empty] | <a href="https://www.lutron.com/TechnicalDocumentLibrary/043492.pdf" target="_blank">Warranty Information</a> |  |  |  |  | 0.500 L | [14 empty] | 0 | 0 | 0 | 0 | Electrical | 2016-10-18 11:44 | 2024-07-20 11:29 | 0000-00-00 00:00:00 | 2025-11-29 02:00 | 0000-00-00 00:00:00
4 | Lutron Electronics | LWT-GT-SN | 4460-8016 | 4460 | 8016 | Lutron Electronics | LWT-GT-SN.png | 784276155700 | NW AR WP 1 GFK T, 1 ACC PLDM OPNG IN SN | Multigang WallPlate for New Architectural Controls and Accessories, Two-gang for 1 Grafik T control and 1 Palladiom keypad or accessory in satin nickel |  | 6 | 4 |  | LWT-GT-SN.png | http://grandbrass.xologic.com/vendors/4460/large/LWT-GT-SN.png | [47 empty] | 0 | 0 | 0 | [6 empty] | 0 | 1 | 1 | EA | 1 | Lighting Controls |  |  | Fittings and Hardware |  | Electrical Hardware And Supplies |  | Wallplates | [20 empty] | Switch Plates | [242 empty] | <a href="https://www.lutron.com/TechnicalDocumentLibrary/041496.pdf" target="_blank">Installation Instructions</a> | [23 empty] | 20.000 DW |  |  | 1.0000 IN | [89 empty] | 1.000 EA | 1.000 EA | [35 empty] | No | [42 empty] | https://www.lutron.com/TechnicalDocumentLibrary/369830_FRE.pdf | [7 empty] | Shelf Stock | [39 empty] | 39121704 | [13 empty] | <a href="https://www.lutron.com/TechnicalDocumentLibrary/043492.pdf" target="_blank">Warranty Information</a> |  |  |  |  | 0.500 L | [14 empty] | 0 | 0 | 0 | 0 | Electrical | 2016-10-18 11:44 | 2024-07-20 11:27 | 0000-00-00 00:00:00 | 2025-11-29 02:00 | 0000-00-00 00:00:00
4 | Lutron Electronics | LWT-GT-BN | 4460-8017 | 4460 | 8017 | Lutron Electronics | LWT-GT-BN.png | 784276155717 | NW AR WP 1 GFK T, 1 ACC PLDM OPNG IN BN | Multigang WallPlate for New Architectural Controls and Accessories, Two-gang for 1 Grafik T control and 1 Palladiom keypad or accessory in bright nickel |  | 6 | 4 |  | LWT-GT-BN.png | http://grandbrass.xologic.com/vendors/4460/large/LWT-GT-BN.png | [47 empty] | 0 | 0 | 0 | [6 empty] | 0 | 1 | 1 | EA | 1 | Lighting Controls |  |  | Fittings and Hardware |  | Electrical Hardware And Supplies |  | Wallplates | [20 empty] | Switch Plates | [242 empty] | <a href="https://www.lutron.com/TechnicalDocumentLibrary/041496.pdf" target="_blank">Installation Instructions</a> | [23 empty] | 20.000 DW |  |  | 1.0000 IN | [89 empty] | 1.000 EA | 1.000 EA | [35 empty] | No | [42 empty] | https://www.lutron.com/TechnicalDocumentLibrary/369830_FRE.pdf | [7 empty] | Shelf Stock | [39 empty] | 39121704 | [13 empty] | <a href="https://www.lutron.com/TechnicalDocumentLibrary/043492.pdf" target="_blank">Warranty Information</a> |  |  |  |  | 0.500 L | [14 empty] | 0 | 0 | 0 | 0 | Electrical | 2016-10-18 11:44 | 2024-07-20 11:21 | 0000-00-00 00:00:00 | 2025-11-29 02:00 | 0000-00-00 00:00:00
4 | Lutron Electronics | LWT-TG-WH | 4460-8018 | 4460 | 8018 | Lutron Electronics | LWT-TG-WH.png | 784276155755 | NW AR WP 1 ACC PLDM, 1 GFK T OPNG IN WH | Multigang WallPlate for New Architectural Controls and Accessories, Two-gang for 1 accessory or Palladiom keypad and 1 Grafik T control in white |  | 6 | 4 |  | LWT-TG-WH.png | http://grandbrass.xologic.com/vendors/4460/large/LWT-TG-WH.png | [47 empty] | 0 | 0 | 0 | [6 empty] | 0 | 1 | 1 | EA | 1 | Lighting Controls |  |  | Fittings and Hardware |  | Electrical Hardware And Supplies |  | Wallplates | [20 empty] | Switch Plates | [242 empty] | <a href="https://www.lutron.com/TechnicalDocumentLibrary/041496.pdf" target="_blank">Installation Instructions</a> | [23 empty] | 10.000 DW |  |  | 1.0000 IN | [89 empty] | 1.000 EA | 1.000 EA | [35 empty] | No | [42 empty] | https://www.lutron.com/TechnicalDocumentLibrary/369830_FRE.pdf | [7 empty] | Shelf Stock | [39 empty] | 39121704 | [13 empty] | <a href="https://www.lutron.com/TechnicalDocumentLibrary/043492.pdf" target="_blank">Warranty Information</a> |  |  |  |  | 0.500 L | [14 empty] | 0 | 0 | 0 | 0 | Electrical | 2016-10-18 11:44 | 2024-07-20 11:17 | 0000-00-00 00:00:00 | 2025-11-29 02:00 | 0000-00-00 00:00:00 | [6 empty] | White
4 | Lutron Electronics | LWT-TG-BE | 4460-8019 | 4460 | 8019 | Lutron Electronics | LWT-TG-BE.png | 784276155762 | NW AR WP 1 ACC PLDM, 1 GFK T OPNG IN BE | Multigang WallPlate for New Architectural Controls and Accessories, Two-gang for 1 accessory or Palladiom keypad and 1 Grafik T control in beige |  | 6 | 4 |  | LWT-TG-BE.png | http://grandbrass.xologic.com/vendors/4460/large/LWT-TG-BE.png | [47 empty] | 0 | 0 | 0 | [6 empty] | 0 | 1 | 1 | EA | 1 | Lighting Controls |  |  | Fittings and Hardware |  | Electrical Hardware And Supplies |  | Wallplates | [20 empty] | Switch Plates | [242 empty] | <a href="https://www.lutron.com/TechnicalDocumentLibrary/041496.pdf" target="_blank">Installation Instructions</a> | [23 empty] | 10.000 DW |  |  | 1.0000 IN | [89 empty] | 1.000 EA | 1.000 EA | [35 empty] | No | [42 empty] | https://www.lutron.com/TechnicalDocumentLibrary/369830_FRE.pdf | [7 empty] | Shelf Stock | [39 empty] | 39121704 | [13 empty] | <a href="https://www.lutron.com/TechnicalDocumentLibrary/043492.pdf" target="_blank">Warranty Information</a> |  |  |  |  | 0.500 L | [14 empty] | 0 | 0 | 0 | 0 | Electrical | 2016-10-18 11:44 | 2024-07-20 11:28 | 0000-00-00 00:00:00 | 2025-11-29 02:00 | 0000-00-00 00:00:00 | [6 empty] | Beige
4 | Lutron Electronics | LWT-TG-IV | 4460-8020 | 4460 | 8020 | Lutron Electronics | LWT-TG-IV.png | 784276155779 | NW AR WP 1 ACC PLDM, 1 GFK T OPNG IN IV | Multigang WallPlate for New Architectural Controls and Accessories, Two-gang for 1 accessory or Palladiom keypad and 1 Grafik T control in ivory |  | 6 | 4 |  | LWT-TG-IV.png | http://grandbrass.xologic.com/vendors/4460/large/LWT-TG-IV.png | [47 empty] | 0 | 0 | 0 | [6 empty] | 0 | 1 | 1 | EA | 1 | Lighting Controls |  |  | Fittings and Hardware |  | Electrical Hardware And Supplies |  | Wallplates | [20 empty] | Switch Plates | [242 empty] | <a href="https://www.lutron.com/TechnicalDocumentLibrary/041496.pdf" target="_blank">Installation Instructions</a> | [23 empty] | 10.000 DW |  |  | 1.0000 IN | [89 empty] | 1.000 EA | 1.000 EA | [35 empty] | No | [42 empty] | https://www.lutron.com/TechnicalDocumentLibrary/369830_FRE.pdf | [7 empty] | Shelf Stock | [39 empty] | 39121704 | [13 empty] | <a href="https://www.lutron.com/TechnicalDocumentLibrary/043492.pdf" target="_blank">Warranty Information</a> |  |  |  |  | 0.500 L | [14 empty] | 0 | 0 | 0 | 0 | Electrical | 2016-10-18 11:44 | 2024-07-20 11:21 | 0000-00-00 00:00:00 | 2025-11-29 02:00 | 0000-00-00 00:00:00 | [6 empty] | Ivory
4 | Lutron Electronics | LWT-GGT-SB | 4460-8021 | 4460 | 8021 | Lutron Electronics | LWT-GGT-SB.png | 784276156080 | NW AR WP 2 GFK T, 1 ACC PLDM OPNG IN SB | Multigang WallPlate for New Architectural Controls and Accessories, Three-gang for 2 Grafik T controls and 1 accessory or Palladiom keypad in satin brass |  | 6 | 4 |  | LWT-GGT-SB.png | http://grandbrass.xologic.com/vendors/4460/large/LWT-GGT-SB.png | [47 empty] | 0 | 0 | 0 | [6 empty] | 0 | 1 | 1 | EA | 1 | Lighting Controls |  |  | Fittings and Hardware |  | Electrical Hardware And Supplies |  | Wallplates | [20 empty] | Switch Plates | [242 empty] | <a href="https://www.lutron.com/TechnicalDocumentLibrary/041496.pdf" target="_blank">Installation Instructions</a> | [23 empty] | 20.000 DW |  |  | 1.0000 IN | [89 empty] | 1.000 EA | 1.000 EA | [35 empty] | No | [42 empty] | https://www.lutron.com/TechnicalDocumentLibrary/369830_FRE.pdf | [7 empty] | Shelf Stock | [39 empty] | 39121704 | [13 empty] | <a href="https://www.lutron.com/TechnicalDocumentLibrary/043492.pdf" target="_blank">Warranty Information</a> |  |  |  |  | 0.500 L | [14 empty] | 0 | 0 | 0 | 0 | Electrical | 2016-10-18 11:44 | 2024-07-20 11:23 | 0000-00-00 00:00:00 | 2025-11-29 02:00 | 0000-00-00 00:00:00
4 | Lutron Electronics | LWT-GGT-BB | 4460-8022 | 4460 | 8022 | Lutron Electronics | LWT-GGT-BB.png | 784276156097 | NW AR WP 2 GFK T, 1 ACC PLDM OPNG IN BB | Multigang WallPlate for New Architectural Controls and Accessories, Three-gang for 2 Grafik T controls and 1 accessory or Palladiom keypad in bright brass |  | 6 | 4 |  | LWT-GGT-BB.png | http://grandbrass.xologic.com/vendors/4460/large/LWT-GGT-BB.png | [47 empty] | 0 | 0 | 0 | [6 empty] | 0 | 1 | 1 | EA | 1 | Lighting Controls |  |  | Fittings and Hardware |  | Electrical Hardware And Supplies |  | Wallplates | [20 empty] | Switch Plates | [242 empty] | <a href="https://www.lutron.com/TechnicalDocumentLibrary/041496.pdf" target="_blank">Installation Instructions</a> | [23 empty] | 20.000 DW |  |  | 1.0000 IN | [89 empty] | 1.000 EA | 1.000 EA | [35 empty] | No | [42 empty] | https://www.lutron.com/TechnicalDocumentLibrary/369830_FRE.pdf | [7 empty] | Shelf Stock | [39 empty] | 39121704 | [13 empty] | <a href="https://www.lutron.com/TechnicalDocumentLibrary/043492.pdf" target="_blank">Warranty Information</a> |  |  |  |  | 0.500 L | [14 empty] | 0 | 0 | 0 | 0 | Electrical | 2016-10-18 11:44 | 2024-07-20 11:25 | 0000-00-00 00:00:00 | 2025-11-29 02:00 | 0000-00-00 00:00:00
4 | Lutron Electronics | LWT-GGT-BC | 4460-8023 | 4460 | 8023 | Lutron Electronics | LWT-GGT-BC.png | 784276156103 | NW AR WP 2 GFK T, 1 ACC PLDM OPNG IN BC | Multigang WallPlate for New Architectural Controls and Accessories, Three-gang for 2 Grafik T controls and 1 accessory or Palladiom keypad in bright chrome |  | 6 | 4 |  | LWT-GGT-BC.png | http://grandbrass.xologic.com/vendors/4460/large/LWT-GGT-BC.png | [47 empty] | 0 | 0 | 0 | [6 empty] | 0 | 1 | 1 | EA | 1 | Lighting Controls |  |  | Fittings and Hardware |  | Electrical Hardware And Supplies |  | Wallplates | [20 empty] | Switch Plates | [242 empty] | <a href="https://www.lutron.com/TechnicalDocumentLibrary/041496.pdf" target="_blank">Installation Instructions</a> | [23 empty] | 20.000 DW |  |  | 1.0000 IN | [89 empty] | 1.000 EA | 1.000 EA | [35 empty] | No | [42 empty] | https://www.lutron.com/TechnicalDocumentLibrary/369830_FRE.pdf | [7 empty] | Shelf Stock | [39 empty] | 39121704 | [13 empty] | <a href="https://www.lutron.com/TechnicalDocumentLibrary/043492.pdf" target="_blank">Warranty Information</a> |  |  |  |  | 0.500 L | [14 empty] | 0 | 0 | 0 | 0 | Electrical | 2016-10-18 11:44 | 2024-07-20 11:27 | 0000-00-00 00:00:00 | 2025-11-29 02:00 | 0000-00-00 00:00:00
4 | Lutron Electronics | LWT-GGT-SC | 4460-8024 | 4460 | 8024 | Lutron Electronics | LWT-GGT-SC.png | 784276156134 | NW AR WP 2 GFK T, 1 ACC PLDM OPNG IN SC | Multigang WallPlate for New Architectural Controls and Accessories, Three-gang for 2 Grafik T controls and 1 accessory or Palladiom keypad in satin chrome |  | 6 | 4 |  | LWT-GGT-SC.png | http://grandbrass.xologic.com/vendors/4460/large/LWT-GGT-SC.png | [47 empty] | 0 | 0 | 0 | [6 empty] | 0 | 1 | 1 | EA | 1 | Lighting Controls |  |  | Fittings and Hardware |  | Electrical Hardware And Supplies |  | Wallplates | [20 empty] | Switch Plates | [242 empty] | <a href="https://www.lutron.com/TechnicalDocumentLibrary/041496.pdf" target="_blank">Installation Instructions</a> | [23 empty] | 20.000 DW |  |  | 1.0000 IN | [89 empty] | 1.000 EA | 1.000 EA | [35 empty] | No | [42 empty] | https://www.lutron.com/TechnicalDocumentLibrary/369830_FRE.pdf | [7 empty] | Shelf Stock | [39 empty] | 39121704 | [13 empty] | <a href="https://www.lutron.com/TechnicalDocumentLibrary/043492.pdf" target="_blank">Warranty Information</a> |  |  |  |  | 0.500 L | [14 empty] | 0 | 0 | 0 | 0 | Electrical | 2016-10-18 11:44 | 2024-07-20 11:18 | 0000-00-00 00:00:00 | 2025-11-29 02:00 | 0000-00-00 00:00:00
4 | Lutron Electronics | LWT-GGT-SN | 4460-8025 | 4460 | 8025 | Lutron Electronics | LWT-GGT-SN.png | 784276156141 | NW AR WP 2 GFK T, 1 ACC PLDM OPNG IN SN | Multigang WallPlate for New Architectural Controls and Accessories, Three-gang for 2 Grafik T controls and 1 accessory or Palladiom keypad in satin nickel |  | 6 | 4 |  | LWT-GGT-SN.png | http://grandbrass.xologic.com/vendors/4460/large/LWT-GGT-SN.png | [47 empty] | 0 | 0 | 0 | [6 empty] | 0 | 1 | 1 | EA | 1 | Lighting Controls |  |  | Fittings and Hardware |  | Electrical Hardware And Supplies |  | Wallplates | [20 empty] | Switch Plates | [242 empty] | <a href="https://www.lutron.com/TechnicalDocumentLibrary/041496.pdf" target="_blank">Installation Instructions</a> | [23 empty] | 20.000 DW |  |  | 1.0000 IN | [89 empty] | 1.000 EA | 1.000 EA | [35 empty] | No | [42 empty] | https://www.lutron.com/TechnicalDocumentLibrary/369830_FRE.pdf | [7 empty] | Shelf Stock | [39 empty] | 39121704 | [13 empty] | <a href="https://www.lutron.com/TechnicalDocumentLibrary/043492.pdf" target="_blank">Warranty Information</a> |  |  |  |  | 0.500 L | [14 empty] | 0 | 0 | 0 | 0 | Electrical | 2016-10-18 11:44 | 2024-07-20 11:23 | 0000-00-00 00:00:00 | 2025-11-29 02:00 | 0000-00-00 00:00:00
4 | Lutron Electronics | LWT-GGT-BN | 4460-8026 | 4460 | 8026 | Lutron Electronics | LWT-GGT-BN.png | 784276156158 | NW AR WP 2 GFK T, 1 ACC PLDM OPNG IN BN | Multigang WallPlate for New Architectural Controls and Accessories, Three-gang for 2 Grafik T controls and 1 accessory or Palladiom keypad in bright nickel |  | 6 | 4 |  | LWT-GGT-BN.png | http://grandbrass.xologic.com/vendors/4460/large/LWT-GGT-BN.png | [47 empty] | 0 | 0 | 0 | [6 empty] | 0 | 1 | 1 | EA | 1 | Lighting Controls |  |  | Fittings and Hardware |  | Electrical Hardware And Supplies |  | Wallplates | [20 empty] | Switch Plates | [242 empty] | <a href="https://www.lutron.com/TechnicalDocumentLibrary/041496.pdf" target="_blank">Installation Instructions</a> | [23 empty] | 20.000 DW |  |  | 1.0000 IN | [89 empty] | 1.000 EA | 1.000 EA | [35 empty] | No | [42 empty] | https://www.lutron.com/TechnicalDocumentLibrary/369830_FRE.pdf | [7 empty] | Shelf Stock | [39 empty] | 39121704 | [13 empty] | <a href="https://www.lutron.com/TechnicalDocumentLibrary/043492.pdf" target="_blank">Warranty Information</a> |  |  |  |  | 0.500 L | [14 empty] | 0 | 0 | 0 | 0 | Electrical | 2016-10-18 11:44 | 2024-07-20 11:21 | 0000-00-00 00:00:00 | 2025-11-29 02:00 | 0000-00-00 00:00:00
4 | Lutron Electronics | LWT-GTT-WH | 4460-8027 | 4460 | 8027 | Lutron Electronics | LWT-GTT-WH.png | 784276156196 | NW AR WP 1 GFK T, 2 PLDM OPNG IN WH | Multigang WallPlate for New Architectural Controls and Accessories, Three-gang for 1 Grafik T controls and 2 accessories or Palladiom keypads in white |  | 6.3 | 1.5 |  | LWT-GTT-WH.png | http://grandbrass.xologic.com/vendors/4460/large/LWT-GTT-WH.png | [47 empty] | 0 | 0 | 0 | [6 empty] | 0 | 1 | 1 | EA | 1 | Lighting Controls |  |  | Fittings and Hardware |  | Electrical Hardware And Supplies |  | Wallplates | [20 empty] | Switch Plates | [242 empty] | <a href="https://www.lutron.com/TechnicalDocumentLibrary/041496.pdf" target="_blank">Installation Instructions</a> | [23 empty] | 10.000 DW |  |  | 8.7000 IN | [89 empty] | 1.000 EA | 1.000 EA | [35 empty] | No | [42 empty] | https://www.lutron.com/TechnicalDocumentLibrary/369830_FRE.pdf | [7 empty] | Shelf Stock | [39 empty] | 39121704 | [13 empty] | <a href="https://www.lutron.com/TechnicalDocumentLibrary/043492.pdf" target="_blank">Warranty Information</a> |  |  |  |  | 0.300 L | [14 empty] | 0 | 0 | 0 | 0 | Electrical | 2016-10-18 11:44 | 2024-07-20 11:23 | 0000-00-00 00:00:00 | 2025-11-29 02:00 | 0000-00-00 00:00:00 | [6 empty] | White
4 | Lutron Electronics | LWT-GTT-BE | 4460-8028 | 4460 | 8028 | Lutron Electronics | LWT-GTT-BE.png | 784276156202 | NW AR WP 1 GFK T, 2 ACC PLDM OPNG IN BE | Multigang WallPlate for New Architectural Controls and Accessories, Three-gang for 1 Grafik T controls and 2 accessories or Palladiom keypads in beige |  | 6 | 4 |  | LWT-GTT-BE.png | http://grandbrass.xologic.com/vendors/4460/large/LWT-GTT-BE.png | [47 empty] | 0 | 0 | 0 | [6 empty] | 0 | 1 | 1 | EA | 1 | Lighting Controls |  |  | Fittings and Hardware |  | Electrical Hardware And Supplies |  | Wallplates | [20 empty] | Switch Plates | [242 empty] | <a href="https://www.lutron.com/TechnicalDocumentLibrary/041496.pdf" target="_blank">Installation Instructions</a> | [23 empty] | 10.000 DW |  |  | 1.0000 IN | [89 empty] | 1.000 EA | 1.000 EA | [35 empty] | No | [42 empty] | https://www.lutron.com/TechnicalDocumentLibrary/369830_FRE.pdf | [7 empty] | Shelf Stock | [39 empty] | 39121704 | [13 empty] | <a href="https://www.lutron.com/TechnicalDocumentLibrary/043492.pdf" target="_blank">Warranty Information</a> |  |  |  |  | 0.500 L | [14 empty] | 0 | 0 | 0 | 0 | Electrical | 2016-10-18 11:44 | 2024-07-20 11:23 | 0000-00-00 00:00:00 | 2025-11-29 02:00 | 0000-00-00 00:00:00 | [6 empty] | Beige
4 | Lutron Electronics | LWT-GTT-IV | 4460-8029 | 4460 | 8029 | Lutron Electronics | LWT-GTT-IV.png | 784276156219 | NW AR WP 1 GFK T, 2 ACC PLDM OPNG IN IV | Multigang WallPlate for New Architectural Controls and Accessories, Three-gang for 1 Grafik T controls and 2 accessories or Palladiom keypads in ivory |  | 6 | 4 |  | LWT-GTT-IV.png | http://grandbrass.xologic.com/vendors/4460/large/LWT-GTT-IV.png | [47 empty] | 0 | 0 | 0 | [6 empty] | 0 | 1 | 1 | EA | 1 | Lighting Controls |  |  | Fittings and Hardware |  | Electrical Hardware And Supplies |  | Wallplates | [20 empty] | Switch Plates | [242 empty] | <a href="https://www.lutron.com/TechnicalDocumentLibrary/041496.pdf" target="_blank">Installation Instructions</a> | [23 empty] | 10.000 DW |  |  | 1.0000 IN | [89 empty] | 1.000 EA | 1.000 EA | [35 empty] | No | [42 empty] | https://www.lutron.com/TechnicalDocumentLibrary/369830_FRE.pdf | [7 empty] | Shelf Stock | [39 empty] | 39121704 | [13 empty] | <a href="https://www.lutron.com/TechnicalDocumentLibrary/043492.pdf" target="_blank">Warranty Information</a> |  |  |  |  | 0.500 L | [14 empty] | 0 | 0 | 0 | 0 | Electrical | 2016-10-18 11:45 | 2024-07-20 11:23 | 0000-00-00 00:00:00 | 2025-11-29 02:00 | 0000-00-00 00:00:00 | [6 empty] | Ivory
4 | Lutron Electronics | LWT-GTT-AL | 4460-8030 | 4460 | 8030 | Lutron Electronics | LWT-GTT-AL.png | 784276156226 | NW AR WP 1 GFK T, 2 ACC PLDM OPNG IN AL | Multigang WallPlate for New Architectural Controls and Accessories, Three-gang for 1 Grafik T controls and 2 accessories or Palladiom keypads in almond |  | 6 | 4 |  | LWT-GTT-AL.png | http://grandbrass.xologic.com/vendors/4460/large/LWT-GTT-AL.png | [47 empty] | 0 | 0 | 0 | [6 empty] | 0 | 1 | 1 | EA | 1 | Lighting Controls |  |  | Fittings and Hardware |  | Electrical Hardware And Supplies |  | Wallplates | [20 empty] | Switch Plates | [242 empty] | <a href="https://www.lutron.com/TechnicalDocumentLibrary/041496.pdf" target="_blank">Installation Instructions</a> | [23 empty] | 10.000 DW |  |  | 1.0000 IN | [89 empty] | 1.000 EA | 1.000 EA | [35 empty] | No | [42 empty] | https://www.lutron.com/TechnicalDocumentLibrary/369830_FRE.pdf | [7 empty] | Shelf Stock | [39 empty] | 39121704 | [13 empty] | <a href="https://www.lutron.com/TechnicalDocumentLibrary/043492.pdf" target="_blank">Warranty Information</a> |  |  |  |  | 0.500 L | [14 empty] | 0 | 0 | 0 | 0 | Electrical | 2016-10-18 11:45 | 2024-07-20 11:27 | 0000-00-00 00:00:00 | 2025-11-29 02:00 | 0000-00-00 00:00:00 | [6 empty] | Almond
4 | Lutron Electronics | LWT-GTT-LA | 4460-8031 | 4460 | 8031 | Lutron Electronics | LWT-GTT-LA.png | 784276156233 | NW AR WP 1 GFK T, 2 PLDM OPNG IN LA | Multigang WallPlate for New Architectural Controls and Accessories, Three-gang for 1 Grafik T controls and 2 accessories or Palladiom keypads in light almond |  | 9 | 1.5 |  | LWT-GTT-LA.png | http://grandbrass.xologic.com/vendors/4460/large/LWT-GTT-LA.png | [47 empty] | 0 | 0 | 0 | [6 empty] | 0 | 1 | 1 | EA | 1 | Lighting Controls |  |  | Fittings and Hardware |  | Electrical Hardware And Supplies |  | Wallplates | [20 empty] | Switch Plates | [242 empty] | <a href="https://www.lutron.com/TechnicalDocumentLibrary/041496.pdf" target="_blank">Installation Instructions</a> | [23 empty] | 10.000 DW |  |  | 6.0000 IN | [89 empty] | 1.000 EA | 1.000 EA | [35 empty] | No | [42 empty] | https://www.lutron.com/TechnicalDocumentLibrary/369830_FRE.pdf | [7 empty] | Shelf Stock | [39 empty] | 39121704 | [13 empty] | <a href="https://www.lutron.com/TechnicalDocumentLibrary/043492.pdf" target="_blank">Warranty Information</a> |  |  |  |  | 0.350 L | [14 empty] | 0 | 0 | 0 | 0 | Electrical | 2016-10-18 11:45 | 2024-07-20 11:23 | 0000-00-00 00:00:00 | 2025-11-29 02:00 | 0000-00-00 00:00:00
4 | Lutron Electronics | LWT-GTT-GR | 4460-8032 | 4460 | 8032 | Lutron Electronics | LWT-GTT-GR.png | 784276156240 | NW AR WP 1 GFK T, 2 ACC PLDM OPNG IN GR | Multigang WallPlate for New Architectural Controls and Accessories, Three-gang for 1 Grafik T controls and 2 accessories or Palladiom keypads in gray |  | 6 | 4 |  | LWT-GTT-GR.png | http://grandbrass.xologic.com/vendors/4460/large/LWT-GTT-GR.png | [47 empty] | 0 | 0 | 0 | [6 empty] | 0 | 1 | 1 | EA | 1 | Lighting Controls |  |  | Fittings and Hardware |  | Electrical Hardware And Supplies |  | Wallplates | [20 empty] | Switch Plates | [242 empty] | <a href="https://www.lutron.com/TechnicalDocumentLibrary/041496.pdf" target="_blank">Installation Instructions</a> | [23 empty] | 10.000 DW |  |  | 1.0000 IN | [89 empty] | 1.000 EA | 1.000 EA | [35 empty] | No | [42 empty] | https://www.lutron.com/TechnicalDocumentLibrary/369830_FRE.pdf | [7 empty] | Shelf Stock | [39 empty] | 39121704 | [13 empty] | <a href="https://www.lutron.com/TechnicalDocumentLibrary/043492.pdf" target="_blank">Warranty Information</a> |  |  |  |  | 0.500 L | [14 empty] | 0 | 0 | 0 | 0 | Electrical | 2016-10-18 11:45 | 2024-07-20 11:23 | 0000-00-00 00:00:00 | 2025-11-29 02:00 | 0000-00-00 00:00:00 | [6 empty] | Gray
4 | Lutron Electronics | LWT-GTT-TP | 4460-8033 | 4460 | 8033 | Lutron Electronics | LWT-GTT-TP.png | 784276156257 | NW AR WP 1 GFK T, 2 ACC PLDM OPNG IN TP | Multigang WallPlate for New Architectural Controls and Accessories, Three-gang for 1 Grafik T controls and 2 accessories or Palladiom keypads in taupe |  | 6 | 4 |  | LWT-GTT-TP.png | http://grandbrass.xologic.com/vendors/4460/large/LWT-GTT-TP.png | [47 empty] | 0 | 0 | 0 | [6 empty] | 0 | 1 | 1 | EA | 1 | Lighting Controls |  |  | Fittings and Hardware |  | Electrical Hardware And Supplies |  | Wallplates | [20 empty] | Switch Plates | [242 empty] | <a href="https://www.lutron.com/TechnicalDocumentLibrary/041496.pdf" target="_blank">Installation Instructions</a> | [23 empty] | 10.000 DW |  |  | 1.0000 IN | [89 empty] | 1.000 EA | 1.000 EA | [35 empty] | No | [42 empty] | https://www.lutron.com/TechnicalDocumentLibrary/369830_FRE.pdf | [7 empty] | Shelf Stock | [39 empty] | 39121704 | [13 empty] | <a href="https://www.lutron.com/TechnicalDocumentLibrary/043492.pdf" target="_blank">Warranty Information</a> |  |  |  |  | 0.500 L | [14 empty] | 0 | 0 | 0 | 0 | Electrical | 2016-10-18 11:45 | 2024-07-20 11:18 | 0000-00-00 00:00:00 | 2025-11-29 02:00 | 0000-00-00 00:00:00 | [6 empty] | Taupe
4 | Lutron Electronics | LWT-GTT-SI | 4460-8034 | 4460 | 8034 | Lutron Electronics | LWT-GTT-SI.png | 784276156264 | NW AR WP 1 GFK T, 2 ACC PLDM OPNG IN SI | Multigang WallPlate for New Architectural Controls and Accessories, Three-gang for 1 Grafik T controls and 2 accessories or Palladiom keypads in sienna |  | 6 | 4 |  | LWT-GTT-SI.png | http://grandbrass.xologic.com/vendors/4460/large/LWT-GTT-SI.png | [47 empty] | 0 | 0 | 0 | [6 empty] | 0 | 1 | 1 | EA | 1 | Lighting Controls |  |  | Fittings and Hardware |  | Electrical Hardware And Supplies |  | Wallplates | [20 empty] | Switch Plates | [242 empty] | <a href="https://www.lutron.com/TechnicalDocumentLibrary/041496.pdf" target="_blank">Installation Instructions</a> | [23 empty] | 10.000 DW |  |  | 1.0000 IN | [89 empty] | 1.000 EA | 1.000 EA | [35 empty] | No | [42 empty] | https://www.lutron.com/TechnicalDocumentLibrary/369830_FRE.pdf | [7 empty] | Shelf Stock | [39 empty] | 39121704 | [13 empty] | <a href="https://www.lutron.com/TechnicalDocumentLibrary/043492.pdf" target="_blank">Warranty Information</a> |  |  |  |  | 0.500 L | [14 empty] | 0 | 0 | 0 | 0 | Electrical | 2016-10-18 11:45 | 2024-07-20 11:28 | 0000-00-00 00:00:00 | 2025-11-29 02:00 | 0000-00-00 00:00:00 | [6 empty] | Sienna
4 | Lutron Electronics | LWT-GTT-BL | 4460-8035 | 4460 | 8035 | Lutron Electronics | LWT-GTT-BL.png | 784276156288 | NW AR WP 1 GFK T, 2 ACC PLDM OPNG IN BL | Multigang WallPlate for New Architectural Controls and Accessories, Three-gang for 1 Grafik T controls and 2 accessories or Palladiom keypads in black |  | 6 | 4 |  | LWT-GTT-BL.png | http://grandbrass.xologic.com/vendors/4460/large/LWT-GTT-BL.png | [47 empty] | 0 | 0 | 0 | [6 empty] | 0 | 1 | 1 | EA | 1 | Lighting Controls |  |  | Fittings and Hardware |  | Electrical Hardware And Supplies |  | Wallplates | [20 empty] | Switch Plates | [242 empty] | <a href="https://www.lutron.com/TechnicalDocumentLibrary/041496.pdf" target="_blank">Installation Instructions</a> | [23 empty] | 10.000 DW |  |  | 1.0000 IN | [89 empty] | 1.000 EA | 1.000 EA | [35 empty] | No | [42 empty] | https://www.lutron.com/TechnicalDocumentLibrary/369830_FRE.pdf | [7 empty] | Shelf Stock | [39 empty] | 39121704 | [13 empty] | <a href="https://www.lutron.com/TechnicalDocumentLibrary/043492.pdf" target="_blank">Warranty Information</a> |  |  |  |  | 0.500 L | [14 empty] | 0 | 0 | 0 | 0 | Electrical | 2016-10-18 11:45 | 2024-07-20 11:17 | 0000-00-00 00:00:00 | 2025-11-29 02:00 | 0000-00-00 00:00:00 | [6 empty] | Black
4 | Lutron Electronics | LWT-GTT-CWH | 4460-8036 | 4460 | 8036 | Lutron Electronics | LWT-GTT-CWH.jpg | 784276156295 | NW AR WP 1 GFK T, 2 ACC PLDM OPNG IN CWH | Multigang Wallplate for New Architectural Controls and Accessories, Three-gang for 1 Grafik T controls and 2 accessories or Palladiom keypads in clear white glass |  | 6 | 4 |  | LWT-GTT-CWH.jpg | http://grandbrass.xologic.com/vendors/4460/large/LWT-GTT-CWH.jpg | [47 empty] | 0 | 0 | 0 | [6 empty] | 0 | 1 | 1 | EA | 1 | Lighting Controls |  |  | Fittings and Hardware |  | Electrical Hardware And Supplies |  | Wallplates | [20 empty] | Switch Plates | [242 empty] | <a href="https://www.lutron.com/TechnicalDocumentLibrary/041496.pdf" target="_blank">Installation Instructions</a> | [23 empty] | 10.000 DW |  |  | 1.0000 IN | [89 empty] | 1.000 EA | 1.000 EA | [35 empty] | No | [42 empty] | https://www.lutron.com/TechnicalDocumentLibrary/369830_FRE.pdf | [7 empty] | Shelf Stock | [39 empty] | 39121704 | [13 empty] | <a href="https://www.lutron.com/TechnicalDocumentLibrary/043492.pdf" target="_blank">Warranty Information</a> |  |  |  |  | 0.500 L | [14 empty] | 0 | 0 | 0 | 0 | Electrical | 2016-10-18 11:45 | 2024-07-20 11:21 | 0000-00-00 00:00:00 | 2025-11-29 02:00 | 0000-00-00 00:00:00
4 | Lutron Electronics | LWT-GTT-SB | 4460-8037 | 4460 | 8037 | Lutron Electronics | LWT-GTT-SB.png | 784276156301 | NW AR WP 1 GFK T, 2 ACC PLDM OPNG IN SB | Multigang WallPlate for New Architectural Controls and Accessories, Three-gang for 1 Grafik T control and 2 accessories or Palladiom keypads in satin brass |  | 6 | 4 |  | LWT-GTT-SB.png | http://grandbrass.xologic.com/vendors/4460/large/LWT-GTT-SB.png | [47 empty] | 0 | 0 | 0 | [6 empty] | 0 | 1 | 1 | EA | 1 | Lighting Controls |  |  | Fittings and Hardware |  | Electrical Hardware And Supplies |  | Wallplates | [20 empty] | Switch Plates | [242 empty] | <a href="https://www.lutron.com/TechnicalDocumentLibrary/041496.pdf" target="_blank">Installation Instructions</a> | [23 empty] | 20.000 DW |  |  | 1.0000 IN | [89 empty] | 1.000 EA | 1.000 EA | [35 empty] | No | [42 empty] | https://www.lutron.com/TechnicalDocumentLibrary/369830_FRE.pdf | [7 empty] | Shelf Stock | [39 empty] | 39121704 | [13 empty] | <a href="https://www.lutron.com/TechnicalDocumentLibrary/043492.pdf" target="_blank">Warranty Information</a> |  |  |  |  | 0.500 L | [14 empty] | 0 | 0 | 0 | 0 | Electrical | 2016-10-18 11:45 | 2024-07-20 11:21 | 0000-00-00 00:00:00 | 2025-11-29 02:00 | 0000-00-00 00:00:00
4 | Lutron Electronics | LWT-GTT-BB | 4460-8038 | 4460 | 8038 | Lutron Electronics | LWT-GTT-BB.png | 784276156318 | NW AR WP 1 GFK T, 2 ACC PLDM OPNG IN BB | Multigang WallPlate for New Architectural Controls and Accessories, Three-gang for 1 Grafik T control and 2 accessories or Palladiom keypads in bright brass |  | 6 | 4 |  | LWT-GTT-BB.png | http://grandbrass.xologic.com/vendors/4460/large/LWT-GTT-BB.png | [47 empty] | 0 | 0 | 0 | [6 empty] | 0 | 1 | 1 | EA | 1 | Lighting Controls |  |  | Fittings and Hardware |  | Electrical Hardware And Supplies |  | Wallplates | [20 empty] | Switch Plates | [242 empty] | <a href="https://www.lutron.com/TechnicalDocumentLibrary/041496.pdf" target="_blank">Installation Instructions</a> | [23 empty] | 20.000 DW |  |  | 1.0000 IN | [89 empty] | 1.000 EA | 1.000 EA | [35 empty] | No | [42 empty] | https://www.lutron.com/TechnicalDocumentLibrary/369830_FRE.pdf | [7 empty] | Shelf Stock | [39 empty] | 39121704 | [13 empty] | <a href="https://www.lutron.com/TechnicalDocumentLibrary/043492.pdf" target="_blank">Warranty Information</a> |  |  |  |  | 0.500 L | [14 empty] | 0 | 0 | 0 | 0 | Electrical | 2016-10-18 11:45 | 2024-07-20 11:29 | 0000-00-00 00:00:00 | 2025-11-29 02:00 | 0000-00-00 00:00:00
4 | Lutron Electronics | LWT-GTT-BC | 4460-8039 | 4460 | 8039 | Lutron Electronics | LWT-GTT-BC.png | 784276156325 | NW AR WP 1 GFK T, 2 ACC PLDM OPNG IN BC | Multigang WallPlate for New Architectural Controls and Accessories, Three-gang for 1 Grafik T control and 2 accessories or Palladiom keypads in bright chrome |  | 6 | 4 |  | LWT-GTT-BC.png | http://grandbrass.xologic.com/vendors/4460/large/LWT-GTT-BC.png | [47 empty] | 0 | 0 | 0 | [6 empty] | 0 | 1 | 1 | EA | 1 | Lighting Controls |  |  | Fittings and Hardware |  | Electrical Hardware And Supplies |  | Wallplates | [20 empty] | Switch Plates | [242 empty] | <a href="https://www.lutron.com/TechnicalDocumentLibrary/041496.pdf" target="_blank">Installation Instructions</a> | [23 empty] | 20.000 DW |  |  | 1.0000 IN | [89 empty] | 1.000 EA | 1.000 EA | [35 empty] | No | [42 empty] | https://www.lutron.com/TechnicalDocumentLibrary/369830_FRE.pdf | [7 empty] | Shelf Stock | [39 empty] | 39121704 | [13 empty] | <a href="https://www.lutron.com/TechnicalDocumentLibrary/043492.pdf" target="_blank">Warranty Information</a> |  |  |  |  | 0.500 L | [14 empty] | 0 | 0 | 0 | 0 | Electrical | 2016-10-18 11:45 | 2024-07-20 11:27 | 0000-00-00 00:00:00 | 2025-11-29 02:00 | 0000-00-00 00:00:00
4 | Lutron Electronics | LWT-GTT-SC | 4460-8040 | 4460 | 8040 | Lutron Electronics | LWT-GTT-SC.png | 784276156356 | NW AR WP 1 GFK T, 2 ACC PLDM OPNG IN SC | Multigang WallPlate for New Architectural Controls and Accessories, Three-gang for 1 Grafik T control and 2 accessories or Palladiom keypads in satin chrome |  | 6 | 4 |  | LWT-GTT-SC.png | http://grandbrass.xologic.com/vendors/4460/large/LWT-GTT-SC.png | [47 empty] | 0 | 0 | 0 | [6 empty] | 0 | 1 | 1 | EA | 1 | Lighting Controls |  |  | Fittings and Hardware |  | Electrical Hardware And Supplies |  | Wallplates | [20 empty] | Switch Plates | [242 empty] | <a href="https://www.lutron.com/TechnicalDocumentLibrary/041496.pdf" target="_blank">Installation Instructions</a> | [23 empty] | 20.000 DW |  |  | 1.0000 IN | [89 empty] | 1.000 EA | 1.000 EA | [35 empty] | No | [42 empty] | https://www.lutron.com/TechnicalDocumentLibrary/369830_FRE.pdf | [7 empty] | Shelf Stock | [39 empty] | 39121704 | [13 empty] | <a href="https://www.lutron.com/TechnicalDocumentLibrary/043492.pdf" target="_blank">Warranty Information</a> |  |  |  |  | 0.500 L | [14 empty] | 0 | 0 | 0 | 0 | Electrical | 2016-10-18 11:45 | 2024-07-20 11:23 | 0000-00-00 00:00:00 | 2025-11-29 02:00 | 0000-00-00 00:00:00
4 | Lutron Electronics | LWT-GTT-SN | 4460-8041 | 4460 | 8041 | Lutron Electronics | LWT-GTT-SN.png | 784276156363 | NW AR WP 1 GFK T, 2 ACC PLDM OPNG IN SN | Multigang WallPlate for New Architectural Controls and Accessories, Three-gang for 1 Grafik T control and 2 accessories or Palladiom keypads in satin nickel |  | 6 | 4 |  | LWT-GTT-SN.png | http://grandbrass.xologic.com/vendors/4460/large/LWT-GTT-SN.png | [47 empty] | 0 | 0 | 0 | [6 empty] | 0 | 1 | 1 | EA | 1 | Lighting Controls |  |  | Fittings and Hardware |  | Electrical Hardware And Supplies |  | Wallplates | [20 empty] | Switch Plates | [242 empty] | <a href="https://www.lutron.com/TechnicalDocumentLibrary/041496.pdf" target="_blank">Installation Instructions</a> | [23 empty] | 20.000 DW |  |  | 1.0000 IN | [89 empty] | 1.000 EA | 1.000 EA | [35 empty] | No | [42 empty] | https://www.lutron.com/TechnicalDocumentLibrary/369830_FRE.pdf | [7 empty] | Shelf Stock | [39 empty] | 39121704 | [13 empty] | <a href="https://www.lutron.com/TechnicalDocumentLibrary/043492.pdf" target="_blank">Warranty Information</a> |  |  |  |  | 0.500 L | [14 empty] | 0 | 0 | 0 | 0 | Electrical | 2016-10-18 11:45 | 2024-07-20 11:29 | 0000-00-00 00:00:00 | 2025-11-29 02:00 | 0000-00-00 00:00:00
4 | Lutron Electronics | LWT-GTT-BN | 4460-8042 | 4460 | 8042 | Lutron Electronics | LWT-GTT-BN.png | 784276156370 | NW AR WP 1 GFK T, 2 ACC PLDM OPNG IN BN | Multigang WallPlate for New Architectural Controls and Accessories, Three-gang for 1 Grafik T control and 2 accessories or Palladiom keypads in bright nickel |  | 6 | 4 |  | LWT-GTT-BN.png | http://grandbrass.xologic.com/vendors/4460/large/LWT-GTT-BN.png | [47 empty] | 0 | 0 | 0 | [6 empty] | 0 | 1 | 1 | EA | 1 | Lighting Controls |  |  | Fittings and Hardware |  | Electrical Hardware And Supplies |  | Wallplates | [20 empty] | Switch Plates | [242 empty] | <a href="https://www.lutron.com/TechnicalDocumentLibrary/041496.pdf" target="_blank">Installation Instructions</a> | [23 empty] | 20.000 DW |  |  | 1.0000 IN | [89 empty] | 1.000 EA | 1.000 EA | [35 empty] | No | [42 empty] | https://www.lutron.com/TechnicalDocumentLibrary/369830_FRE.pdf | [7 empty] | Shelf Stock | [39 empty] | 39121704 | [13 empty] | <a href="https://www.lutron.com/TechnicalDocumentLibrary/043492.pdf" target="_blank">Warranty Information</a> |  |  |  |  | 0.500 L | [14 empty] | 0 | 0 | 0 | 0 | Electrical | 2016-10-18 11:45 | 2024-07-20 11:23 | 0000-00-00 00:00:00 | 2025-11-29 02:00 | 0000-00-00 00:00:00
4 | Lutron Electronics | LWT-TTG-WH | 4460-8043 | 4460 | 8043 | Lutron Electronics | LWT-TTG-WH.png | 784276156417 | NW AR WP 2 ACC PLDM, 1 GFK T OPNG IN WH | Multigang WallPlate for New Architectural Controls and Accessories, Three-gang for 2 accessories or Palladiom keypads and 1 Grafik T control in white |  | 6 | 4 |  | LWT-TTG-WH.png | http://grandbrass.xologic.com/vendors/4460/large/LWT-TTG-WH.png | [47 empty] | 0 | 0 | 0 | [6 empty] | 0 | 1 | 1 | EA | 1 | Lighting Controls |  |  | Fittings and Hardware |  | Electrical Hardware And Supplies |  | Wallplates | [20 empty] | Switch Plates | [242 empty] | <a href="https://www.lutron.com/TechnicalDocumentLibrary/041496.pdf" target="_blank">Installation Instructions</a> | [23 empty] | 10.000 DW |  |  | 1.0000 IN | [89 empty] | 1.000 EA | 1.000 EA | [35 empty] | No | [42 empty] | https://www.lutron.com/TechnicalDocumentLibrary/369830_FRE.pdf | [7 empty] | Shelf Stock | [39 empty] | 39121704 | [13 empty] | <a href="https://www.lutron.com/TechnicalDocumentLibrary/043492.pdf" target="_blank">Warranty Information</a> |  |  |  |  | 0.500 L | [14 empty] | 0 | 0 | 0 | 0 | Electrical | 2016-10-18 11:45 | 2024-07-20 11:24 | 0000-00-00 00:00:00 | 2025-11-29 02:00 | 0000-00-00 00:00:00 | [6 empty] | White
4 | Lutron Electronics | LWT-TTG-BE | 4460-8044 | 4460 | 8044 | Lutron Electronics | LWT-TTG-BE.png | 784276156424 | NW AR WP 2 ACC PLDM, 1 GFK T OPNG IN BE | Multigang WallPlate for New Architectural Controls and Accessories, Three-gang for 2 accessories or Palladiom keypads and 1 Grafik T control in beige |  | 6 | 4 |  | LWT-TTG-BE.png | http://grandbrass.xologic.com/vendors/4460/large/LWT-TTG-BE.png | [47 empty] | 0 | 0 | 0 | [6 empty] | 0 | 1 | 1 | EA | 1 | Lighting Controls |  |  | Fittings and Hardware |  | Electrical Hardware And Supplies |  | Wallplates | [20 empty] | Switch Plates | [242 empty] | <a href="https://www.lutron.com/TechnicalDocumentLibrary/041496.pdf" target="_blank">Installation Instructions</a> | [23 empty] | 10.000 DW |  |  | 1.0000 IN | [89 empty] | 1.000 EA | 1.000 EA | [35 empty] | No | [42 empty] | https://www.lutron.com/TechnicalDocumentLibrary/369830_FRE.pdf | [7 empty] | Shelf Stock | [39 empty] | 39121704 | [13 empty] | <a href="https://www.lutron.com/TechnicalDocumentLibrary/043492.pdf" target="_blank">Warranty Information</a> |  |  |  |  | 0.500 L | [14 empty] | 0 | 0 | 0 | 0 | Electrical | 2016-10-18 11:45 | 2024-07-20 11:43 | 0000-00-00 00:00:00 | 2025-11-29 02:00 | 0000-00-00 00:00:00 | [6 empty] | Beige
4 | Lutron Electronics | LWT-TTG-IV | 4460-8045 | 4460 | 8045 | Lutron Electronics | LWT-TTG-IV.png | 784276156431 | NW AR WP 2 ACC PLDM, 1 GFK T OPNG IN IV | Multigang WallPlate for New Architectural Controls and Accessories, Three-gang for 2 accessories or Palladiom keypads and 1 Grafik T control in ivory |  | 6 | 4 |  | LWT-TTG-IV.png | http://grandbrass.xologic.com/vendors/4460/large/LWT-TTG-IV.png | [47 empty] | 0 | 0 | 0 | [6 empty] | 0 | 1 | 1 | EA | 1 | Lighting Controls |  |  | Fittings and Hardware |  | Electrical Hardware And Supplies |  | Wallplates | [20 empty] | Switch Plates | [242 empty] | <a href="https://www.lutron.com/TechnicalDocumentLibrary/041496.pdf" target="_blank">Installation Instructions</a> | [23 empty] | 10.000 DW |  |  | 1.0000 IN | [89 empty] | 1.000 EA | 1.000 EA | [35 empty] | No | [42 empty] | https://www.lutron.com/TechnicalDocumentLibrary/369830_FRE.pdf | [7 empty] | Shelf Stock | [39 empty] | 39121704 | [13 empty] | <a href="https://www.lutron.com/TechnicalDocumentLibrary/043492.pdf" target="_blank">Warranty Information</a> |  |  |  |  | 0.500 L | [14 empty] | 0 | 0 | 0 | 0 | Electrical | 2016-10-18 11:45 | 2024-07-20 11:43 | 0000-00-00 00:00:00 | 2025-11-29 02:00 | 0000-00-00 00:00:00 | [6 empty] | Ivory
4 | Lutron Electronics | LWT-TTG-AL | 4460-8046 | 4460 | 8046 | Lutron Electronics | LWT-TTG-AL.png | 784276156448 | NW AR WP 2 ACC PLDM, 1 GFK T OPNG IN AL | Multigang WallPlate for New Architectural Controls and Accessories, Three-gang for 2 accessories or Palladiom keypads and 1 Grafik T control in almond |  | 6 | 4 |  | LWT-TTG-AL.png | http://grandbrass.xologic.com/vendors/4460/large/LWT-TTG-AL.png | [47 empty] | 0 | 0 | 0 | [6 empty] | 0 | 1 | 1 | EA | 1 | Lighting Controls |  |  | Fittings and Hardware |  | Electrical Hardware And Supplies |  | Wallplates | [20 empty] | Switch Plates | [242 empty] | <a href="https://www.lutron.com/TechnicalDocumentLibrary/041496.pdf" target="_blank">Installation Instructions</a> | [23 empty] | 10.000 DW |  |  | 1.0000 IN | [89 empty] | 1.000 EA | 1.000 EA | [35 empty] | No | [42 empty] | https://www.lutron.com/TechnicalDocumentLibrary/369830_FRE.pdf | [7 empty] | Shelf Stock | [39 empty] | 39121704 | [13 empty] | <a href="https://www.lutron.com/TechnicalDocumentLibrary/043492.pdf" target="_blank">Warranty Information</a> |  |  |  |  | 0.500 L | [14 empty] | 0 | 0 | 0 | 0 | Electrical | 2016-10-18 11:45 | 2024-07-20 11:23 | 0000-00-00 00:00:00 | 2025-11-29 02:00 | 0000-00-00 00:00:00 | [6 empty] | Almond
4 | Lutron Electronics | LWT-TTG-LA | 4460-8047 | 4460 | 8047 | Lutron Electronics | LWT-TTG-LA.png | 784276156455 | NW AR WP 2 ACC PLDM, 1 GFK T OPNG IN LA | Multigang WallPlate for New Architectural Controls and Accessories, Three-gang for 2 accessories or Palladiom keypads and 1 Grafik T control in light almond |  | 6 | 4 |  | LWT-TTG-LA.png | http://grandbrass.xologic.com/vendors/4460/large/LWT-TTG-LA.png | [47 empty] | 0 | 0 | 0 | [6 empty] | 0 | 1 | 1 | EA | 1 | Lighting Controls |  |  | Fittings and Hardware |  | Electrical Hardware And Supplies |  | Wallplates | [20 empty] | Switch Plates | [242 empty] | <a href="https://www.lutron.com/TechnicalDocumentLibrary/041496.pdf" target="_blank">Installation Instructions</a> | [23 empty] | 10.000 DW |  |  | 1.0000 IN | [89 empty] | 1.000 EA | 1.000 EA | [35 empty] | No | [42 empty] | https://www.lutron.com/TechnicalDocumentLibrary/369830_FRE.pdf | [7 empty] | Shelf Stock | [39 empty] | 39121704 | [13 empty] | <a href="https://www.lutron.com/TechnicalDocumentLibrary/043492.pdf" target="_blank">Warranty Information</a> |  |  |  |  | 0.500 L | [14 empty] | 0 | 0 | 0 | 0 | Electrical | 2016-10-18 11:45 | 2024-07-20 11:23 | 0000-00-00 00:00:00 | 2025-11-29 02:00 | 0000-00-00 00:00:00
4 | Lutron Electronics | LWT-TTG-GR | 4460-8048 | 4460 | 8048 | Lutron Electronics | LWT-TTG-GR.png | 784276156462 | NW AR WP 2 ACC PLDM, 1 GFK T OPNG IN GR | Multigang WallPlate for New Architectural Controls and Accessories, Three-gang for 2 accessories or Palladiom keypads and 1 Grafik T control in gray |  | 6 | 4 |  | LWT-TTG-GR.png | http://grandbrass.xologic.com/vendors/4460/large/LWT-TTG-GR.png | [47 empty] | 0 | 0 | 0 | [6 empty] | 0 | 1 | 1 | EA | 1 | Lighting Controls |  |  | Fittings and Hardware |  | Electrical Hardware And Supplies |  | Wallplates | [20 empty] | Switch Plates | [242 empty] | <a href="https://www.lutron.com/TechnicalDocumentLibrary/041496.pdf" target="_blank">Installation Instructions</a> | [23 empty] | 10.000 DW |  |  | 1.0000 IN | [89 empty] | 1.000 EA | 1.000 EA | [35 empty] | No | [42 empty] | https://www.lutron.com/TechnicalDocumentLibrary/369830_FRE.pdf | [7 empty] | Shelf Stock | [39 empty] | 39121704 | [13 empty] | <a href="https://www.lutron.com/TechnicalDocumentLibrary/043492.pdf" target="_blank">Warranty Information</a> |  |  |  |  | 0.500 L | [14 empty] | 0 | 0 | 0 | 0 | Electrical | 2016-10-18 11:45 | 2024-07-20 11:29 | 0000-00-00 00:00:00 | 2025-11-29 02:00 | 0000-00-00 00:00:00 | [6 empty] | Gray
4 | Lutron Electronics | LWT-TTG-TP | 4460-8049 | 4460 | 8049 | Lutron Electronics | LWT-TTG-TP.png | 784276156479 | NW AR WP 2 ACC PLDM, 1 GFK T OPNG IN TP | Multigang WallPlate for New Architectural Controls and Accessories, Three-gang for 2 accessories or Palladiom keypads and 1 Grafik T control in taupe |  | 6 | 4 |  | LWT-TTG-TP.png | http://grandbrass.xologic.com/vendors/4460/large/LWT-TTG-TP.png | [47 empty] | 0 | 0 | 0 | [6 empty] | 0 | 1 | 1 | EA | 1 | Lighting Controls |  |  | Fittings and Hardware |  | Electrical Hardware And Supplies |  | Wallplates | [20 empty] | Switch Plates | [242 empty] | <a href="https://www.lutron.com/TechnicalDocumentLibrary/041496.pdf" target="_blank">Installation Instructions</a> | [23 empty] | 10.000 DW |  |  | 1.0000 IN | [89 empty] | 1.000 EA | 1.000 EA | [35 empty] | No | [42 empty] | https://www.lutron.com/TechnicalDocumentLibrary/369830_FRE.pdf | [7 empty] | Shelf Stock | [39 empty] | 39121704 | [13 empty] | <a href="https://www.lutron.com/TechnicalDocumentLibrary/043492.pdf" target="_blank">Warranty Information</a> |  |  |  |  | 0.500 L | [14 empty] | 0 | 0 | 0 | 0 | Electrical | 2016-10-18 11:45 | 2024-07-20 11:23 | 0000-00-00 00:00:00 | 2025-11-29 02:00 | 0000-00-00 00:00:00 | [6 empty] | Taupe
4 | Lutron Electronics | LWT-TTG-SI | 4460-8050 | 4460 | 8050 | Lutron Electronics | LWT-TTG-SI.png | 784276156486 | NW AR WP 2 ACC PLDM, 1 GFK T OPNG IN SI | Multigang WallPlate for New Architectural Controls and Accessories, Three-gang for 2 accessories or Palladiom keypads and 1 Grafik T control in sienna |  | 6 | 4 |  | LWT-TTG-SI.png | http://grandbrass.xologic.com/vendors/4460/large/LWT-TTG-SI.png | [47 empty] | 0 | 0 | 0 | [6 empty] | 0 | 1 | 1 | EA | 1 | Lighting Controls |  |  | Fittings and Hardware |  | Electrical Hardware And Supplies |  | Wallplates | [20 empty] | Switch Plates | [242 empty] | <a href="https://www.lutron.com/TechnicalDocumentLibrary/041496.pdf" target="_blank">Installation Instructions</a> | [23 empty] | 10.000 DW |  |  | 1.0000 IN | [89 empty] | 1.000 EA | 1.000 EA | [35 empty] | No | [42 empty] | https://www.lutron.com/TechnicalDocumentLibrary/369830_FRE.pdf | [7 empty] | Shelf Stock | [39 empty] | 39121704 | [13 empty] | <a href="https://www.lutron.com/TechnicalDocumentLibrary/043492.pdf" target="_blank">Warranty Information</a> |  |  |  |  | 0.500 L | [14 empty] | 0 | 0 | 0 | 0 | Electrical | 2016-10-18 11:45 | 2024-07-20 11:23 | 0000-00-00 00:00:00 | 2025-11-29 02:00 | 0000-00-00 00:00:00 | [6 empty] | Sienna
4 | Lutron Electronics | LWT-TTG-BL | 4460-8051 | 4460 | 8051 | Lutron Electronics | LWT-TTG-BL.png | 784276156509 | NW AR WP 2 ACC PLDM, 1 GFK T OPNG IN BL | Multigang WallPlate for New Architectural Controls and Accessories, Three-gang for 2 accessories or Palladiom keypads and 1 Grafik T control in black |  | 6 | 4 |  | LWT-TTG-BL.png | http://grandbrass.xologic.com/vendors/4460/large/LWT-TTG-BL.png | [47 empty] | 0 | 0 | 0 | [6 empty] | 0 | 1 | 1 | EA | 1 | Lighting Controls |  |  | Fittings and Hardware |  | Electrical Hardware And Supplies |  | Wallplates | [20 empty] | Switch Plates | [242 empty] | <a href="https://www.lutron.com/TechnicalDocumentLibrary/041496.pdf" target="_blank">Installation Instructions</a> | [23 empty] | 10.000 DW |  |  | 1.0000 IN | [89 empty] | 1.000 EA | 1.000 EA | [35 empty] | No | [42 empty] | https://www.lutron.com/TechnicalDocumentLibrary/369830_FRE.pdf | [7 empty] | Shelf Stock | [39 empty] | 39121704 | [13 empty] | <a href="https://www.lutron.com/TechnicalDocumentLibrary/043492.pdf" target="_blank">Warranty Information</a> |  |  |  |  | 0.500 L | [14 empty] | 0 | 0 | 0 | 0 | Electrical | 2016-10-18 11:45 | 2024-07-20 11:21 | 0000-00-00 00:00:00 | 2025-11-29 02:00 | 0000-00-00 00:00:00 | [6 empty] | Black
4 | Lutron Electronics | LWT-TTG-CWH | 4460-8052 | 4460 | 8052 | Lutron Electronics | LWT-TTG-CWH.jpg | 784276156516 | NW AR WP 2 ACC PLDM, 1 GFK T OPNG IN CWH | Multigang Wallplate for New Architectural Controls and Accessories, Three-gang for 2 accessories or Palladiom keypads and 1 Grafik T control in clear white glass |  | 6 | 4 |  | LWT-TTG-CWH.jpg | http://grandbrass.xologic.com/vendors/4460/large/LWT-TTG-CWH.jpg | [47 empty] | 0 | 0 | 0 | [6 empty] | 0 | 1 | 1 | EA | 1 | Lighting Controls |  |  | Fittings and Hardware |  | Electrical Hardware And Supplies |  | Wallplates | [20 empty] | Switch Plates | [242 empty] | <a href="https://www.lutron.com/TechnicalDocumentLibrary/041496.pdf" target="_blank">Installation Instructions</a> | [23 empty] | 10.000 DW |  |  | 1.0000 IN | [89 empty] | 1.000 EA | 1.000 EA | [35 empty] | No | [42 empty] | https://www.lutron.com/TechnicalDocumentLibrary/369830_FRE.pdf | [7 empty] | Shelf Stock | [39 empty] | 39121704 | [13 empty] | <a href="https://www.lutron.com/TechnicalDocumentLibrary/043492.pdf" target="_blank">Warranty Information</a> |  |  |  |  | 0.500 L | [14 empty] | 0 | 0 | 0 | 0 | Electrical | 2016-10-18 11:45 | 2024-07-20 11:17 | 0000-00-00 00:00:00 | 2025-11-29 02:00 | 0000-00-00 00:00:00
4 | Lutron Electronics | LWT-TTG-SB | 4460-8053 | 4460 | 8053 | Lutron Electronics | LWT-TTG-SB.png | 784276156523 | NW AR WP 2 ACC PLDM, 1 GFK T OPNG IN SB | Multigang WallPlate for New Architectural Controls and Accessories, Three-gang for 2 accessories or Palladiom keypads and 1 Grafik T control in satin brass |  | 6 | 4 |  | LWT-TTG-SB.png | http://grandbrass.xologic.com/vendors/4460/large/LWT-TTG-SB.png | [47 empty] | 0 | 0 | 0 | [6 empty] | 0 | 1 | 1 | EA | 1 | Lighting Controls |  |  | Fittings and Hardware |  | Electrical Hardware And Supplies |  | Wallplates | [20 empty] | Switch Plates | [242 empty] | <a href="https://www.lutron.com/TechnicalDocumentLibrary/041496.pdf" target="_blank">Installation Instructions</a> | [23 empty] | 20.000 DW |  |  | 1.0000 IN | [89 empty] | 1.000 EA | 1.000 EA | [35 empty] | No | [42 empty] | https://www.lutron.com/TechnicalDocumentLibrary/369830_FRE.pdf | [7 empty] | Shelf Stock | [39 empty] | 39121704 | [13 empty] | <a href="https://www.lutron.com/TechnicalDocumentLibrary/043492.pdf" target="_blank">Warranty Information</a> |  |  |  |  | 0.500 L | [14 empty] | 0 | 0 | 0 | 0 | Electrical | 2016-10-18 11:45 | 2024-07-20 11:21 | 0000-00-00 00:00:00 | 2025-11-29 02:00 | 0000-00-00 00:00:00
4 | Lutron Electronics | LWT-TTG-BB | 4460-8054 | 4460 | 8054 | Lutron Electronics | LWT-TTG-BB.png | 784276156530 | NW AR WP 2 ACC PLDM, 1 GFK T OPNG IN BB | Multigang WallPlate for New Architectural Controls and Accessories, Three-gang for 2 accessories or Palladiom keypads and 1 Grafik T control in bright brass |  | 6 | 4 |  | LWT-TTG-BB.png | http://grandbrass.xologic.com/vendors/4460/large/LWT-TTG-BB.png | [47 empty] | 0 | 0 | 0 | [6 empty] | 0 | 1 | 1 | EA | 1 | Lighting Controls |  |  | Fittings and Hardware |  | Electrical Hardware And Supplies |  | Wallplates | [20 empty] | Switch Plates | [242 empty] | <a href="https://www.lutron.com/TechnicalDocumentLibrary/041496.pdf" target="_blank">Installation Instructions</a> | [23 empty] | 20.000 DW |  |  | 1.0000 IN | [89 empty] | 1.000 EA | 1.000 EA | [35 empty] | No | [42 empty] | https://www.lutron.com/TechnicalDocumentLibrary/369830_FRE.pdf | [7 empty] | Shelf Stock | [39 empty] | 39121704 | [13 empty] | <a href="https://www.lutron.com/TechnicalDocumentLibrary/043492.pdf" target="_blank">Warranty Information</a> |  |  |  |  | 0.500 L | [14 empty] | 0 | 0 | 0 | 0 | Electrical | 2016-10-18 11:45 | 2024-07-20 11:21 | 0000-00-00 00:00:00 | 2025-11-29 02:00 | 0000-00-00 00:00:00
4 | Lutron Electronics | LWT-TTG-BC | 4460-8055 | 4460 | 8055 | Lutron Electronics | LWT-TTG-BC.png | 784276156547 | NW AR WP 2 ACC PLDM, 1 GFK T OPNG IN BC | Multigang WallPlate for New Architectural Controls and Accessories, Three-gang for 2 accessories or Palladiom keypads and 1 Grafik T control in bright chrome |  | 6 | 4 |  | LWT-TTG-BC.png | http://grandbrass.xologic.com/vendors/4460/large/LWT-TTG-BC.png | [47 empty] | 0 | 0 | 0 | [6 empty] | 0 | 1 | 1 | EA | 1 | Lighting Controls |  |  | Fittings and Hardware |  | Electrical Hardware And Supplies |  | Wallplates | [20 empty] | Switch Plates | [242 empty] | <a href="https://www.lutron.com/TechnicalDocumentLibrary/041496.pdf" target="_blank">Installation Instructions</a> | [23 empty] | 20.000 DW |  |  | 1.0000 IN | [89 empty] | 1.000 EA | 1.000 EA | [35 empty] | No | [42 empty] | https://www.lutron.com/TechnicalDocumentLibrary/369830_FRE.pdf | [7 empty] | Shelf Stock | [39 empty] | 39121704 | [13 empty] | <a href="https://www.lutron.com/TechnicalDocumentLibrary/043492.pdf" target="_blank">Warranty Information</a> |  |  |  |  | 0.500 L | [14 empty] | 0 | 0 | 0 | 0 | Electrical | 2016-10-18 11:45 | 2024-07-20 11:29 | 0000-00-00 00:00:00 | 2025-11-29 02:00 | 0000-00-00 00:00:00
4 | Lutron Electronics | LWT-TTG-SC | 4460-8056 | 4460 | 8056 | Lutron Electronics | LWT-TTG-SC.png | 784276156578 | NW AR WP 2 ACC PLDM, 1 GFK T OPNG IN SC | Multigang WallPlate for New Architectural Controls and Accessories, Three-gang for 2 accessories or Palladiom keypads and 1 Grafik T control in satin chrome |  | 6 | 4 |  | LWT-TTG-SC.png | http://grandbrass.xologic.com/vendors/4460/large/LWT-TTG-SC.png | [47 empty] | 0 | 0 | 0 | [6 empty] | 0 | 1 | 1 | EA | 1 | Lighting Controls |  |  | Fittings and Hardware |  | Electrical Hardware And Supplies |  | Wallplates | [20 empty] | Switch Plates | [242 empty] | <a href="https://www.lutron.com/TechnicalDocumentLibrary/041496.pdf" target="_blank">Installation Instructions</a> | [23 empty] | 20.000 DW |  |  | 1.0000 IN | [89 empty] | 1.000 EA | 1.000 EA | [35 empty] | No | [42 empty] | https://www.lutron.com/TechnicalDocumentLibrary/369830_FRE.pdf | [7 empty] | Shelf Stock | [39 empty] | 39121704 | [13 empty] | <a href="https://www.lutron.com/TechnicalDocumentLibrary/043492.pdf" target="_blank">Warranty Information</a> |  |  |  |  | 0.500 L | [14 empty] | 0 | 0 | 0 | 0 | Electrical | 2016-10-18 11:45 | 2024-07-20 11:25 | 0000-00-00 00:00:00 | 2025-11-29 02:00 | 0000-00-00 00:00:00
4 | Lutron Electronics | LWT-TTG-SN | 4460-8057 | 4460 | 8057 | Lutron Electronics | LWT-TTG-SN.png | 784276156585 | NW AR WP 2 ACC PLDM, 1 GFK T OPNG IN SN | Multigang WallPlate for New Architectural Controls and Accessories, Three-gang for 2 accessories or Palladiom keypads and 1 Grafik T control in satin nickel |  | 6 | 4 |  | LWT-TTG-SN.png | http://grandbrass.xologic.com/vendors/4460/large/LWT-TTG-SN.png | [47 empty] | 0 | 0 | 0 | [6 empty] | 0 | 1 | 1 | EA | 1 | Lighting Controls |  |  | Fittings and Hardware |  | Electrical Hardware And Supplies |  | Wallplates | [20 empty] | Switch Plates | [242 empty] | <a href="https://www.lutron.com/TechnicalDocumentLibrary/041496.pdf" target="_blank">Installation Instructions</a> | [23 empty] | 20.000 DW |  |  | 1.0000 IN | [89 empty] | 1.000 EA | 1.000 EA | [35 empty] | No | [42 empty] | https://www.lutron.com/TechnicalDocumentLibrary/369830_FRE.pdf | [7 empty] | Shelf Stock | [39 empty] | 39121704 | [13 empty] | <a href="https://www.lutron.com/TechnicalDocumentLibrary/043492.pdf" target="_blank">Warranty Information</a> |  |  |  |  | 0.500 L | [14 empty] | 0 | 0 | 0 | 0 | Electrical | 2016-10-18 11:45 | 2024-07-20 11:27 | 0000-00-00 00:00:00 | 2025-11-29 02:00 | 0000-00-00 00:00:00
4 | Lutron Electronics | LWT-TTG-BN | 4460-8058 | 4460 | 8058 | Lutron Electronics | LWT-TTG-BN.png | 784276156592 | NW AR WP 2 ACC PLDM, 1 GFK T OPNG IN BN | Multigang WallPlate for New Architectural Controls and Accessories, Three-gang for 2 accessories or Palladiom keypads and 1 Grafik T control in bright nickel |  | 6 | 4 |  | LWT-TTG-BN.png | http://grandbrass.xologic.com/vendors/4460/large/LWT-TTG-BN.png | [47 empty] | 0 | 0 | 0 | [6 empty] | 0 | 1 | 1 | EA | 1 | Lighting Controls |  |  | Fittings and Hardware |  | Electrical Hardware And Supplies |  | Wallplates | [20 empty] | Switch Plates | [242 empty] | <a href="https://www.lutron.com/TechnicalDocumentLibrary/041496.pdf" target="_blank">Installation Instructions</a> | [23 empty] | 20.000 DW |  |  | 1.0000 IN | [89 empty] | 1.000 EA | 1.000 EA | [35 empty] | No | [42 empty] | https://www.lutron.com/TechnicalDocumentLibrary/369830_FRE.pdf | [7 empty] | Shelf Stock | [39 empty] | 39121704 | [13 empty] | <a href="https://www.lutron.com/TechnicalDocumentLibrary/043492.pdf" target="_blank">Warranty Information</a> |  |  |  |  | 0.500 L | [14 empty] | 0 | 0 | 0 | 0 | Electrical | 2016-10-18 11:46 | 2024-07-20 11:18 | 0000-00-00 00:00:00 | 2025-11-29 02:00 | 0000-00-00 00:00:00
4 | Lutron Electronics | LWT-TGG-WH | 4460-8059 | 4460 | 8059 | Lutron Electronics | LWT-TGG-WH.png | 784276156639 | NW AR WP 1 ACC PLDM, 2 GFK T OPNG IN WH | Multigang WallPlate for New Architectural Controls and Accessories, Three-gang for 1 accessory or Palladiom keypad and 2 Grafik T controls in white |  | 6 | 4 |  | LWT-TGG-WH.png | http://grandbrass.xologic.com/vendors/4460/large/LWT-TGG-WH.png | [47 empty] | 0 | 0 | 0 | [6 empty] | 0 | 1 | 1 | EA | 1 | Lighting Controls |  |  | Fittings and Hardware |  | Electrical Hardware And Supplies |  | Wallplates | [20 empty] | Switch Plates | [242 empty] | <a href="https://www.lutron.com/TechnicalDocumentLibrary/041496.pdf" target="_blank">Installation Instructions</a> | [23 empty] | 10.000 DW |  |  | 1.0000 IN | [89 empty] | 1.000 EA | 1.000 EA | [35 empty] | No | [42 empty] | https://www.lutron.com/TechnicalDocumentLibrary/369830_FRE.pdf | [7 empty] | Shelf Stock | [39 empty] | 39121704 | [13 empty] | <a href="https://www.lutron.com/TechnicalDocumentLibrary/043492.pdf" target="_blank">Warranty Information</a> |  |  |  |  | 0.500 L | [14 empty] | 0 | 0 | 0 | 0 | Electrical | 2016-10-18 11:46 | 2024-07-20 11:43 | 0000-00-00 00:00:00 | 2025-11-29 02:00 | 0000-00-00 00:00:00 | [6 empty] | White
4 | Lutron Electronics | LWT-TGG-BE | 4460-8060 | 4460 | 8060 | Lutron Electronics | LWT-TGG-BE.png | 784276156646 | NW AR WP 1 ACC PLDM, 2 GFK T OPNG IN BE | Multigang WallPlate for New Architectural Controls and Accessories, Three-gang for 1 accessory or Palladiom keypad and 2 Grafik T controls in beige |  | 6 | 4 |  | LWT-TGG-BE.png | http://grandbrass.xologic.com/vendors/4460/large/LWT-TGG-BE.png | [47 empty] | 0 | 0 | 0 | [6 empty] | 0 | 1 | 1 | EA | 1 | Lighting Controls |  |  | Fittings and Hardware |  | Electrical Hardware And Supplies |  | Wallplates | [20 empty] | Switch Plates | [242 empty] | <a href="https://www.lutron.com/TechnicalDocumentLibrary/041496.pdf" target="_blank">Installation Instructions</a> | [23 empty] | 10.000 DW |  |  | 1.0000 IN | [89 empty] | 1.000 EA | 1.000 EA | [35 empty] | No | [42 empty] | https://www.lutron.com/TechnicalDocumentLibrary/369830_FRE.pdf | [7 empty] | Shelf Stock | [39 empty] | 39121704 | [13 empty] | <a href="https://www.lutron.com/TechnicalDocumentLibrary/043492.pdf" target="_blank">Warranty Information</a> |  |  |  |  | 0.500 L | [14 empty] | 0 | 0 | 0 | 0 | Electrical | 2016-10-18 11:46 | 2024-07-20 11:24 | 0000-00-00 00:00:00 | 2025-11-29 02:00 | 0000-00-00 00:00:00 | [6 empty] | Beige
4 | Lutron Electronics | LWT-TGG-IV | 4460-8061 | 4460 | 8061 | Lutron Electronics | LWT-TGG-IV.png | 784276156653 | NW AR WP 1 ACC PLDM, 2 GFK T OPNG IN IV | Multigang WallPlate for New Architectural Controls and Accessories, Three-gang for 1 accessory or Palladiom keypad and 2 Grafik T controls in ivory |  | 6 | 4 |  | LWT-TGG-IV.png | http://grandbrass.xologic.com/vendors/4460/large/LWT-TGG-IV.png | [47 empty] | 0 | 0 | 0 | [6 empty] | 0 | 1 | 1 | EA | 1 | Lighting Controls |  |  | Fittings and Hardware |  | Electrical Hardware And Supplies |  | Wallplates | [20 empty] | Switch Plates | [242 empty] | <a href="https://www.lutron.com/TechnicalDocumentLibrary/041496.pdf" target="_blank">Installation Instructions</a> | [23 empty] | 10.000 DW |  |  | 1.0000 IN | [89 empty] | 1.000 EA | 1.000 EA | [35 empty] | No | [42 empty] | https://www.lutron.com/TechnicalDocumentLibrary/369830_FRE.pdf | [7 empty] | Shelf Stock | [39 empty] | 39121704 | [13 empty] | <a href="https://www.lutron.com/TechnicalDocumentLibrary/043492.pdf" target="_blank">Warranty Information</a> |  |  |  |  | 0.500 L | [14 empty] | 0 | 0 | 0 | 0 | Electrical | 2016-10-18 11:46 | 2024-07-20 11:24 | 0000-00-00 00:00:00 | 2025-11-29 02:00 | 0000-00-00 00:00:00 | [6 empty] | Ivory
4 | Lutron Electronics | LWT-TGG-AL | 4460-8062 | 4460 | 8062 | Lutron Electronics | LWT-TGG-AL.png | 784276156660 | NW AR WP 1 ACC PLDM, 2 GFK T OPNG IN AL | Multigang WallPlate for New Architectural Controls and Accessories, Three-gang for 1 accessory or Palladiom keypad and 2 Grafik T controls in almond |  | 6 | 4 |  | LWT-TGG-AL.png | http://grandbrass.xologic.com/vendors/4460/large/LWT-TGG-AL.png | [47 empty] | 0 | 0 | 0 | [6 empty] | 0 | 1 | 1 | EA | 1 | Lighting Controls |  |  | Fittings and Hardware |  | Electrical Hardware And Supplies |  | Wallplates | [20 empty] | Switch Plates | [242 empty] | <a href="https://www.lutron.com/TechnicalDocumentLibrary/041496.pdf" target="_blank">Installation Instructions</a> | [23 empty] | 10.000 DW |  |  | 1.0000 IN | [89 empty] | 1.000 EA | 1.000 EA | [35 empty] | No | [42 empty] | https://www.lutron.com/TechnicalDocumentLibrary/369830_FRE.pdf | [7 empty] | Shelf Stock | [39 empty] | 39121704 | [13 empty] | <a href="https://www.lutron.com/TechnicalDocumentLibrary/043492.pdf" target="_blank">Warranty Information</a> |  |  |  |  | 0.500 L | [14 empty] | 0 | 0 | 0 | 0 | Electrical | 2016-10-18 11:46 | 2024-07-20 11:21 | 0000-00-00 00:00:00 | 2025-11-29 02:00 | 0000-00-00 00:00:00 | [6 empty] | Almond
4 | Lutron Electronics | LWT-TGG-LA | 4460-8063 | 4460 | 8063 | Lutron Electronics | LWT-TGG-LA.png | 784276156677 | NW AR WP 1 ACC PLDM, 2 GFK T OPNG IN LA | Multigang WallPlate for New Architectural Controls and Accessories, Three-gang for 1 accessory or Palladiom keypad and 2 Grafik T controls in light almond |  | 6 | 4 |  | LWT-TGG-LA.png | http://grandbrass.xologic.com/vendors/4460/large/LWT-TGG-LA.png | [47 empty] | 0 | 0 | 0 | [6 empty] | 0 | 1 | 1 | EA | 1 | Lighting Controls |  |  | Fittings and Hardware |  | Electrical Hardware And Supplies |  | Wallplates | [20 empty] | Switch Plates | [242 empty] | <a href="https://www.lutron.com/TechnicalDocumentLibrary/041496.pdf" target="_blank">Installation Instructions</a> | [23 empty] | 10.000 DW |  |  | 1.0000 IN | [89 empty] | 1.000 EA | 1.000 EA | [35 empty] | No | [42 empty] | https://www.lutron.com/TechnicalDocumentLibrary/369830_FRE.pdf | [7 empty] | Shelf Stock | [39 empty] | 39121704 | [13 empty] | <a href="https://www.lutron.com/TechnicalDocumentLibrary/043492.pdf" target="_blank">Warranty Information</a> |  |  |  |  | 0.500 L | [14 empty] | 0 | 0 | 0 | 0 | Electrical | 2016-10-18 11:46 | 2024-07-20 11:18 | 0000-00-00 00:00:00 | 2025-11-29 02:00 | 0000-00-00 00:00:00
4 | Lutron Electronics | LWT-TGG-GR | 4460-8064 | 4460 | 8064 | Lutron Electronics | LWT-TGG-GR.png | 784276156684 | NW AR WP 1 ACC PLDM, 2 GFK T OPNG IN GR | Multigang WallPlate for New Architectural Controls and Accessories, Three-gang for 1 accessory or Palladiom keypad and 2 Grafik T controls in gray |  | 6 | 4 |  | LWT-TGG-GR.png | http://grandbrass.xologic.com/vendors/4460/large/LWT-TGG-GR.png | [47 empty] | 0 | 0 | 0 | [6 empty] | 0 | 1 | 1 | EA | 1 | Lighting Controls |  |  | Fittings and Hardware |  | Electrical Hardware And Supplies |  | Wallplates | [20 empty] | Switch Plates | [242 empty] | <a href="https://www.lutron.com/TechnicalDocumentLibrary/041496.pdf" target="_blank">Installation Instructions</a> | [23 empty] | 10.000 DW |  |  | 1.0000 IN | [89 empty] | 1.000 EA | 1.000 EA | [35 empty] | No | [42 empty] | https://www.lutron.com/TechnicalDocumentLibrary/369830_FRE.pdf | [7 empty] | Shelf Stock | [39 empty] | 39121704 | [13 empty] | <a href="https://www.lutron.com/TechnicalDocumentLibrary/043492.pdf" target="_blank">Warranty Information</a> |  |  |  |  | 0.500 L | [14 empty] | 0 | 0 | 0 | 0 | Electrical | 2016-10-18 11:46 | 2024-07-20 11:27 | 0000-00-00 00:00:00 | 2025-11-29 02:00 | 0000-00-00 00:00:00 | [6 empty] | Gray
4 | Lutron Electronics | LWT-TGG-TP | 4460-8065 | 4460 | 8065 | Lutron Electronics | LWT-TGG-TP.png | 784276156691 | NW AR WP 1 ACC PLDM, 2 GFK T OPNG IN TP | Multigang WallPlate for New Architectural Controls and Accessories, Three-gang for 1 accessory or Palladiom keypad and 2 Grafik T controls in taupe |  | 6 | 4 |  | LWT-TGG-TP.png | http://grandbrass.xologic.com/vendors/4460/large/LWT-TGG-TP.png | [47 empty] | 0 | 0 | 0 | [6 empty] | 0 | 1 | 1 | EA | 1 | Lighting Controls |  |  | Fittings and Hardware |  | Electrical Hardware And Supplies |  | Wallplates | [20 empty] | Switch Plates | [242 empty] | <a href="https://www.lutron.com/TechnicalDocumentLibrary/041496.pdf" target="_blank">Installation Instructions</a> | [23 empty] | 10.000 DW |  |  | 1.0000 IN | [89 empty] | 1.000 EA | 1.000 EA | [35 empty] | No | [42 empty] | https://www.lutron.com/TechnicalDocumentLibrary/369830_FRE.pdf | [7 empty] | Shelf Stock | [39 empty] | 39121704 | [13 empty] | <a href="https://www.lutron.com/TechnicalDocumentLibrary/043492.pdf" target="_blank">Warranty Information</a> |  |  |  |  | 0.500 L | [14 empty] | 0 | 0 | 0 | 0 | Electrical | 2016-10-18 11:46 | 2024-07-20 11:25 | 0000-00-00 00:00:00 | 2025-11-29 02:00 | 0000-00-00 00:00:00 | [6 empty] | Taupe
4 | Lutron Electronics | LWT-TGG-SI | 4460-8066 | 4460 | 8066 | Lutron Electronics | LWT-TGG-SI.png | 784276156707 | NW AR WP 1 ACC PLDM, 2 GFK T OPNG IN SI | Multigang WallPlate for New Architectural Controls and Accessories, Three-gang for 1 accessory or Palladiom keypad and 2 Grafik T controls in sienna |  | 6 | 4 |  | LWT-TGG-SI.png | http://grandbrass.xologic.com/vendors/4460/large/LWT-TGG-SI.png | [47 empty] | 0 | 0 | 0 | [6 empty] | 0 | 1 | 1 | EA | 1 | Lighting Controls |  |  | Fittings and Hardware |  | Electrical Hardware And Supplies |  | Wallplates | [20 empty] | Switch Plates | [242 empty] | <a href="https://www.lutron.com/TechnicalDocumentLibrary/041496.pdf" target="_blank">Installation Instructions</a> | [23 empty] | 10.000 DW |  |  | 1.0000 IN | [89 empty] | 1.000 EA | 1.000 EA | [35 empty] | No | [42 empty] | https://www.lutron.com/TechnicalDocumentLibrary/369830_FRE.pdf | [7 empty] | Shelf Stock | [39 empty] | 39121704 | [13 empty] | <a href="https://www.lutron.com/TechnicalDocumentLibrary/043492.pdf" target="_blank">Warranty Information</a> |  |  |  |  | 0.500 L | [14 empty] | 0 | 0 | 0 | 0 | Electrical | 2016-10-18 11:46 | 2024-07-20 11:27 | 0000-00-00 00:00:00 | 2025-11-29 02:00 | 0000-00-00 00:00:00 | [6 empty] | Sienna
4 | Lutron Electronics | LWT-GTTT-TP | 4460-8067 | 4460 | 8067 | Lutron Electronics | LWT-GTTT-TP.png | 784276157353 | NW AR WP 1 GFK T, 3 ACC PLDM OPNG IN TP | Multigang WallPlate for New Architectural Controls and Accessories, Four-gang for 1 Grafik T control and 3 accessories or Palladiom keypads in taupe |  | 6 | 4 |  | LWT-GTTT-TP.png | http://grandbrass.xologic.com/vendors/4460/large/LWT-GTTT-TP.png | [47 empty] | 0 | 0 | 0 | [6 empty] | 0 | 1 | 1 | EA | 1 | Lighting Controls |  |  | Fittings and Hardware |  | Electrical Hardware And Supplies |  | Wallplates | [20 empty] | Switch Plates | [242 empty] | <a href="https://www.lutron.com/TechnicalDocumentLibrary/041496.pdf" target="_blank">Installation Instructions</a> | [23 empty] | 10.000 DW |  |  | 1.0000 IN | [89 empty] | 1.000 EA | 1.000 EA | [35 empty] | No | [42 empty] | https://www.lutron.com/TechnicalDocumentLibrary/369830_FRE.pdf | [7 empty] | Shelf Stock | [39 empty] | 39121704 | [13 empty] | <a href="https://www.lutron.com/TechnicalDocumentLibrary/043492.pdf" target="_blank">Warranty Information</a> |  |  |  |  | 0.500 L | [14 empty] | 0 | 0 | 0 | 0 | Electrical | 2016-10-18 11:46 | 2024-07-20 11:21 | 0000-00-00 00:00:00 | 2025-11-29 02:00 | 0000-00-00 00:00:00 | [6 empty] | Taupe
4 | Lutron Electronics | LWT-GTTT-SI | 4460-8068 | 4460 | 8068 | Lutron Electronics | LWT-GTTT-SI.png | 784276157360 | NW AR WP 1 GFK T, 3 ACC PLDM OPNG IN SI | Multigang WallPlate for New Architectural Controls and Accessories, Four-gang for 1 Grafik T control and 3 accessories or Palladiom keypads in sienna |  | 6 | 4 |  | LWT-GTTT-SI.png | http://grandbrass.xologic.com/vendors/4460/large/LWT-GTTT-SI.png | [47 empty] | 0 | 0 | 0 | [6 empty] | 0 | 1 | 1 | EA | 1 | Lighting Controls |  |  | Fittings and Hardware |  | Electrical Hardware And Supplies |  | Wallplates | [20 empty] | Switch Plates | [242 empty] | <a href="https://www.lutron.com/TechnicalDocumentLibrary/041496.pdf" target="_blank">Installation Instructions</a> | [23 empty] | 10.000 DW |  |  | 1.0000 IN | [89 empty] | 1.000 EA | 1.000 EA | [35 empty] | No | [42 empty] | https://www.lutron.com/TechnicalDocumentLibrary/369830_FRE.pdf | [7 empty] | Shelf Stock | [39 empty] | 39121704 | [13 empty] | <a href="https://www.lutron.com/TechnicalDocumentLibrary/043492.pdf" target="_blank">Warranty Information</a> |  |  |  |  | 0.500 L | [14 empty] | 0 | 0 | 0 | 0 | Electrical | 2016-10-18 11:46 | 2024-07-20 11:28 | 0000-00-00 00:00:00 | 2025-11-29 02:00 | 0000-00-00 00:00:00 | [6 empty] | Sienna
4 | Lutron Electronics | LWT-GTTT-BL | 4460-8069 | 4460 | 8069 | Lutron Electronics | LWT-GTTT-BL.png | 784276157384 | NW AR WP 1 GFK T, 3 ACC PLDM OPNG IN BL | Multigang WallPlate for New Architectural Controls and Accessories, Four-gang for 1 Grafik T control and 3 accessories or Palladiom keypads in black |  | 6 | 4 |  | LWT-GTTT-BL.png | http://grandbrass.xologic.com/vendors/4460/large/LWT-GTTT-BL.png | [47 empty] | 0 | 0 | 0 | [6 empty] | 0 | 1 | 1 | EA | 1 | Lighting Controls |  |  | Fittings and Hardware |  | Electrical Hardware And Supplies |  | Wallplates | [20 empty] | Switch Plates | [242 empty] | <a href="https://www.lutron.com/TechnicalDocumentLibrary/041496.pdf" target="_blank">Installation Instructions</a> | [23 empty] | 10.000 DW |  |  | 1.0000 IN | [89 empty] | 1.000 EA | 1.000 EA | [35 empty] | No | [42 empty] | https://www.lutron.com/TechnicalDocumentLibrary/369830_FRE.pdf | [7 empty] | Shelf Stock | [39 empty] | 39121704 | [13 empty] | <a href="https://www.lutron.com/TechnicalDocumentLibrary/043492.pdf" target="_blank">Warranty Information</a> |  |  |  |  | 0.500 L | [14 empty] | 0 | 0 | 0 | 0 | Electrical | 2016-10-18 11:46 | 2024-07-20 11:18 | 0000-00-00 00:00:00 | 2025-11-29 02:00 | 0000-00-00 00:00:00 | [6 empty] | Black
4 | Lutron Electronics | LWT-GTTT-CWH | 4460-8070 | 4460 | 8070 | Lutron Electronics | LWT-GTTT-CWH.jpg | 784276157391 | NW AR WP 1 GFK T, 3 PLDM OPNG IN CWH | Multigang Wallplate for New Architectural Controls and Accessories, Four-gang for 1 Grafik T control and 3 accessories or Palladiom keypads in clear white glass |  | 6 | 4 |  | LWT-GTTT-CWH.jpg | http://grandbrass.xologic.com/vendors/4460/large/LWT-GTTT-CWH.jpg | [47 empty] | 0 | 0 | 0 | [6 empty] | 0 | 1 | 1 | EA | 1 | Lighting Controls |  |  | Fittings and Hardware |  | Electrical Hardware And Supplies |  | Wallplates | [20 empty] | Switch Plates | [242 empty] | <a href="https://www.lutron.com/TechnicalDocumentLibrary/041496.pdf" target="_blank">Installation Instructions</a> | [23 empty] | 10.000 DW |  |  | 1.0000 IN | [89 empty] | 1.000 EA | 1.000 EA | [35 empty] | No | [42 empty] | https://www.lutron.com/TechnicalDocumentLibrary/369830_FRE.pdf | [7 empty] | Shelf Stock | [39 empty] | 39121704 | [13 empty] | <a href="https://www.lutron.com/TechnicalDocumentLibrary/043492.pdf" target="_blank">Warranty Information</a> |  |  |  |  | 0.500 L | [14 empty] | 0 | 0 | 0 | 0 | Electrical | 2016-10-18 11:46 | 2024-07-20 11:28 | 0000-00-00 00:00:00 | 2025-11-29 02:00 | 0000-00-00 00:00:00
4 | Lutron Electronics | LWT-GTTT-SB | 4460-8071 | 4460 | 8071 | Lutron Electronics | LWT-GTTT-SB.png | 784276157407 | NW AR WP 1 GFK T, 3 ACC PLDM OPNG IN SB | Multigang WallPlate for New Architectural Controls and Accessories, Four-gang for 1 Grafik T control and 3 accessories or Palladiom keypads in satin brass |  | 6 | 4 |  | LWT-GTTT-SB.png | http://grandbrass.xologic.com/vendors/4460/large/LWT-GTTT-SB.png | [47 empty] | 0 | 0 | 0 | [6 empty] | 0 | 1 | 1 | EA | 1 | Lighting Controls |  |  | Fittings and Hardware |  | Electrical Hardware And Supplies |  | Wallplates | [20 empty] | Switch Plates | [242 empty] | <a href="https://www.lutron.com/TechnicalDocumentLibrary/041496.pdf" target="_blank">Installation Instructions</a> | [23 empty] | 20.000 DW |  |  | 1.0000 IN | [89 empty] | 1.000 EA | 1.000 EA | [35 empty] | No | [42 empty] | https://www.lutron.com/TechnicalDocumentLibrary/369830_FRE.pdf | [7 empty] | Shelf Stock | [39 empty] | 39121704 | [13 empty] | <a href="https://www.lutron.com/TechnicalDocumentLibrary/043492.pdf" target="_blank">Warranty Information</a> |  |  |  |  | 0.500 L | [14 empty] | 0 | 0 | 0 | 0 | Electrical | 2016-10-18 11:46 | 2024-07-20 11:21 | 0000-00-00 00:00:00 | 2025-11-29 02:00 | 0000-00-00 00:00:00
4 | Lutron Electronics | LWT-GTTT-BB | 4460-8072 | 4460 | 8072 | Lutron Electronics | LWT-GTTT-BB.png | 784276157414 | NW AR WP 1 GFK T, 3 ACC PLDM OPNG IN BB | Multigang WallPlate for New Architectural Controls and Accessories, Four-gang for 1 Grafik T control and 3 accessories or Palladiom keypads in bright brass |  | 6 | 4 |  | LWT-GTTT-BB.png | http://grandbrass.xologic.com/vendors/4460/large/LWT-GTTT-BB.png | [47 empty] | 0 | 0 | 0 | [6 empty] | 0 | 1 | 1 | EA | 1 | Lighting Controls |  |  | Fittings and Hardware |  | Electrical Hardware And Supplies |  | Wallplates | [20 empty] | Switch Plates | [242 empty] | <a href="https://www.lutron.com/TechnicalDocumentLibrary/041496.pdf" target="_blank">Installation Instructions</a> | [23 empty] | 20.000 DW |  |  | 1.0000 IN | [89 empty] | 1.000 EA | 1.000 EA | [35 empty] | No | [42 empty] | https://www.lutron.com/TechnicalDocumentLibrary/369830_FRE.pdf | [7 empty] | Shelf Stock | [39 empty] | 39121704 | [13 empty] | <a href="https://www.lutron.com/TechnicalDocumentLibrary/043492.pdf" target="_blank">Warranty Information</a> |  |  |  |  | 0.500 L | [14 empty] | 0 | 0 | 0 | 0 | Electrical | 2016-10-18 11:46 | 2024-07-20 11:29 | 0000-00-00 00:00:00 | 2025-11-29 02:00 | 0000-00-00 00:00:00
4 | Lutron Electronics | LWT-GTTT-BC | 4460-8073 | 4460 | 8073 | Lutron Electronics | LWT-GTTT-BC.png | 784276157421 | NW AR WP 1 GFK T, 3 ACC PLDM OPNG IN BC | Multigang WallPlate for New Architectural Controls and Accessories, Four-gang for 1 Grafik T control and 3 accessories or Palladiom keypads in bright chrome |  | 6 | 4 |  | LWT-GTTT-BC.png | http://grandbrass.xologic.com/vendors/4460/large/LWT-GTTT-BC.png | [47 empty] | 0 | 0 | 0 | [6 empty] | 0 | 1 | 1 | EA | 1 | Lighting Controls |  |  | Fittings and Hardware |  | Electrical Hardware And Supplies |  | Wallplates | [20 empty] | Switch Plates | [242 empty] | <a href="https://www.lutron.com/TechnicalDocumentLibrary/041496.pdf" target="_blank">Installation Instructions</a> | [23 empty] | 20.000 DW |  |  | 1.0000 IN | [89 empty] | 1.000 EA | 1.000 EA | [35 empty] | No | [42 empty] | https://www.lutron.com/TechnicalDocumentLibrary/369830_FRE.pdf | [7 empty] | Shelf Stock | [39 empty] | 39121704 | [13 empty] | <a href="https://www.lutron.com/TechnicalDocumentLibrary/043492.pdf" target="_blank">Warranty Information</a> |  |  |  |  | 0.500 L | [14 empty] | 0 | 0 | 0 | 0 | Electrical | 2016-10-18 11:46 | 2024-07-20 11:27 | 0000-00-00 00:00:00 | 2025-11-29 02:00 | 0000-00-00 00:00:00
4 | Lutron Electronics | LWT-GTTT-SC | 4460-8074 | 4460 | 8074 | Lutron Electronics | LWT-GTTT-SC.png | 784276157452 | NW AR WP 1 GFK T, 3 ACC PLDM OPNG IN SC | Multigang WallPlate for New Architectural Controls and Accessories, Four-gang for 1 Grafik T control and 3 accessories or Palladiom keypads in satin chrome |  | 6 | 4 |  | LWT-GTTT-SC.png | http://grandbrass.xologic.com/vendors/4460/large/LWT-GTTT-SC.png | [47 empty] | 0 | 0 | 0 | [6 empty] | 0 | 1 | 1 | EA | 1 | Lighting Controls |  |  | Fittings and Hardware |  | Electrical Hardware And Supplies |  | Wallplates | [20 empty] | Switch Plates | [242 empty] | <a href="https://www.lutron.com/TechnicalDocumentLibrary/041496.pdf" target="_blank">Installation Instructions</a> | [23 empty] | 20.000 DW |  |  | 1.0000 IN | [89 empty] | 1.000 EA | 1.000 EA | [35 empty] | No | [42 empty] | https://www.lutron.com/TechnicalDocumentLibrary/369830_FRE.pdf | [7 empty] | Shelf Stock | [39 empty] | 39121704 | [13 empty] | <a href="https://www.lutron.com/TechnicalDocumentLibrary/043492.pdf" target="_blank">Warranty Information</a> |  |  |  |  | 0.500 L | [14 empty] | 0 | 0 | 0 | 0 | Electrical | 2016-10-18 11:46 | 2024-07-20 11:29 | 0000-00-00 00:00:00 | 2025-11-29 02:00 | 0000-00-00 00:00:00
4 | Lutron Electronics | LWT-GTTT-SN | 4460-8075 | 4460 | 8075 | Lutron Electronics | LWT-GTTT-SN.png | 784276157469 | NW AR WP 1 GFK T, 3 ACC PLDM OPNG IN SN | Multigang WallPlate for New Architectural Controls and Accessories, Four-gang for 1 Grafik T control and 3 accessories or Palladiom keypads in satin nickel |  | 6 | 4 |  | LWT-GTTT-SN.png | http://grandbrass.xologic.com/vendors/4460/large/LWT-GTTT-SN.png | [47 empty] | 0 | 0 | 0 | [6 empty] | 0 | 1 | 1 | EA | 1 | Lighting Controls |  |  | Fittings and Hardware |  | Electrical Hardware And Supplies |  | Wallplates | [20 empty] | Switch Plates | [242 empty] | <a href="https://www.lutron.com/TechnicalDocumentLibrary/041496.pdf" target="_blank">Installation Instructions</a> | [23 empty] | 20.000 DW |  |  | 1.0000 IN | [89 empty] | 1.000 EA | 1.000 EA | [35 empty] | No | [42 empty] | https://www.lutron.com/TechnicalDocumentLibrary/369830_FRE.pdf | [7 empty] | Shelf Stock | [39 empty] | 39121704 | [13 empty] | <a href="https://www.lutron.com/TechnicalDocumentLibrary/043492.pdf" target="_blank">Warranty Information</a> |  |  |  |  | 0.500 L | [14 empty] | 0 | 0 | 0 | 0 | Electrical | 2016-10-18 11:46 | 2024-07-20 11:23 | 0000-00-00 00:00:00 | 2025-11-29 02:00 | 0000-00-00 00:00:00
4 | Lutron Electronics | LWT-GTTT-BN | 4460-8076 | 4460 | 8076 | Lutron Electronics | LWT-GTTT-BN.png | 784276157476 | NW AR WP 1 GFK T, 3 ACC PLDM OPNG IN BN | Multigang WallPlate for New Architectural Controls and Accessories, Four-gang for 1 Grafik T control and 3 accessories or Palladiom keypads in bright nickel |  | 6 | 4 |  | LWT-GTTT-BN.png | http://grandbrass.xologic.com/vendors/4460/large/LWT-GTTT-BN.png | [47 empty] | 0 | 0 | 0 | [6 empty] | 0 | 1 | 1 | EA | 1 | Lighting Controls |  |  | Fittings and Hardware |  | Electrical Hardware And Supplies |  | Wallplates | [20 empty] | Switch Plates | [242 empty] | <a href="https://www.lutron.com/TechnicalDocumentLibrary/041496.pdf" target="_blank">Installation Instructions</a> | [23 empty] | 20.000 DW |  |  | 1.0000 IN | [89 empty] | 1.000 EA | 1.000 EA | [35 empty] | No | [42 empty] | https://www.lutron.com/TechnicalDocumentLibrary/369830_FRE.pdf | [7 empty] | Shelf Stock | [39 empty] | 39121704 | [13 empty] | <a href="https://www.lutron.com/TechnicalDocumentLibrary/043492.pdf" target="_blank">Warranty Information</a> |  |  |  |  | 0.500 L | [14 empty] | 0 | 0 | 0 | 0 | Electrical | 2016-10-18 11:46 | 2024-07-20 11:21 | 0000-00-00 00:00:00 | 2025-11-29 02:00 | 0000-00-00 00:00:00
4 | Lutron Electronics | LWT-TTTG-WH | 4460-8077 | 4460 | 8077 | Lutron Electronics | LWT-TTTG-WH.png | 784276157513 | NW AR WP 3 ACC PLDM, 1 GFK T OPNG IN WH | Multigang WallPlate for New Architectural Controls and Accessories, Four-gang for 3 accessories or Palladiom keypads and 1 Grafik T control in white |  | 6 | 4 |  | LWT-TTTG-WH.png | http://grandbrass.xologic.com/vendors/4460/large/LWT-TTTG-WH.png | [47 empty] | 0 | 0 | 0 | [6 empty] | 0 | 1 | 1 | EA | 1 | Lighting Controls |  |  | Fittings and Hardware |  | Electrical Hardware And Supplies |  | Wallplates | [20 empty] | Switch Plates | [242 empty] | <a href="https://www.lutron.com/TechnicalDocumentLibrary/041496.pdf" target="_blank">Installation Instructions</a> | [23 empty] | 10.000 DW |  |  | 1.0000 IN | [89 empty] | 1.000 EA | 1.000 EA | [35 empty] | No | [42 empty] | https://www.lutron.com/TechnicalDocumentLibrary/369830_FRE.pdf | [7 empty] | Shelf Stock | [39 empty] | 39121704 | [13 empty] | <a href="https://www.lutron.com/TechnicalDocumentLibrary/043492.pdf" target="_blank">Warranty Information</a> |  |  |  |  | 0.500 L | [14 empty] | 0 | 0 | 0 | 0 | Electrical | 2016-10-18 11:46 | 2024-07-20 11:21 | 0000-00-00 00:00:00 | 2025-11-29 02:00 | 0000-00-00 00:00:00 | [6 empty] | White
4 | Lutron Electronics | LWT-TTTG-BE | 4460-8078 | 4460 | 8078 | Lutron Electronics | LWT-TTTG-BE.png | 784276157520 | NW AR WP 3 ACC PLDM, 1 GFK T OPNG IN BE | Multigang WallPlate for New Architectural Controls and Accessories, Four-gang for 3 accessories or Palladiom keypads and 1 Grafik T control in beige |  | 6 | 4 |  | LWT-TTTG-BE.png | http://grandbrass.xologic.com/vendors/4460/large/LWT-TTTG-BE.png | [47 empty] | 0 | 0 | 0 | [6 empty] | 0 | 1 | 1 | EA | 1 | Lighting Controls |  |  | Fittings and Hardware |  | Electrical Hardware And Supplies |  | Wallplates | [20 empty] | Switch Plates | [242 empty] | <a href="https://www.lutron.com/TechnicalDocumentLibrary/041496.pdf" target="_blank">Installation Instructions</a> | [23 empty] | 10.000 DW |  |  | 1.0000 IN | [89 empty] | 1.000 EA | 1.000 EA | [35 empty] | No | [42 empty] | https://www.lutron.com/TechnicalDocumentLibrary/369830_FRE.pdf | [7 empty] | Shelf Stock | [39 empty] | 39121704 | [13 empty] | <a href="https://www.lutron.com/TechnicalDocumentLibrary/043492.pdf" target="_blank">Warranty Information</a> |  |  |  |  | 0.500 L | [14 empty] | 0 | 0 | 0 | 0 | Electrical | 2016-10-18 11:46 | 2024-07-20 11:24 | 0000-00-00 00:00:00 | 2025-11-29 02:00 | 0000-00-00 00:00:00 | [6 empty] | Beige
4 | Lutron Electronics | LWT-TTTG-IV | 4460-8079 | 4460 | 8079 | Lutron Electronics | LWT-TTTG-IV.png | 784276157537 | NW AR WP 3 ACC PLDM, 1 GFK T OPNG IN IV | Multigang WallPlate for New Architectural Controls and Accessories, Four-gang for 3 accessories or Palladiom keypads and 1 Grafik T control in ivory |  | 6 | 4 |  | LWT-TTTG-IV.png | http://grandbrass.xologic.com/vendors/4460/large/LWT-TTTG-IV.png | [47 empty] | 0 | 0 | 0 | [6 empty] | 0 | 1 | 1 | EA | 1 | Lighting Controls |  |  | Fittings and Hardware |  | Electrical Hardware And Supplies |  | Wallplates | [20 empty] | Switch Plates | [242 empty] | <a href="https://www.lutron.com/TechnicalDocumentLibrary/041496.pdf" target="_blank">Installation Instructions</a> | [23 empty] | 10.000 DW |  |  | 1.0000 IN | [89 empty] | 1.000 EA | 1.000 EA | [35 empty] | No | [42 empty] | https://www.lutron.com/TechnicalDocumentLibrary/369830_FRE.pdf | [7 empty] | Shelf Stock | [39 empty] | 39121704 | [13 empty] | <a href="https://www.lutron.com/TechnicalDocumentLibrary/043492.pdf" target="_blank">Warranty Information</a> |  |  |  |  | 0.500 L | [14 empty] | 0 | 0 | 0 | 0 | Electrical | 2016-10-18 11:46 | 2024-07-20 11:23 | 0000-00-00 00:00:00 | 2025-11-29 02:00 | 0000-00-00 00:00:00 | [6 empty] | Ivory
4 | Lutron Electronics | LWT-TTTG-AL | 4460-8080 | 4460 | 8080 | Lutron Electronics | LWT-TTTG-AL.png | 784276157544 | NW AR WP 3 ACC PLDM, 1 GFK T OPNG IN AL | Multigang WallPlate for New Architectural Controls and Accessories, Four-gang for 3 accessories or Palladiom keypads and 1 Grafik T control in almond |  | 6 | 4 |  | LWT-TTTG-AL.png | http://grandbrass.xologic.com/vendors/4460/large/LWT-TTTG-AL.png | [47 empty] | 0 | 0 | 0 | [6 empty] | 0 | 1 | 1 | EA | 1 | Lighting Controls |  |  | Fittings and Hardware |  | Electrical Hardware And Supplies |  | Wallplates | [20 empty] | Switch Plates | [242 empty] | <a href="https://www.lutron.com/TechnicalDocumentLibrary/041496.pdf" target="_blank">Installation Instructions</a> | [23 empty] | 10.000 DW |  |  | 1.0000 IN | [89 empty] | 1.000 EA | 1.000 EA | [35 empty] | No | [42 empty] | https://www.lutron.com/TechnicalDocumentLibrary/369830_FRE.pdf | [7 empty] | Shelf Stock | [39 empty] | 39121704 | [13 empty] | <a href="https://www.lutron.com/TechnicalDocumentLibrary/043492.pdf" target="_blank">Warranty Information</a> |  |  |  |  | 0.500 L | [14 empty] | 0 | 0 | 0 | 0 | Electrical | 2016-10-18 11:46 | 2024-07-20 11:27 | 0000-00-00 00:00:00 | 2025-11-29 02:00 | 0000-00-00 00:00:00 | [6 empty] | Almond
4 | Lutron Electronics | LWT-TTTG-LA | 4460-8081 | 4460 | 8081 | Lutron Electronics | LWT-TTTG-LA.png | 784276157551 | NW AR WP 3 ACC PLDM, 1 GFK T OPNG IN LA | Multigang WallPlate for New Architectural Controls and Accessories, Four-gang for 3 accessories or Palladiom keypads and 1 Grafik T control in light almond |  | 6 | 4 |  | LWT-TTTG-LA.png | http://grandbrass.xologic.com/vendors/4460/large/LWT-TTTG-LA.png | [47 empty] | 0 | 0 | 0 | [6 empty] | 0 | 1 | 1 | EA | 1 | Lighting Controls |  |  | Fittings and Hardware |  | Electrical Hardware And Supplies |  | Wallplates | [20 empty] | Switch Plates | [242 empty] | <a href="https://www.lutron.com/TechnicalDocumentLibrary/041496.pdf" target="_blank">Installation Instructions</a> | [23 empty] | 10.000 DW |  |  | 1.0000 IN | [89 empty] | 1.000 EA | 1.000 EA | [35 empty] | No | [42 empty] | https://www.lutron.com/TechnicalDocumentLibrary/369830_FRE.pdf | [7 empty] | Shelf Stock | [39 empty] | 39121704 | [13 empty] | <a href="https://www.lutron.com/TechnicalDocumentLibrary/043492.pdf" target="_blank">Warranty Information</a> |  |  |  |  | 0.500 L | [14 empty] | 0 | 0 | 0 | 0 | Electrical | 2016-10-18 11:46 | 2024-07-20 11:29 | 0000-00-00 00:00:00 | 2025-11-29 02:00 | 0000-00-00 00:00:00
4 | Lutron Electronics | LWT-TTTG-GR | 4460-8082 | 4460 | 8082 | Lutron Electronics | LWT-TTTG-GR.png | 784276157568 | NW AR WP 3 ACC PLDM, 1 GFK T OPNG IN GR | Multigang WallPlate for New Architectural Controls and Accessories, Four-gang for 3 accessories or Palladiom keypads and 1 Grafik T control in gray |  | 6 | 4 |  | LWT-TTTG-GR.png | http://grandbrass.xologic.com/vendors/4460/large/LWT-TTTG-GR.png | [47 empty] | 0 | 0 | 0 | [6 empty] | 0 | 1 | 1 | EA | 1 | Lighting Controls |  |  | Fittings and Hardware |  | Electrical Hardware And Supplies |  | Wallplates | [20 empty] | Switch Plates | [242 empty] | <a href="https://www.lutron.com/TechnicalDocumentLibrary/041496.pdf" target="_blank">Installation Instructions</a> | [23 empty] | 10.000 DW |  |  | 1.0000 IN | [89 empty] | 1.000 EA | 1.000 EA | [35 empty] | No | [42 empty] | https://www.lutron.com/TechnicalDocumentLibrary/369830_FRE.pdf | [7 empty] | Shelf Stock | [39 empty] | 39121704 | [13 empty] | <a href="https://www.lutron.com/TechnicalDocumentLibrary/043492.pdf" target="_blank">Warranty Information</a> |  |  |  |  | 0.500 L | [14 empty] | 0 | 0 | 0 | 0 | Electrical | 2016-10-18 11:46 | 2024-07-20 11:27 | 0000-00-00 00:00:00 | 2025-11-29 02:00 | 0000-00-00 00:00:00 | [6 empty] | Gray