4 | Lutron Electronics | LWT-TTTG-TP | 4460-8083 | 4460 | 8083 | Lutron Electronics | LWT-TTTG-TP.png | 784276157575 | NW AR WP 3 ACC PLDM, 1 GFK T OPNG IN TP | Multigang WallPlate for New Architectural Controls and Accessories, Four-gang for 3 accessories or Palladiom keypads and 1 Grafik T control in taupe |  | 6 | 4 |  | LWT-TTTG-TP.png | http://grandbrass.xologic.com/vendors/4460/large/LWT-TTTG-TP.png | [47 empty] | 0 | 0 | 0 | [6 empty] | 0 | 1 | 1 | EA | 1 | Lighting Controls |  |  | Fittings and Hardware |  | Electrical Hardware And Supplies |  | Wallplates | [20 empty] | Switch Plates | [242 empty] | <a href="https://www.lutron.com/TechnicalDocumentLibrary/041496.pdf" target="_blank">Installation Instructions</a> | [23 empty] | 10.000 DW |  |  | 1.0000 IN | [89 empty] | 1.000 EA | 1.000 EA | [35 empty] | No | [42 empty] | https://www.lutron.com/TechnicalDocumentLibrary/369830_FRE.pdf | [7 empty] | Shelf Stock | [39 empty] | 39121704 | [13 empty] | <a href="https://www.lutron.com/TechnicalDocumentLibrary/043492.pdf" target="_blank">Warranty Information</a> |  |  |  |  | 0.500 L | [14 empty] | 0 | 0 | 0 | 0 | Electrical | 2016-10-18 11:46 | 2024-07-20 11:23 | 0000-00-00 00:00:00 | 2025-11-29 02:00 | 0000-00-00 00:00:00 | [6 empty] | Taupe
4 | Lutron Electronics | LWT-TTTG-SI | 4460-8084 | 4460 | 8084 | Lutron Electronics | LWT-TTTG-SI.png | 784276157582 | NW AR WP 3 ACC PLDM, 1 GFK T OPNG IN SI | Multigang WallPlate for New Architectural Controls and Accessories, Four-gang for 3 accessories or Palladiom keypads and 1 Grafik T control in sienna |  | 6 | 4 |  | LWT-TTTG-SI.png | http://grandbrass.xologic.com/vendors/4460/large/LWT-TTTG-SI.png | [47 empty] | 0 | 0 | 0 | [6 empty] | 0 | 1 | 1 | EA | 1 | Lighting Controls |  |  | Fittings and Hardware |  | Electrical Hardware And Supplies |  | Wallplates | [20 empty] | Switch Plates | [242 empty] | <a href="https://www.lutron.com/TechnicalDocumentLibrary/041496.pdf" target="_blank">Installation Instructions</a> | [23 empty] | 10.000 DW |  |  | 1.0000 IN | [89 empty] | 1.000 EA | 1.000 EA | [35 empty] | No | [42 empty] | https://www.lutron.com/TechnicalDocumentLibrary/369830_FRE.pdf | [7 empty] | Shelf Stock | [39 empty] | 39121704 | [13 empty] | <a href="https://www.lutron.com/TechnicalDocumentLibrary/043492.pdf" target="_blank">Warranty Information</a> |  |  |  |  | 0.500 L | [14 empty] | 0 | 0 | 0 | 0 | Electrical | 2016-10-18 11:46 | 2024-07-20 11:21 | 0000-00-00 00:00:00 | 2025-11-29 02:00 | 0000-00-00 00:00:00 | [6 empty] | Sienna
4 | Lutron Electronics | LWT-TTTG-BL | 4460-8085 | 4460 | 8085 | Lutron Electronics | LWT-TTTG-BL.png | 784276157605 | NW AR WP 3 ACC PLDM, 1 GFK T OPNG IN BL | Multigang WallPlate for New Architectural Controls and Accessories, Four-gang for 3 accessories or Palladiom keypads and 1 Grafik T control in black |  | 6 | 4 |  | LWT-TTTG-BL.png | http://grandbrass.xologic.com/vendors/4460/large/LWT-TTTG-BL.png | [47 empty] | 0 | 0 | 0 | [6 empty] | 0 | 1 | 1 | EA | 1 | Lighting Controls |  |  | Fittings and Hardware |  | Electrical Hardware And Supplies |  | Wallplates | [20 empty] | Switch Plates | [242 empty] | <a href="https://www.lutron.com/TechnicalDocumentLibrary/041496.pdf" target="_blank">Installation Instructions</a> | [23 empty] | 10.000 DW |  |  | 1.0000 IN | [89 empty] | 1.000 EA | 1.000 EA | [35 empty] | No | [42 empty] | https://www.lutron.com/TechnicalDocumentLibrary/369830_FRE.pdf | [7 empty] | Shelf Stock | [39 empty] | 39121704 | [13 empty] | <a href="https://www.lutron.com/TechnicalDocumentLibrary/043492.pdf" target="_blank">Warranty Information</a> |  |  |  |  | 0.500 L | [14 empty] | 0 | 0 | 0 | 0 | Electrical | 2016-10-18 11:46 | 2024-07-20 11:28 | 0000-00-00 00:00:00 | 2025-11-29 02:00 | 0000-00-00 00:00:00 | [6 empty] | Black
4 | Lutron Electronics | LWT-TTTG-CWH | 4460-8086 | 4460 | 8086 | Lutron Electronics | LWT-TTTG-CWH.jpg | 784276157612 | NW AR WP 3 ACC PLDM, 1 GFK T OPNG IN CWH | Multigang Wallplate for New Architectural Controls and Accessories, Four-gang for 3 accessories or Palladiom keypads and 1 Grafik T control in clear white glass |  | 6 | 4 |  | LWT-TTTG-CWH.jpg | http://grandbrass.xologic.com/vendors/4460/large/LWT-TTTG-CWH.jpg | [47 empty] | 0 | 0 | 0 | [6 empty] | 0 | 1 | 1 | EA | 1 | Lighting Controls |  |  | Fittings and Hardware |  | Electrical Hardware And Supplies |  | Wallplates | [20 empty] | Switch Plates | [242 empty] | <a href="https://www.lutron.com/TechnicalDocumentLibrary/041496.pdf" target="_blank">Installation Instructions</a> | [23 empty] | 10.000 DW |  |  | 1.0000 IN | [89 empty] | 1.000 EA | 1.000 EA | [35 empty] | No | [42 empty] | https://www.lutron.com/TechnicalDocumentLibrary/369830_FRE.pdf | [7 empty] | Shelf Stock | [39 empty] | 39121704 | [13 empty] | <a href="https://www.lutron.com/TechnicalDocumentLibrary/043492.pdf" target="_blank">Warranty Information</a> |  |  |  |  | 0.500 L | [14 empty] | 0 | 0 | 0 | 0 | Electrical | 2016-10-18 11:46 | 2024-07-20 11:18 | 0000-00-00 00:00:00 | 2025-11-29 02:00 | 0000-00-00 00:00:00
4 | Lutron Electronics | LWT-TTTG-SB | 4460-8087 | 4460 | 8087 | Lutron Electronics | LWT-TTTG-SB.png | 784276157629 | NW AR WP 3 ACC PLDM, 1 GFK T OPNG IN SB | Multigang WallPlate for New Architectural Controls and Accessories, Four-gang for 3 accessories or Palladiom keypads and 1 Grafik T control in satin bronze |  | 6 | 4 |  | LWT-TTTG-SB.png | http://grandbrass.xologic.com/vendors/4460/large/LWT-TTTG-SB.png | [47 empty] | 0 | 0 | 0 | [6 empty] | 0 | 1 | 1 | EA | 1 | Lighting Controls |  |  | Fittings and Hardware |  | Electrical Hardware And Supplies |  | Wallplates | [20 empty] | Switch Plates | [242 empty] | <a href="https://www.lutron.com/TechnicalDocumentLibrary/041496.pdf" target="_blank">Installation Instructions</a> | [23 empty] | 20.000 DW |  |  | 1.0000 IN | [89 empty] | 1.000 EA | 1.000 EA | [35 empty] | No | [42 empty] | https://www.lutron.com/TechnicalDocumentLibrary/369830_FRE.pdf | [7 empty] | Shelf Stock | [39 empty] | 39121704 | [13 empty] | <a href="https://www.lutron.com/TechnicalDocumentLibrary/043492.pdf" target="_blank">Warranty Information</a> |  |  |  |  | 0.500 L | [14 empty] | 0 | 0 | 0 | 0 | Electrical | 2016-10-18 11:46 | 2024-07-20 11:21 | 0000-00-00 00:00:00 | 2025-11-29 02:00 | 0000-00-00 00:00:00
4 | Lutron Electronics | LWT-TTTG-BB | 4460-8088 | 4460 | 8088 | Lutron Electronics | LWT-TTTG-BB.png | 784276157636 | NW AR WP 3 ACC PLDM, 1 GFK T OPNG IN BB | Multigang WallPlate for New Architectural Controls and Accessories, Four-gang for 3 accessories or Palladiom keypads and 1 Grafik T control in bright brass |  | 6 | 4 |  | LWT-TTTG-BB.png | http://grandbrass.xologic.com/vendors/4460/large/LWT-TTTG-BB.png | [47 empty] | 0 | 0 | 0 | [6 empty] | 0 | 1 | 1 | EA | 1 | Lighting Controls |  |  | Fittings and Hardware |  | Electrical Hardware And Supplies |  | Wallplates | [20 empty] | Switch Plates | [242 empty] | <a href="https://www.lutron.com/TechnicalDocumentLibrary/041496.pdf" target="_blank">Installation Instructions</a> | [23 empty] | 20.000 DW |  |  | 1.0000 IN | [89 empty] | 1.000 EA | 1.000 EA | [35 empty] | No | [42 empty] | https://www.lutron.com/TechnicalDocumentLibrary/369830_FRE.pdf | [7 empty] | Shelf Stock | [39 empty] | 39121704 | [13 empty] | <a href="https://www.lutron.com/TechnicalDocumentLibrary/043492.pdf" target="_blank">Warranty Information</a> |  |  |  |  | 0.500 L | [14 empty] | 0 | 0 | 0 | 0 | Electrical | 2016-10-18 11:46 | 2024-07-20 11:18 | 0000-00-00 00:00:00 | 2025-11-29 02:00 | 0000-00-00 00:00:00
4 | Lutron Electronics | LWT-TTTG-BC | 4460-8089 | 4460 | 8089 | Lutron Electronics | LWT-TTTG-BC.png | 784276157643 | NW AR WP 3 ACC PLDM, 1 GFK T OPNG IN BC | Multigang WallPlate for New Architectural Controls and Accessories, Four-gang for 3 accessories or Palladiom keypads and 1 Grafik T control in bright chrome |  | 6 | 4 |  | LWT-TTTG-BC.png | http://grandbrass.xologic.com/vendors/4460/large/LWT-TTTG-BC.png | [47 empty] | 0 | 0 | 0 | [6 empty] | 0 | 1 | 1 | EA | 1 | Lighting Controls |  |  | Fittings and Hardware |  | Electrical Hardware And Supplies |  | Wallplates | [20 empty] | Switch Plates | [242 empty] | <a href="https://www.lutron.com/TechnicalDocumentLibrary/041496.pdf" target="_blank">Installation Instructions</a> | [23 empty] | 20.000 DW |  |  | 1.0000 IN | [89 empty] | 1.000 EA | 1.000 EA | [35 empty] | No | [42 empty] | https://www.lutron.com/TechnicalDocumentLibrary/369830_FRE.pdf | [7 empty] | Shelf Stock | [39 empty] | 39121704 | [13 empty] | <a href="https://www.lutron.com/TechnicalDocumentLibrary/043492.pdf" target="_blank">Warranty Information</a> |  |  |  |  | 0.500 L | [14 empty] | 0 | 0 | 0 | 0 | Electrical | 2016-10-18 11:46 | 2024-07-20 11:23 | 0000-00-00 00:00:00 | 2025-11-29 02:00 | 0000-00-00 00:00:00
4 | Lutron Electronics | LWT-TGGG-IV | 4460-8090 | 4460 | 8090 | Lutron Electronics | LWT-TGGG-IV.png | 784276157971 | NW AR WP 1 ACC PLDM, 3 GFK T OPNG IN IV | Multigang WallPlate for New Architectural Controls and Accessories, Four-gang for 1 accessory or Palladiom keypad and 3 Grafik T controls in ivory |  | 6 | 4 |  | LWT-TGGG-IV.png | http://grandbrass.xologic.com/vendors/4460/large/LWT-TGGG-IV.png | [47 empty] | 0 | 0 | 0 | [6 empty] | 0 | 1 | 1 | EA | 1 | Lighting Controls |  |  | Fittings and Hardware |  | Electrical Hardware And Supplies |  | Wallplates | [20 empty] | Switch Plates | [242 empty] | <a href="https://www.lutron.com/TechnicalDocumentLibrary/041496.pdf" target="_blank">Installation Instructions</a> | [23 empty] | 10.000 DW |  |  | 1.0000 IN | [89 empty] | 1.000 EA | 1.000 EA | [35 empty] | No | [42 empty] | https://www.lutron.com/TechnicalDocumentLibrary/369830_FRE.pdf | [7 empty] | Shelf Stock | [39 empty] | 39121704 | [13 empty] | <a href="https://www.lutron.com/TechnicalDocumentLibrary/043492.pdf" target="_blank">Warranty Information</a> |  |  |  |  | 0.500 L | [14 empty] | 0 | 0 | 0 | 0 | Electrical | 2016-10-18 11:47 | 2024-07-20 11:25 | 0000-00-00 00:00:00 | 2025-11-29 02:00 | 0000-00-00 00:00:00 | [6 empty] | Ivory
4 | Lutron Electronics | LWT-TGGG-AL | 4460-8091 | 4460 | 8091 | Lutron Electronics | LWT-TGGG-AL.png | 784276157988 | NW AR WP 1 ACC PLDM, 3 GFK T OPNG IN AL | Multigang WallPlate for New Architectural Controls and Accessories, Four-gang for 1 accessory or Palladiom keypad and 3 Grafik T controls in almond |  | 6 | 4 |  | LWT-TGGG-AL.png | http://grandbrass.xologic.com/vendors/4460/large/LWT-TGGG-AL.png | [47 empty] | 0 | 0 | 0 | [6 empty] | 0 | 1 | 1 | EA | 1 | Lighting Controls |  |  | Fittings and Hardware |  | Electrical Hardware And Supplies |  | Wallplates | [20 empty] | Switch Plates | [242 empty] | <a href="https://www.lutron.com/TechnicalDocumentLibrary/041496.pdf" target="_blank">Installation Instructions</a> | [23 empty] | 10.000 DW |  |  | 1.0000 IN | [89 empty] | 1.000 EA | 1.000 EA | [35 empty] | No | [42 empty] | https://www.lutron.com/TechnicalDocumentLibrary/369830_FRE.pdf | [7 empty] | Shelf Stock | [39 empty] | 39121704 | [13 empty] | <a href="https://www.lutron.com/TechnicalDocumentLibrary/043492.pdf" target="_blank">Warranty Information</a> |  |  |  |  | 0.500 L | [14 empty] | 0 | 0 | 0 | 0 | Electrical | 2016-10-18 11:47 | 2024-07-20 11:29 | 0000-00-00 00:00:00 | 2025-11-29 02:00 | 0000-00-00 00:00:00 | [6 empty] | Almond
4 | Lutron Electronics | LWT-TGGG-LA | 4460-8092 | 4460 | 8092 | Lutron Electronics | LWT-TGGG-LA.png | 784276157995 | NW AR WP 1 ACC PLDM, 3 GFK T OPNG IN LA | Multigang WallPlate for New Architectural Controls and Accessories, Four-gang for 1 accessory or Palladiom keypad and 3 Grafik T controls in light almond |  | 6 | 4 |  | LWT-TGGG-LA.png | http://grandbrass.xologic.com/vendors/4460/large/LWT-TGGG-LA.png | [47 empty] | 0 | 0 | 0 | [6 empty] | 0 | 1 | 1 | EA | 1 | Lighting Controls |  |  | Fittings and Hardware |  | Electrical Hardware And Supplies |  | Wallplates | [20 empty] | Switch Plates | [242 empty] | <a href="https://www.lutron.com/TechnicalDocumentLibrary/041496.pdf" target="_blank">Installation Instructions</a> | [23 empty] | 10.000 DW |  |  | 1.0000 IN | [89 empty] | 1.000 EA | 1.000 EA | [35 empty] | No | [42 empty] | https://www.lutron.com/TechnicalDocumentLibrary/369830_FRE.pdf | [7 empty] | Shelf Stock | [39 empty] | 39121704 | [13 empty] | <a href="https://www.lutron.com/TechnicalDocumentLibrary/043492.pdf" target="_blank">Warranty Information</a> |  |  |  |  | 0.500 L | [14 empty] | 0 | 0 | 0 | 0 | Electrical | 2016-10-18 11:47 | 2024-07-20 11:23 | 0000-00-00 00:00:00 | 2025-11-29 02:00 | 0000-00-00 00:00:00
4 | Lutron Electronics | LWT-TGGG-GR | 4460-8093 | 4460 | 8093 | Lutron Electronics | LWT-TGGG-GR.png | 784276158008 | NW AR WP 1 ACC PLDM, 3 GFK T OPNG IN GR | Multigang WallPlate for New Architectural Controls and Accessories, Four-gang for 1 accessory or Palladiom keypad and 3 Grafik T controls in gray |  | 6 | 4 |  | LWT-TGGG-GR.png | http://grandbrass.xologic.com/vendors/4460/large/LWT-TGGG-GR.png | [47 empty] | 0 | 0 | 0 | [6 empty] | 0 | 1 | 1 | EA | 1 | Lighting Controls |  |  | Fittings and Hardware |  | Electrical Hardware And Supplies |  | Wallplates | [20 empty] | Switch Plates | [242 empty] | <a href="https://www.lutron.com/TechnicalDocumentLibrary/041496.pdf" target="_blank">Installation Instructions</a> | [23 empty] | 10.000 DW |  |  | 1.0000 IN | [89 empty] | 1.000 EA | 1.000 EA | [35 empty] | No | [42 empty] | https://www.lutron.com/TechnicalDocumentLibrary/369830_FRE.pdf | [7 empty] | Shelf Stock | [39 empty] | 39121704 | [13 empty] | <a href="https://www.lutron.com/TechnicalDocumentLibrary/043492.pdf" target="_blank">Warranty Information</a> |  |  |  |  | 0.500 L | [14 empty] | 0 | 0 | 0 | 0 | Electrical | 2016-10-18 11:47 | 2024-07-20 11:23 | 0000-00-00 00:00:00 | 2025-11-29 02:00 | 0000-00-00 00:00:00 | [6 empty] | Gray
4 | Lutron Electronics | LWT-TGGG-TP | 4460-8094 | 4460 | 8094 | Lutron Electronics | LWT-TGGG-TP.png | 784276158015 | NW AR WP 1 ACC PLDM, 3 GFK T OPNG IN TP | Multigang WallPlate for New Architectural Controls and Accessories, Four-gang for 1 accessory or Palladiom keypad and 3 Grafik T controls in taupe |  | 6 | 4 |  | LWT-TGGG-TP.png | http://grandbrass.xologic.com/vendors/4460/large/LWT-TGGG-TP.png | [47 empty] | 0 | 0 | 0 | [6 empty] | 0 | 1 | 1 | EA | 1 | Lighting Controls |  |  | Fittings and Hardware |  | Electrical Hardware And Supplies |  | Wallplates | [20 empty] | Switch Plates | [242 empty] | <a href="https://www.lutron.com/TechnicalDocumentLibrary/041496.pdf" target="_blank">Installation Instructions</a> | [23 empty] | 10.000 DW |  |  | 1.0000 IN | [89 empty] | 1.000 EA | 1.000 EA | [35 empty] | No | [42 empty] | https://www.lutron.com/TechnicalDocumentLibrary/369830_FRE.pdf | [7 empty] | Shelf Stock | [39 empty] | 39121704 | [13 empty] | <a href="https://www.lutron.com/TechnicalDocumentLibrary/043492.pdf" target="_blank">Warranty Information</a> |  |  |  |  | 0.500 L | [14 empty] | 0 | 0 | 0 | 0 | Electrical | 2016-10-18 11:47 | 2024-07-20 11:43 | 0000-00-00 00:00:00 | 2025-11-29 02:00 | 0000-00-00 00:00:00 | [6 empty] | Taupe
4 | Lutron Electronics | LWT-TGGG-SI | 4460-8095 | 4460 | 8095 | Lutron Electronics | LWT-TGGG-SI.png | 784276158022 | NW AR WP 1 ACC PLDM, 3 GFK T OPNG IN SI | Multigang WallPlate for New Architectural Controls and Accessories, Four-gang for 1 accessory or Palladiom keypad and 3 Grafik T controls in sienna |  | 6 | 4 |  | LWT-TGGG-SI.png | http://grandbrass.xologic.com/vendors/4460/large/LWT-TGGG-SI.png | [47 empty] | 0 | 0 | 0 | [6 empty] | 0 | 1 | 1 | EA | 1 | Lighting Controls |  |  | Fittings and Hardware |  | Electrical Hardware And Supplies |  | Wallplates | [20 empty] | Switch Plates | [242 empty] | <a href="https://www.lutron.com/TechnicalDocumentLibrary/041496.pdf" target="_blank">Installation Instructions</a> | [23 empty] | 10.000 DW |  |  | 1.0000 IN | [89 empty] | 1.000 EA | 1.000 EA | [35 empty] | No | [42 empty] | https://www.lutron.com/TechnicalDocumentLibrary/369830_FRE.pdf | [7 empty] | Shelf Stock | [39 empty] | 39121704 | [13 empty] | <a href="https://www.lutron.com/TechnicalDocumentLibrary/043492.pdf" target="_blank">Warranty Information</a> |  |  |  |  | 0.500 L | [14 empty] | 0 | 0 | 0 | 0 | Electrical | 2016-10-18 11:47 | 2024-07-20 11:43 | 0000-00-00 00:00:00 | 2025-11-29 02:00 | 0000-00-00 00:00:00 | [6 empty] | Sienna
4 | Lutron Electronics | LWT-TGGG-BL | 4460-8096 | 4460 | 8096 | Lutron Electronics | LWT-TGGG-BL.png | 784276158046 | NW AR WP 1 ACC PLDM, 3 GFK T OPNG IN BL | Multigang WallPlate for New Architectural Controls and Accessories, Four-gang for 1 accessory or Palladiom keypad and 3 Grafik T controls in black |  | 6 | 4 |  | LWT-TGGG-BL.png | http://grandbrass.xologic.com/vendors/4460/large/LWT-TGGG-BL.png | [47 empty] | 0 | 0 | 0 | [6 empty] | 0 | 1 | 1 | EA | 1 | Lighting Controls |  |  | Fittings and Hardware |  | Electrical Hardware And Supplies |  | Wallplates | [20 empty] | Switch Plates | [242 empty] | <a href="https://www.lutron.com/TechnicalDocumentLibrary/041496.pdf" target="_blank">Installation Instructions</a> | [23 empty] | 10.000 DW |  |  | 1.0000 IN | [89 empty] | 1.000 EA | 1.000 EA | [35 empty] | No | [42 empty] | https://www.lutron.com/TechnicalDocumentLibrary/369830_FRE.pdf | [7 empty] | Shelf Stock | [39 empty] | 39121704 | [13 empty] | <a href="https://www.lutron.com/TechnicalDocumentLibrary/043492.pdf" target="_blank">Warranty Information</a> |  |  |  |  | 0.500 L | [14 empty] | 0 | 0 | 0 | 0 | Electrical | 2016-10-18 11:47 | 2024-07-20 11:23 | 0000-00-00 00:00:00 | 2025-11-29 02:00 | 0000-00-00 00:00:00 | [6 empty] | Black
4 | Lutron Electronics | LWT-TGGG-CWH | 4460-8097 | 4460 | 8097 | Lutron Electronics | LWT-TGGG-CWH.jpg | 784276158053 | NW AR WP 1 ACC PLDM, 3 GFK T OPNG IN CWH | Multigang Wallplate for New Architectural Controls and Accessories, Four-gang for 1 accessory or Palladiom keypad and 3 Grafik T controls in clear white glass |  | 6 | 4 |  | LWT-TGGG-CWH.jpg | http://grandbrass.xologic.com/vendors/4460/large/LWT-TGGG-CWH.jpg | [47 empty] | 0 | 0 | 0 | [6 empty] | 0 | 1 | 1 | EA | 1 | Lighting Controls |  |  | Fittings and Hardware |  | Electrical Hardware And Supplies |  | Wallplates | [20 empty] | Switch Plates | [242 empty] | <a href="https://www.lutron.com/TechnicalDocumentLibrary/041496.pdf" target="_blank">Installation Instructions</a> | [23 empty] | 10.000 DW |  |  | 1.0000 IN | [89 empty] | 1.000 EA | 1.000 EA | [35 empty] | No | [42 empty] | https://www.lutron.com/TechnicalDocumentLibrary/369830_FRE.pdf | [7 empty] | Shelf Stock | [39 empty] | 39121704 | [13 empty] | <a href="https://www.lutron.com/TechnicalDocumentLibrary/043492.pdf" target="_blank">Warranty Information</a> |  |  |  |  | 0.500 L | [14 empty] | 0 | 0 | 0 | 0 | Electrical | 2016-10-18 11:47 | 2024-07-20 11:18 | 0000-00-00 00:00:00 | 2025-11-29 02:00 | 0000-00-00 00:00:00
4 | Lutron Electronics | LWT-TGGG-SB | 4460-8098 | 4460 | 8098 | Lutron Electronics | LWT-TGGG-SB.png | 784276158060 | NW AR WP 1 ACC PLDM, 3 GFK T OPNG IN SB | Multigang WallPlate for New Architectural Controls and Accessories, Four-gang for 1 accessory or Palladiom keypad and 3 Grafik T controls in satin brass |  | 6 | 4 |  | LWT-TGGG-SB.png | http://grandbrass.xologic.com/vendors/4460/large/LWT-TGGG-SB.png | [47 empty] | 0 | 0 | 0 | [6 empty] | 0 | 1 | 1 | EA | 1 | Lighting Controls |  |  | Fittings and Hardware |  | Electrical Hardware And Supplies |  | Wallplates | [20 empty] | Switch Plates | [242 empty] | <a href="https://www.lutron.com/TechnicalDocumentLibrary/041496.pdf" target="_blank">Installation Instructions</a> | [23 empty] | 20.000 DW |  |  | 1.0000 IN | [89 empty] | 1.000 EA | 1.000 EA | [35 empty] | No | [42 empty] | https://www.lutron.com/TechnicalDocumentLibrary/369830_FRE.pdf | [7 empty] | Shelf Stock | [39 empty] | 39121704 | [13 empty] | <a href="https://www.lutron.com/TechnicalDocumentLibrary/043492.pdf" target="_blank">Warranty Information</a> |  |  |  |  | 0.500 L | [14 empty] | 0 | 0 | 0 | 0 | Electrical | 2016-10-18 11:47 | 2024-07-20 11:29 | 0000-00-00 00:00:00 | 2025-11-29 02:00 | 0000-00-00 00:00:00
4 | Lutron Electronics | LWT-TGGG-BB | 4460-8099 | 4460 | 8099 | Lutron Electronics | LWT-TGGG-BB.png | 784276158077 | NW AR WP 1 ACC PLDM, 3 GFK T OPNG IN BB | Multigang WallPlate for New Architectural Controls and Accessories, Four-gang for 1 accessory or Palladiom keypad and 3 Grafik T controls in bright brass |  | 6 | 4 |  | LWT-TGGG-BB.png | http://grandbrass.xologic.com/vendors/4460/large/LWT-TGGG-BB.png | [47 empty] | 0 | 0 | 0 | [6 empty] | 0 | 1 | 1 | EA | 1 | Lighting Controls |  |  | Fittings and Hardware |  | Electrical Hardware And Supplies |  | Wallplates | [20 empty] | Switch Plates | [242 empty] | <a href="https://www.lutron.com/TechnicalDocumentLibrary/041496.pdf" target="_blank">Installation Instructions</a> | [23 empty] | 20.000 DW |  |  | 1.0000 IN | [89 empty] | 1.000 EA | 1.000 EA | [35 empty] | No | [42 empty] | https://www.lutron.com/TechnicalDocumentLibrary/369830_FRE.pdf | [7 empty] | Shelf Stock | [39 empty] | 39121704 | [13 empty] | <a href="https://www.lutron.com/TechnicalDocumentLibrary/043492.pdf" target="_blank">Warranty Information</a> |  |  |  |  | 0.500 L | [14 empty] | 0 | 0 | 0 | 0 | Electrical | 2016-10-18 11:47 | 2024-07-20 11:25 | 0000-00-00 00:00:00 | 2025-11-29 02:00 | 0000-00-00 00:00:00
4 | Lutron Electronics | LWT-TGGG-BC | 4460-8100 | 4460 | 8100 | Lutron Electronics | LWT-TGGG-BC.png | 784276158084 | NW AR WP 1 ACC PLDM, 3 GFK T OPNG IN BC | Multigang WallPlate for New Architectural Controls and Accessories, Four-gang for 1 accessory or Palladiom keypad and 3 Grafik T controls in bright chrome |  | 6 | 4 |  | LWT-TGGG-BC.png | http://grandbrass.xologic.com/vendors/4460/large/LWT-TGGG-BC.png | [47 empty] | 0 | 0 | 0 | [6 empty] | 0 | 1 | 1 | EA | 1 | Lighting Controls |  |  | Fittings and Hardware |  | Electrical Hardware And Supplies |  | Wallplates | [20 empty] | Switch Plates | [242 empty] | <a href="https://www.lutron.com/TechnicalDocumentLibrary/041496.pdf" target="_blank">Installation Instructions</a> | [23 empty] | 20.000 DW |  |  | 1.0000 IN | [89 empty] | 1.000 EA | 1.000 EA | [35 empty] | No | [42 empty] | https://www.lutron.com/TechnicalDocumentLibrary/369830_FRE.pdf | [7 empty] | Shelf Stock | [39 empty] | 39121704 | [13 empty] | <a href="https://www.lutron.com/TechnicalDocumentLibrary/043492.pdf" target="_blank">Warranty Information</a> |  |  |  |  | 0.500 L | [14 empty] | 0 | 0 | 0 | 0 | Electrical | 2016-10-18 11:47 | 2024-07-20 11:23 | 0000-00-00 00:00:00 | 2025-11-29 02:00 | 0000-00-00 00:00:00
4 | Lutron Electronics | LWT-TGGG-SC | 4460-8101 | 4460 | 8101 | Lutron Electronics | LWT-TGGG-SC.png | 784276158114 | NW AR WP 1 ACC PLDM, 3 GFK T OPNG IN SC | Multigang WallPlate for New Architectural Controls and Accessories, Four-gang for 1 accessory or Palladiom keypad and 3 Grafik T controls in satin chrome |  | 6 | 4 |  | LWT-TGGG-SC.png | http://grandbrass.xologic.com/vendors/4460/large/LWT-TGGG-SC.png | [47 empty] | 0 | 0 | 0 | [6 empty] | 0 | 1 | 1 | EA | 1 | Lighting Controls |  |  | Fittings and Hardware |  | Electrical Hardware And Supplies |  | Wallplates | [20 empty] | Switch Plates | [242 empty] | <a href="https://www.lutron.com/TechnicalDocumentLibrary/041496.pdf" target="_blank">Installation Instructions</a> | [23 empty] | 20.000 DW |  |  | 1.0000 IN | [89 empty] | 1.000 EA | 1.000 EA | [35 empty] | No | [42 empty] | https://www.lutron.com/TechnicalDocumentLibrary/369830_FRE.pdf | [7 empty] | Shelf Stock | [39 empty] | 39121704 | [13 empty] | <a href="https://www.lutron.com/TechnicalDocumentLibrary/043492.pdf" target="_blank">Warranty Information</a> |  |  |  |  | 0.500 L | [14 empty] | 0 | 0 | 0 | 0 | Electrical | 2016-10-18 11:47 | 2024-07-20 11:21 | 0000-00-00 00:00:00 | 2025-11-29 02:00 | 0000-00-00 00:00:00
4 | Lutron Electronics | LWT-TGGG-SN | 4460-8102 | 4460 | 8102 | Lutron Electronics | LWT-TGGG-SN.png | 784276158121 | NW AR WP 1 ACC PLDM, 3 GFK T OPNG IN SN | Multigang WallPlate for New Architectural Controls and Accessories, Four-gang for 1 accessory or Palladiom keypad and 3 Grafik T controls in satin nickel |  | 6 | 4 |  | LWT-TGGG-SN.png | http://grandbrass.xologic.com/vendors/4460/large/LWT-TGGG-SN.png | [47 empty] | 0 | 0 | 0 | [6 empty] | 0 | 1 | 1 | EA | 1 | Lighting Controls |  |  | Fittings and Hardware |  | Electrical Hardware And Supplies |  | Wallplates | [20 empty] | Switch Plates | [242 empty] | <a href="https://www.lutron.com/TechnicalDocumentLibrary/041496.pdf" target="_blank">Installation Instructions</a> | [23 empty] | 20.000 DW |  |  | 1.0000 IN | [89 empty] | 1.000 EA | 1.000 EA | [35 empty] | No | [42 empty] | https://www.lutron.com/TechnicalDocumentLibrary/369830_FRE.pdf | [7 empty] | Shelf Stock | [39 empty] | 39121704 | [13 empty] | <a href="https://www.lutron.com/TechnicalDocumentLibrary/043492.pdf" target="_blank">Warranty Information</a> |  |  |  |  | 0.500 L | [14 empty] | 0 | 0 | 0 | 0 | Electrical | 2016-10-18 11:47 | 2024-07-20 11:21 | 0000-00-00 00:00:00 | 2025-11-29 02:00 | 0000-00-00 00:00:00
4 | Lutron Electronics | LWT-TGGG-BN | 4460-8103 | 4460 | 8103 | Lutron Electronics | LWT-TGGG-BN.png | 784276158138 | NW AR WP 1 ACC PLDM, 3 GFK T OPNG IN BN | Multigang WallPlate for New Architectural Controls and Accessories, Four-gang for 1 accessory or Palladiom keypad and 3 Grafik T controls in bright nickel |  | 6 | 4 |  | LWT-TGGG-BN.png | http://grandbrass.xologic.com/vendors/4460/large/LWT-TGGG-BN.png | [47 empty] | 0 | 0 | 0 | [6 empty] | 0 | 1 | 1 | EA | 1 | Lighting Controls |  |  | Fittings and Hardware |  | Electrical Hardware And Supplies |  | Wallplates | [20 empty] | Switch Plates | [242 empty] | <a href="https://www.lutron.com/TechnicalDocumentLibrary/041496.pdf" target="_blank">Installation Instructions</a> | [23 empty] | 20.000 DW |  |  | 1.0000 IN | [89 empty] | 1.000 EA | 1.000 EA | [35 empty] | No | [42 empty] | https://www.lutron.com/TechnicalDocumentLibrary/369830_FRE.pdf | [7 empty] | Shelf Stock | [39 empty] | 39121704 | [13 empty] | <a href="https://www.lutron.com/TechnicalDocumentLibrary/043492.pdf" target="_blank">Warranty Information</a> |  |  |  |  | 0.500 L | [14 empty] | 0 | 0 | 0 | 0 | Electrical | 2016-10-18 11:47 | 2024-07-20 11:18 | 0000-00-00 00:00:00 | 2025-11-29 02:00 | 0000-00-00 00:00:00
1 | Lutron Electronics | GTJ-5NEM-WH | 4460-8105 | 4460 | 8105 | Lutron Electronics | GTJ-5NEM-WH.JPG | 784276161930 | 500W RF PS GRAFIKT | GRAFIK T phase selectable RF touch C.L dimmer, multi-location/single-pole, 120V 500W Inc/Hal, 250W LED, 500W ELV, 400VA 300W MLV, 400W Hi-lume 1 percent LED driver max 10, 3.3A Tu-Wire fluorescent ballast in white |  | 5.25 | 3.5 |  | GTJ-5NEM-WH.JPG | http://grandbrass.xologic.com/vendors/4460/large/GTJ-5NEM-WH.JPG | [47 empty] | 0 | 0 | 0 | [6 empty] | 0 | 1 | 1 | EA | 1 | Lighting Controls | [27 empty] | Dimmers | [242 empty] | <a href="https://www.lutron.com/TechnicalDocumentLibrary/0301796.pdf" target="_blank">Installation Instructions</a> | [23 empty] | 10.000 DW |  |  | 5.2500 IN | [89 empty] | 1.000 EA | 1.000 EA | [35 empty] | No | [42 empty] | https://www.lutron.com/TechnicalDocumentLibrary/369826_CAN.pdf | [7 empty] | Shelf Stock | [13 empty] | <a href="https://www.lutron.com/TechnicalDocumentLibrary/368-4493_Page_73.pdf" target="_blank">Tech Drawing</a> | [25 empty] | 39122206 | [13 empty] | <a href="https://www.lutron.com/TechnicalDocumentLibrary/warranty.pdf" target="_blank">Warranty Information</a> |  |  |  |  | 0.500 L | [14 empty] | 0 | 0 | 0 | 0 | Lighting Fixtures | 2016-10-18 11:47 | 2024-07-20 11:21 | 0000-00-00 00:00:00 | 2024-07-20 11:21 | 0000-00-00 00:00:00 | [6 empty] | White
4 | Lutron Electronics | CAR-15-UBTR-AL | 4460-8109 | 4460 | 8109 | Lutron Electronics | Ecom_CAR-15-UBTR-AL_nowallplate.jpeg | 784276166034 | CA 15A USB TAMPER RESIST ALMOND | Lutron Claro USB Type A 2.0 Duplex Receptacle, 15 Amp, Almond |  | 2.4 | 4.5 |  | Ecom_CAR-15-UBTR-AL_nowallplate.jpeg | http://grandbrass.xologic.com/vendors/4460/large/Ecom_CAR-15-UBTR-AL_nowallplate.jpeg | [47 empty] | 0 | 0 | 0 | [6 empty] | 0 | 1 | 1 | EA | 1 | Lighting Controls |  |  | Electrical Distribution Equipment |  | Receptacles |  | Electrical Receptacles | [20 empty] | Other Lighting Controls | [242 empty] | <a href="https://www.lutron.com/TechnicalDocumentLibrary/041532.pdf" target="_blank">Installation Instructions</a> | [23 empty] | 10.000 DW |  |  | 2.4000 IN | [89 empty] | 1.000 EA | 1.000 EA | [35 empty] | No | [42 empty] | https://www.lutron.com/TechnicalDocumentLibrary/369976.pdf | [7 empty] | Shelf Stock | [13 empty] | <a href="https://www.lutron.com/TechnicalDocumentLibrary/368-4493_Page_26.pdf" target="_blank">Tech Drawing</a> | [25 empty] | 39121406 | [13 empty] | <a href="https://www.lutron.com/TechnicalDocumentLibrary/369-119_Wallbox_Warranty.pdf" target="_blank">Warranty Information</a> |  |  |  |  | 0.400 L | [14 empty] | 0 | 0 | 0 | 0 | Electrical | 2016-10-18 11:47 | 2024-07-20 11:27 | 0000-00-00 00:00:00 | 2025-11-29 02:00 | 0000-00-00 00:00:00 | [6 empty] | Almond
4 | Lutron Electronics | CAR-15-UBTR-BL | 4460-8110 | 4460 | 8110 | Lutron Electronics | Ecom_CAR-15-UBTR-BL_nowallplate.jpeg | 784276166041 | CA 15A USB TAMPER RESIST BLACK | Lutron Claro USB Type A 2.0 Duplex Receptacle, 15 Amp, Black |  | 2.4 | 4.5 |  | Ecom_CAR-15-UBTR-BL_nowallplate.jpeg | http://grandbrass.xologic.com/vendors/4460/large/Ecom_CAR-15-UBTR-BL_nowallplate.jpeg | [47 empty] | 0 | 0 | 0 | [6 empty] | 0 | 1 | 1 | EA | 1 | Lighting Controls |  |  | Electrical Distribution Equipment |  | Receptacles |  | Electrical Receptacles | [20 empty] | Other Lighting Controls | [242 empty] | <a href="https://www.lutron.com/TechnicalDocumentLibrary/041532.pdf" target="_blank">Installation Instructions</a> | [23 empty] | 10.000 DW |  |  | 2.4000 IN | [89 empty] | 1.000 EA | 1.000 EA | [35 empty] | No | [42 empty] | https://www.lutron.com/TechnicalDocumentLibrary/369976.pdf | [7 empty] | Shelf Stock | [13 empty] | <a href="https://www.lutron.com/TechnicalDocumentLibrary/368-4493_Page_26.pdf" target="_blank">Tech Drawing</a> | [25 empty] | 39121406 | [13 empty] | <a href="https://www.lutron.com/TechnicalDocumentLibrary/369-119_Wallbox_Warranty.pdf" target="_blank">Warranty Information</a> |  |  |  |  | 0.400 L | [14 empty] | 0 | 0 | 0 | 0 | Electrical | 2016-10-18 11:47 | 2024-07-20 11:25 | 0000-00-00 00:00:00 | 2025-11-29 02:00 | 0000-00-00 00:00:00 | [6 empty] | Black
4 | Lutron Electronics | CAR-15-UBTR-BR | 4460-8111 | 4460 | 8111 | Lutron Electronics | Ecom_CAR-15-UBTR-BR_nowallplate.jpeg | 784276166058 | CA 15A USB TAMPER RESIST BROWN | Lutron Claro USB Type A 2.0 Duplex Receptacle, 15 Amp, Brown |  | 2.4 | 4.5 |  | Ecom_CAR-15-UBTR-BR_nowallplate.jpeg | http://grandbrass.xologic.com/vendors/4460/large/Ecom_CAR-15-UBTR-BR_nowallplate.jpeg | [47 empty] | 0 | 0 | 0 | [6 empty] | 0 | 1 | 1 | EA | 1 | Lighting Controls |  |  | Electrical Distribution Equipment |  | Receptacles |  | Electrical Receptacles | [20 empty] | Other Lighting Controls | [242 empty] | <a href="https://www.lutron.com/TechnicalDocumentLibrary/041532.pdf" target="_blank">Installation Instructions</a> | [23 empty] | 10.000 DW |  |  | 2.4000 IN | [89 empty] | 1.000 EA | 1.000 EA | [35 empty] | No | [42 empty] | https://www.lutron.com/TechnicalDocumentLibrary/369976.pdf | [7 empty] | Shelf Stock | [13 empty] | <a href="https://www.lutron.com/TechnicalDocumentLibrary/368-4493_Page_26.pdf" target="_blank">Tech Drawing</a> | [25 empty] | 39121406 | [13 empty] | <a href="https://www.lutron.com/TechnicalDocumentLibrary/369-119_Wallbox_Warranty.pdf" target="_blank">Warranty Information</a> |  |  |  |  | 0.400 L | [14 empty] | 0 | 0 | 0 | 0 | Electrical | 2016-10-18 11:47 | 2024-07-20 11:21 | 0000-00-00 00:00:00 | 2025-11-29 02:00 | 0000-00-00 00:00:00 | [6 empty] | Brown
4 | Lutron Electronics | SCR-15-UBTR-SW | 4460-8119 | 4460 | 8119 | Lutron Electronics | Ecom_SCR-15-UBTR-SW_nowallplate.jpeg | 784276166362 | SC 15A USB TAMPER RESIST SNOW | Lutron Claro USB Type A 2.0 Duplex Receptacle, 15 Amp, Snow |  | 2.3 | 4.5 |  | Ecom_SCR-15-UBTR-SW_nowallplate.jpeg | http://grandbrass.xologic.com/vendors/4460/large/Ecom_SCR-15-UBTR-SW_nowallplate.jpeg | [47 empty] | 0 | 0 | 0 | [6 empty] | 0 | 1 | 1 | EA | 1 | Lighting Controls |  |  | Electrical Distribution Equipment |  | Receptacles |  | Electrical Receptacles | [20 empty] | Other Lighting Controls | [242 empty] | <a href="https://www.lutron.com/TechnicalDocumentLibrary/041532.pdf" target="_blank">Installation Instructions</a> | [23 empty] | 10.000 DW |  |  | 2.3000 IN | [89 empty] | 1.000 EA | 1.000 EA | [35 empty] | No | [42 empty] | https://www.lutron.com/TechnicalDocumentLibrary/369976.pdf | [7 empty] | Shelf Stock | [13 empty] | <a href="https://www.lutron.com/TechnicalDocumentLibrary/368-4493_Page_26.pdf" target="_blank">Tech Drawing</a> | [25 empty] | 39121406 | [13 empty] | <a href="https://www.lutron.com/TechnicalDocumentLibrary/369-119_Wallbox_Warranty.pdf" target="_blank">Warranty Information</a> |  |  |  |  | 0.500 L | [14 empty] | 0 | 0 | 0 | 0 | Electrical | 2016-10-18 11:47 | 2024-07-20 11:21 | 0000-00-00 00:00:00 | 2025-11-29 02:00 | 0000-00-00 00:00:00 | [6 empty] | Snow
4 | Lutron Electronics | SCR-15-UBTR-TP | 4460-8121 | 4460 | 8121 | Lutron Electronics | Ecom_SCR-15-UBTR-TP_nowallplate.jpeg | 784276166386 | SC 15A USB TAMPER RESIST TAUPE | Lutron Claro USB Type A 2.0 Duplex Receptacle, 15 Amp, Taupe |  | 1.8 | 4.5 |  | Ecom_SCR-15-UBTR-TP_nowallplate.jpeg | http://grandbrass.xologic.com/vendors/4460/large/Ecom_SCR-15-UBTR-TP_nowallplate.jpeg | [47 empty] | 0 | 0 | 0 | [6 empty] | 0 | 1 | 1 | EA | 1 | Lighting Controls |  |  | Electrical Distribution Equipment |  | Receptacles |  | Electrical Receptacles | [20 empty] | Other Lighting Controls | [242 empty] | <a href="https://www.lutron.com/TechnicalDocumentLibrary/041532.pdf" target="_blank">Installation Instructions</a> | [23 empty] | 10.000 DW |  |  | 2.0000 IN | [89 empty] | 1.000 EA | 1.000 EA | [35 empty] | No | [42 empty] | https://www.lutron.com/TechnicalDocumentLibrary/369976.pdf | [7 empty] | Shelf Stock | [13 empty] | <a href="https://www.lutron.com/TechnicalDocumentLibrary/368-4493_Page_26.pdf" target="_blank">Tech Drawing</a> | [25 empty] | 39121406 | [13 empty] | <a href="https://www.lutron.com/TechnicalDocumentLibrary/369-119_Wallbox_Warranty.pdf" target="_blank">Warranty Information</a> |  |  |  |  | 0.500 L | [14 empty] | 0 | 0 | 0 | 0 | Electrical | 2016-10-18 11:47 | 2024-07-20 11:28 | 0000-00-00 00:00:00 | 2025-11-29 02:00 | 0000-00-00 00:00:00 | [6 empty] | Taupe
1 | Lutron Electronics | RRD-HN4S-BI | 4460-8125 | 4460 | 8125 | Lutron Electronics | RRD-HN4S-WH.jpg | 784276169585 | CL RA2 HYBRID 4S WALL BISCUIT | Lutron RadioRA 2 seeTouch LED+ Hybrid Keypad, 4 Scene with Raise/Lower - Biscuit |  | 2.76 | 4.57 |  | RRD-HN4S-WH.jpg | http://grandbrass.xologic.com/vendors/4460/large/RRD-HN4S-WH.jpg | [47 empty] | 0 | 0 | 0 | [6 empty] | 0 | 1 | 1 | EA | 1 | Lighting Controls | [27 empty] | Dimmers | [242 empty] | <a href="https://www.lutron.com/TechnicalDocumentLibrary/044337.pdf" target="_blank">Installation Instructions</a> | [23 empty] | 45.000 DW |  |  | 1.5800 IN | [89 empty] | 1.000 EA | 1.000 EA | [35 empty] | No | [42 empty] | https://www.lutron.com/TechnicalDocumentLibrary/369968_RRD.pdf | [7 empty] | Shelf Stock | [39 empty] | 39122206 | [6 empty] | <a href="https://lutron.widen.net/content/4y4cm6o0wa/mp4/RadioRA-3-Processor-Video.mp4?w=2048" target="_blank">Product Video Clip</a> | [6 empty] | <a href="https://www.lutron.com/TechnicalDocumentLibrary/043492.pdf" target="_blank">Warranty Information</a> |  |  |  |  | 0.470 L | [14 empty] | 0 | 0 | 0 | 0 | Lighting Fixtures | 2016-10-18 11:48 | 2024-07-20 11:29 | 0000-00-00 00:00:00 | 2024-07-20 11:29 | 0000-00-00 00:00:00 | [6 empty] | Biscuit
1 | Lutron Electronics | RRD-HN4S-BL | 4460-8126 | 4460 | 8126 | Lutron Electronics | RRD-HN4S-WH.jpg | 784276169592 | CL RA2 HYBRID 4S WALL BLACK | Lutron RadioRA 2 seeTouch LED+ Hybrid Keypad, 4 Scene with Raise/Lower - Black |  | 2.76 | 4.57 |  | RRD-HN4S-WH.jpg | http://grandbrass.xologic.com/vendors/4460/large/RRD-HN4S-WH.jpg | [47 empty] | 0 | 0 | 0 | [6 empty] | 0 | 1 | 1 | EA | 1 | Lighting Controls | [27 empty] | Dimmers | [242 empty] | <a href="https://www.lutron.com/TechnicalDocumentLibrary/044337.pdf" target="_blank">Installation Instructions</a> | [23 empty] | 45.000 DW |  |  | 1.5800 IN | [89 empty] | 1.000 EA | 1.000 EA | [35 empty] | No | [42 empty] | https://www.lutron.com/TechnicalDocumentLibrary/369968_RRD.pdf | [7 empty] | Shelf Stock | [39 empty] | 39122206 | [6 empty] | <a href="https://lutron.widen.net/content/4y4cm6o0wa/mp4/RadioRA-3-Processor-Video.mp4?w=2048" target="_blank">Product Video Clip</a> | [6 empty] | <a href="https://www.lutron.com/TechnicalDocumentLibrary/043492.pdf" target="_blank">Warranty Information</a> |  |  |  |  | 0.470 L | [14 empty] | 0 | 0 | 0 | 0 | Lighting Fixtures | 2016-10-18 11:48 | 2024-07-20 11:23 | 0000-00-00 00:00:00 | 2024-07-20 11:23 | 0000-00-00 00:00:00 | [6 empty] | Black
1 | Lutron Electronics | RRD-HN4S-BR | 4460-8127 | 4460 | 8127 | Lutron Electronics | RRD-HN4S-WH.jpg | 784276169608 | CL RA2 HYBRID 4S WALL BROWN | Lutron RadioRA 2 seeTouch LED+ Hybrid Keypad, 4 Scene with Raise/Lower - Brown |  | 2.76 | 4.57 |  | RRD-HN4S-WH.jpg | http://grandbrass.xologic.com/vendors/4460/large/RRD-HN4S-WH.jpg | [47 empty] | 0 | 0 | 0 | [6 empty] | 0 | 1 | 1 | EA | 1 | Lighting Controls | [27 empty] | Dimmers | [242 empty] | <a href="https://www.lutron.com/TechnicalDocumentLibrary/044337.pdf" target="_blank">Installation Instructions</a> | [23 empty] | 45.000 DW |  |  | 1.5800 IN | [89 empty] | 1.000 EA | 1.000 EA | [35 empty] | No | [42 empty] | https://www.lutron.com/TechnicalDocumentLibrary/369968_RRD.pdf | [7 empty] | Shelf Stock | [39 empty] | 39122206 | [6 empty] | <a href="https://lutron.widen.net/content/4y4cm6o0wa/mp4/RadioRA-3-Processor-Video.mp4?w=2048" target="_blank">Product Video Clip</a> | [6 empty] | <a href="https://www.lutron.com/TechnicalDocumentLibrary/043492.pdf" target="_blank">Warranty Information</a> |  |  |  |  | 0.470 L | [14 empty] | 0 | 0 | 0 | 0 | Lighting Fixtures | 2016-10-18 11:48 | 2024-07-20 11:23 | 0000-00-00 00:00:00 | 2024-07-20 11:23 | 0000-00-00 00:00:00 | [6 empty] | Brown
1 | Lutron Electronics | RRD-HN4S-GR | 4460-8131 | 4460 | 8131 | Lutron Electronics | RRD-HN4S-WH.jpg | 784276169646 | CL RA2 HYBRID 4S WALL GRAY | Lutron RadioRA 2 seeTouch LED+ Hybrid Keypad, 4 Scene with Raise/Lower - Gray |  | 2.76 | 4.57 |  | RRD-HN4S-WH.jpg | http://grandbrass.xologic.com/vendors/4460/large/RRD-HN4S-WH.jpg | [47 empty] | 0 | 0 | 0 | [6 empty] | 0 | 1 | 1 | EA | 1 | Lighting Controls | [27 empty] | Dimmers | [242 empty] | <a href="https://www.lutron.com/TechnicalDocumentLibrary/044337.pdf" target="_blank">Installation Instructions</a> | [23 empty] | 45.000 DW |  |  | 1.5800 IN | [89 empty] | 1.000 EA | 1.000 EA | [35 empty] | No | [42 empty] | https://www.lutron.com/TechnicalDocumentLibrary/369968_RRD.pdf | [7 empty] | Shelf Stock | [39 empty] | 39122206 | [6 empty] | <a href="https://lutron.widen.net/content/4y4cm6o0wa/mp4/RadioRA-3-Processor-Video.mp4?w=2048" target="_blank">Product Video Clip</a> | [6 empty] | <a href="https://www.lutron.com/TechnicalDocumentLibrary/043492.pdf" target="_blank">Warranty Information</a> |  |  |  |  | 0.470 L | [14 empty] | 0 | 0 | 0 | 0 | Lighting Fixtures | 2016-10-18 11:48 | 2024-07-20 11:43 | 0000-00-00 00:00:00 | 2024-07-20 11:43 | 0000-00-00 00:00:00 | [6 empty] | Gray
1 | Lutron Electronics | RRD-HN4S-HT | 4460-8133 | 4460 | 8133 | Lutron Electronics | RRD-HN4S-WH.jpg | 784276169660 | CL RA2 HYBRID 4S WALL HOT | Lutron RadioRA 2 seeTouch LED+ Hybrid Keypad, 4 Scene with Raise/Lower - Hot |  | 2.76 | 4.57 |  | RRD-HN4S-WH.jpg | http://grandbrass.xologic.com/vendors/4460/large/RRD-HN4S-WH.jpg | [47 empty] | 0 | 0 | 0 | [6 empty] | 0 | 1 | 1 | EA | 1 | Lighting Controls | [27 empty] | Dimmers | [242 empty] | <a href="https://www.lutron.com/TechnicalDocumentLibrary/044337.pdf" target="_blank">Installation Instructions</a> | [23 empty] | 45.000 DW |  |  | 1.5800 IN | [89 empty] | 1.000 EA | 1.000 EA | [35 empty] | No | [42 empty] | https://www.lutron.com/TechnicalDocumentLibrary/369968_RRD.pdf | [7 empty] | Shelf Stock | [39 empty] | 39122206 | [6 empty] | <a href="https://lutron.widen.net/content/4y4cm6o0wa/mp4/RadioRA-3-Processor-Video.mp4?w=2048" target="_blank">Product Video Clip</a> | [6 empty] | <a href="https://www.lutron.com/TechnicalDocumentLibrary/043492.pdf" target="_blank">Warranty Information</a> |  |  |  |  | 0.470 L | [14 empty] | 0 | 0 | 0 | 0 | Lighting Fixtures | 2016-10-18 11:48 | 2024-07-20 11:27 | 0000-00-00 00:00:00 | 2024-07-20 11:27 | 0000-00-00 00:00:00
1 | Lutron Electronics | RRD-HN4S-IV | 4460-8134 | 4460 | 8134 | Lutron Electronics | RRD-HN4S-WH.jpg | 784276169677 | CL RA2 HYBRID 4S WALL IVORY | Lutron RadioRA 2 seeTouch LED+ Hybrid Keypad, 4 Scene with Raise/Lower - Ivory |  | 2.76 | 4.57 |  | RRD-HN4S-WH.jpg | http://grandbrass.xologic.com/vendors/4460/large/RRD-HN4S-WH.jpg | [47 empty] | 0 | 0 | 0 | [6 empty] | 0 | 1 | 1 | EA | 1 | Lighting Controls | [27 empty] | Dimmers | [242 empty] | <a href="https://www.lutron.com/TechnicalDocumentLibrary/044337.pdf" target="_blank">Installation Instructions</a> | [23 empty] | 45.000 DW |  |  | 1.5800 IN | [89 empty] | 1.000 EA | 1.000 EA | [35 empty] | No | [42 empty] | https://www.lutron.com/TechnicalDocumentLibrary/369968_RRD.pdf | [7 empty] | Shelf Stock | [39 empty] | 39122206 | [6 empty] | <a href="https://lutron.widen.net/content/4y4cm6o0wa/mp4/RadioRA-3-Processor-Video.mp4?w=2048" target="_blank">Product Video Clip</a> | [6 empty] | <a href="https://www.lutron.com/TechnicalDocumentLibrary/043492.pdf" target="_blank">Warranty Information</a> |  |  |  |  | 0.470 L | [14 empty] | 0 | 0 | 0 | 0 | Lighting Fixtures | 2016-10-18 11:48 | 2024-07-20 11:23 | 0000-00-00 00:00:00 | 2024-07-20 11:23 | 0000-00-00 00:00:00 | [6 empty] | Ivory
1 | Lutron Electronics | RRD-HN4S-LA | 4460-8135 | 4460 | 8135 | Lutron Electronics | RRD-HN4S-WH.jpg | 784276169684 | CL RA2 HYBRID 4S WALL LIGHT ALMOND | Lutron RadioRA 2 seeTouch LED+ Hybrid Keypad, 4 Scene with Raise/Lower - Light Almond |  | 2.76 | 4.57 |  | RRD-HN4S-WH.jpg | http://grandbrass.xologic.com/vendors/4460/large/RRD-HN4S-WH.jpg | [47 empty] | 0 | 0 | 0 | [6 empty] | 0 | 1 | 1 | EA | 1 | Lighting Controls | [27 empty] | Dimmers | [242 empty] | <a href="https://www.lutron.com/TechnicalDocumentLibrary/044337.pdf" target="_blank">Installation Instructions</a> | [23 empty] | 45.000 DW |  |  | 1.5800 IN | [89 empty] | 1.000 EA | 1.000 EA | [35 empty] | No | [42 empty] | https://www.lutron.com/TechnicalDocumentLibrary/369968_RRD.pdf | [7 empty] | Shelf Stock | [39 empty] | 39122206 | [6 empty] | <a href="https://lutron.widen.net/content/4y4cm6o0wa/mp4/RadioRA-3-Processor-Video.mp4?w=2048" target="_blank">Product Video Clip</a> | [6 empty] | <a href="https://www.lutron.com/TechnicalDocumentLibrary/043492.pdf" target="_blank">Warranty Information</a> |  |  |  |  | 0.470 L | [14 empty] | 0 | 0 | 0 | 0 | Lighting Fixtures | 2016-10-18 11:48 | 2024-07-20 11:29 | 0000-00-00 00:00:00 | 2024-07-20 11:29 | 0000-00-00 00:00:00
1 | Lutron Electronics | RRD-HN4S-MN | 4460-8137 | 4460 | 8137 | Lutron Electronics | RRD-HN4S-WH.jpg | 784276169707 | CL RA2 HYBRID 4S WALL MIDNIGHT | Lutron RadioRA 2 seeTouch LED+ Hybrid Keypad, 4 Scene with Raise/Lower - Midnight |  | 2.76 | 4.57 |  | RRD-HN4S-WH.jpg | http://grandbrass.xologic.com/vendors/4460/large/RRD-HN4S-WH.jpg | [47 empty] | 0 | 0 | 0 | [6 empty] | 0 | 1 | 1 | EA | 1 | Lighting Controls | [27 empty] | Dimmers | [242 empty] | <a href="https://www.lutron.com/TechnicalDocumentLibrary/044337.pdf" target="_blank">Installation Instructions</a> | [23 empty] | 45.000 DW |  |  | 1.5800 IN | [89 empty] | 1.000 EA | 1.000 EA | [35 empty] | No | [42 empty] | https://www.lutron.com/TechnicalDocumentLibrary/369968_RRD.pdf | [7 empty] | Shelf Stock | [39 empty] | 39122206 | [6 empty] | <a href="https://lutron.widen.net/content/4y4cm6o0wa/mp4/RadioRA-3-Processor-Video.mp4?w=2048" target="_blank">Product Video Clip</a> | [6 empty] | <a href="https://www.lutron.com/TechnicalDocumentLibrary/043492.pdf" target="_blank">Warranty Information</a> |  |  |  |  | 0.470 L | [14 empty] | 0 | 0 | 0 | 0 | Lighting Fixtures | 2016-10-18 11:48 | 2024-07-20 11:18 | 0000-00-00 00:00:00 | 2024-07-20 11:18 | 0000-00-00 00:00:00 | [6 empty] | Midnight
1 | Lutron Electronics | RRD-HN4S-PD | 4460-8140 | 4460 | 8140 | Lutron Electronics | RRD-HN4S-WH.jpg | 784276169738 | CL RA2 HYBRID 4S WALL PALLADIUM | Lutron RadioRA 2 seeTouch LED+ Hybrid Keypad, 4 Scene with Raise/Lower - Palladiom |  | 2.76 | 4.57 |  | RRD-HN4S-WH.jpg | http://grandbrass.xologic.com/vendors/4460/large/RRD-HN4S-WH.jpg | [47 empty] | 0 | 0 | 0 | [6 empty] | 0 | 1 | 1 | EA | 1 | Lighting Controls | [27 empty] | Dimmers | [242 empty] | <a href="https://www.lutron.com/TechnicalDocumentLibrary/044337.pdf" target="_blank">Installation Instructions</a> | [23 empty] | 45.000 DW |  |  | 1.5800 IN | [89 empty] | 1.000 EA | 1.000 EA | [35 empty] | No | [42 empty] | https://www.lutron.com/TechnicalDocumentLibrary/369968_RRD.pdf | [7 empty] | Shelf Stock | [39 empty] | 39122206 | [6 empty] | <a href="https://lutron.widen.net/content/4y4cm6o0wa/mp4/RadioRA-3-Processor-Video.mp4?w=2048" target="_blank">Product Video Clip</a> | [6 empty] | <a href="https://www.lutron.com/TechnicalDocumentLibrary/043492.pdf" target="_blank">Warranty Information</a> |  |  |  |  | 0.470 L | [14 empty] | 0 | 0 | 0 | 0 | Lighting Fixtures | 2016-10-18 11:48 | 2024-07-20 11:21 | 0000-00-00 00:00:00 | 2024-07-20 11:21 | 0000-00-00 00:00:00 | [6 empty] | Palladium
1 | Lutron Electronics | RRD-HN4S-SW | 4460-8144 | 4460 | 8144 | Lutron Electronics | RRD-HN4S-WH.jpg | 784276169776 | CL RA2 HYBRID 4S WALL SNOW WHITE | Lutron RadioRA 2 seeTouch LED+ Hybrid Keypad, 4 Scene with Raise/Lower - Snow White |  | 2.76 | 4.57 |  | RRD-HN4S-WH.jpg | http://grandbrass.xologic.com/vendors/4460/large/RRD-HN4S-WH.jpg | [47 empty] | 0 | 0 | 0 | [6 empty] | 0 | 1 | 1 | EA | 1 | Lighting Controls | [27 empty] | Dimmers | [242 empty] | <a href="https://www.lutron.com/TechnicalDocumentLibrary/044337.pdf" target="_blank">Installation Instructions</a> | [23 empty] | 45.000 DW |  |  | 1.5800 IN | [89 empty] | 1.000 EA | 1.000 EA | [35 empty] | No | [42 empty] | https://www.lutron.com/TechnicalDocumentLibrary/369968_RRD.pdf | [7 empty] | Shelf Stock | [39 empty] | 39122206 | [6 empty] | <a href="https://lutron.widen.net/content/4y4cm6o0wa/mp4/RadioRA-3-Processor-Video.mp4?w=2048" target="_blank">Product Video Clip</a> | [6 empty] | <a href="https://www.lutron.com/TechnicalDocumentLibrary/043492.pdf" target="_blank">Warranty Information</a> |  |  |  |  | 0.470 L | [14 empty] | 0 | 0 | 0 | 0 | Lighting Fixtures | 2016-10-18 11:48 | 2024-07-20 11:24 | 0000-00-00 00:00:00 | 2024-07-20 11:24 | 0000-00-00 00:00:00 | [6 empty] | Snow
1 | Lutron Electronics | RRD-HN4S-TP | 4460-8146 | 4460 | 8146 | Lutron Electronics | RRD-HN4S-WH.jpg | 784276169790 | CL RA2 HYBRID 4S WALL TAUPE | Lutron RadioRA 2 seeTouch LED+ Hybrid Keypad, 4 Scene with Raise/Lower - Taupe |  | 2.76 | 4.57 |  | RRD-HN4S-WH.jpg | http://grandbrass.xologic.com/vendors/4460/large/RRD-HN4S-WH.jpg | [47 empty] | 0 | 0 | 0 | [6 empty] | 0 | 1 | 1 | EA | 1 | Lighting Controls | [27 empty] | Dimmers | [242 empty] | <a href="https://www.lutron.com/TechnicalDocumentLibrary/044337.pdf" target="_blank">Installation Instructions</a> | [23 empty] | 45.000 DW |  |  | 1.5800 IN | [89 empty] | 1.000 EA | 1.000 EA | [35 empty] | No | [42 empty] | https://www.lutron.com/TechnicalDocumentLibrary/369968_RRD.pdf | [7 empty] | Shelf Stock | [39 empty] | 39122206 | [6 empty] | <a href="https://lutron.widen.net/content/4y4cm6o0wa/mp4/RadioRA-3-Processor-Video.mp4?w=2048" target="_blank">Product Video Clip</a> | [6 empty] | <a href="https://www.lutron.com/TechnicalDocumentLibrary/043492.pdf" target="_blank">Warranty Information</a> |  |  |  |  | 0.470 L | [14 empty] | 0 | 0 | 0 | 0 | Lighting Fixtures | 2016-10-18 11:48 | 2024-07-20 11:43 | 0000-00-00 00:00:00 | 2024-07-20 11:43 | 0000-00-00 00:00:00 | [6 empty] | Taupe
1 | Lutron Electronics | RRD-HN4S-WH | 4460-8148 | 4460 | 8148 | Lutron Electronics | RRD-HN4S-WH.jpg | 784276169813 | CL RA2 HYBRID 4S WALL WHITE | Lutron RadioRA 2 seeTouch LED+ Hybrid Keypad, 4 Scene with Raise/Lower - White |  | 2.76 | 4.57 |  | RRD-HN4S-WH.jpg | http://grandbrass.xologic.com/vendors/4460/large/RRD-HN4S-WH.jpg | [47 empty] | 0 | 0 | 0 | [6 empty] | 0 | 1 | 1 | EA | 1 | Lighting Controls | [27 empty] | Dimmers | [242 empty] | <a href="https://www.lutron.com/TechnicalDocumentLibrary/044337.pdf" target="_blank">Installation Instructions</a> | [23 empty] | 85.000 DW |  |  | 1.5800 IN | [89 empty] | 1.000 EA | 1.000 EA | [35 empty] | No | [42 empty] | https://www.lutron.com/TechnicalDocumentLibrary/369968_RRD.pdf | [7 empty] | Shelf Stock | [39 empty] | 39122206 | [6 empty] | <a href="https://lutron.widen.net/content/4y4cm6o0wa/mp4/RadioRA-3-Processor-Video.mp4?w=2048" target="_blank">Product Video Clip</a> | [6 empty] | <a href="https://www.lutron.com/TechnicalDocumentLibrary/043492.pdf" target="_blank">Warranty Information</a> |  |  |  |  | 0.470 L | [14 empty] | 0 | 0 | 0 | 0 | Lighting Fixtures | 2016-10-18 11:48 | 2024-07-20 11:23 | 0000-00-00 00:00:00 | 2024-07-20 11:23 | 0000-00-00 00:00:00 | [6 empty] | White
1 | Lutron Electronics | RRD-HN1RLD-AL | 4460-8149 | 4460 | 8149 | Lutron Electronics | RRD-HN1RLD-WH.jpg | 784276169837 | CL RA2 HYBRID 1RLD WALL ALMOND | Lutron RadioRA 2 seeTouch LED+ Hybrid Keypad, Dual Group with 1 Raise/Lower - Almond |  | 2.76 | 4.57 |  | RRD-HN1RLD-WH.jpg | http://grandbrass.xologic.com/vendors/4460/large/RRD-HN1RLD-WH.jpg | [47 empty] | 0 | 0 | 0 | [6 empty] | 0 | 1 | 1 | EA | 1 | Lighting Controls | [27 empty] | Dimmers | [242 empty] | <a href="https://www.lutron.com/TechnicalDocumentLibrary/044337.pdf" target="_blank">Installation Instructions</a> | [23 empty] | 45.000 DW |  |  | 1.5800 IN | [89 empty] | 1.000 EA | 1.000 EA | [35 empty] | No | [42 empty] | https://www.lutron.com/TechnicalDocumentLibrary/369968_RRD.pdf | [7 empty] | Shelf Stock | [39 empty] | 39122206 | [6 empty] | <a href="https://lutron.widen.net/content/4y4cm6o0wa/mp4/RadioRA-3-Processor-Video.mp4?w=2048" target="_blank">Product Video Clip</a> | [6 empty] | <a href="https://www.lutron.com/TechnicalDocumentLibrary/043492.pdf" target="_blank">Warranty Information</a> |  |  |  |  | 0.470 L | [14 empty] | 0 | 0 | 0 | 0 | Lighting Fixtures | 2016-10-18 11:48 | 2024-07-20 11:29 | 0000-00-00 00:00:00 | 2024-07-20 11:29 | 0000-00-00 00:00:00 | [6 empty] | Almond
1 | Lutron Electronics | RRD-HN1RLD-BI | 4460-8151 | 4460 | 8151 | Lutron Electronics | RRD-HN1RLD-WH.jpg | 784276169851 | CL RA2 HYBRID 1RLD WALL BISCUIT | Lutron RadioRA 2 seeTouch LED+ Hybrid Keypad, Dual Group with 1 Raise/Lower - Biscuit |  | 2.76 | 4.57 |  | RRD-HN1RLD-WH.jpg | http://grandbrass.xologic.com/vendors/4460/large/RRD-HN1RLD-WH.jpg | [47 empty] | 0 | 0 | 0 | [6 empty] | 0 | 1 | 1 | EA | 1 | Lighting Controls | [27 empty] | Dimmers | [242 empty] | <a href="https://www.lutron.com/TechnicalDocumentLibrary/044337.pdf" target="_blank">Installation Instructions</a> | [23 empty] | 45.000 DW |  |  | 1.5800 IN | [89 empty] | 1.000 EA | 1.000 EA | [35 empty] | No | [42 empty] | https://www.lutron.com/TechnicalDocumentLibrary/369968_RRD.pdf | [7 empty] | Shelf Stock | [39 empty] | 39122206 | [6 empty] | <a href="https://lutron.widen.net/content/4y4cm6o0wa/mp4/RadioRA-3-Processor-Video.mp4?w=2048" target="_blank">Product Video Clip</a> | [6 empty] | <a href="https://www.lutron.com/TechnicalDocumentLibrary/043492.pdf" target="_blank">Warranty Information</a> |  |  |  |  | 0.470 L | [14 empty] | 0 | 0 | 0 | 0 | Lighting Fixtures | 2016-10-18 11:48 | 2024-07-20 11:24 | 0000-00-00 00:00:00 | 2024-07-20 11:24 | 0000-00-00 00:00:00 | [6 empty] | Biscuit
1 | Lutron Electronics | RRD-HN1RLD-BL | 4460-8152 | 4460 | 8152 | Lutron Electronics | RRD-HN1RLD-WH.jpg | 784276169868 | CL RA2 HYBRID 1RLD WALL BLACK | Lutron RadioRA 2 seeTouch LED+ Hybrid Keypad, Dual Group with 1 Raise/Lower - Black |  | 2.76 | 4.57 |  | RRD-HN1RLD-WH.jpg | http://grandbrass.xologic.com/vendors/4460/large/RRD-HN1RLD-WH.jpg | [47 empty] | 0 | 0 | 0 | [6 empty] | 0 | 1 | 1 | EA | 1 | Lighting Controls | [27 empty] | Dimmers | [242 empty] | <a href="https://www.lutron.com/TechnicalDocumentLibrary/044337.pdf" target="_blank">Installation Instructions</a> | [23 empty] | 45.000 DW |  |  | 1.5800 IN | [89 empty] | 1.000 EA | 1.000 EA | [35 empty] | No | [42 empty] | https://www.lutron.com/TechnicalDocumentLibrary/369968_RRD.pdf | [7 empty] | Shelf Stock | [39 empty] | 39122206 | [6 empty] | <a href="https://lutron.widen.net/content/4y4cm6o0wa/mp4/RadioRA-3-Processor-Video.mp4?w=2048" target="_blank">Product Video Clip</a> | [6 empty] | <a href="https://www.lutron.com/TechnicalDocumentLibrary/043492.pdf" target="_blank">Warranty Information</a> |  |  |  |  | 0.470 L | [14 empty] | 0 | 0 | 0 | 0 | Lighting Fixtures | 2016-10-18 11:48 | 2024-07-20 11:18 | 0000-00-00 00:00:00 | 2024-07-20 11:18 | 0000-00-00 00:00:00 | [6 empty] | Black
1 | Lutron Electronics | RRD-HN1RLD-BR | 4460-8153 | 4460 | 8153 | Lutron Electronics | RRD-HN1RLD-WH.jpg | 784276169875 | CL RA2 HYBRID 1RLD WALL BROWN | Lutron RadioRA 2 seeTouch LED+ Hybrid Keypad, Dual Group with 1 Raise/Lower - Brown |  | 2.76 | 4.57 |  | RRD-HN1RLD-WH.jpg | http://grandbrass.xologic.com/vendors/4460/large/RRD-HN1RLD-WH.jpg | [47 empty] | 0 | 0 | 0 | [6 empty] | 0 | 1 | 1 | EA | 1 | Lighting Controls | [27 empty] | Dimmers | [242 empty] | <a href="https://www.lutron.com/TechnicalDocumentLibrary/044337.pdf" target="_blank">Installation Instructions</a> | [23 empty] | 45.000 DW |  |  | 1.5800 IN | [89 empty] | 1.000 EA | 1.000 EA | [35 empty] | No | [42 empty] | https://www.lutron.com/TechnicalDocumentLibrary/369968_RRD.pdf | [7 empty] | Shelf Stock | [39 empty] | 39122206 | [6 empty] | <a href="https://lutron.widen.net/content/4y4cm6o0wa/mp4/RadioRA-3-Processor-Video.mp4?w=2048" target="_blank">Product Video Clip</a> | [6 empty] | <a href="https://www.lutron.com/TechnicalDocumentLibrary/043492.pdf" target="_blank">Warranty Information</a> |  |  |  |  | 0.470 L | [14 empty] | 0 | 0 | 0 | 0 | Lighting Fixtures | 2016-10-18 11:48 | 2024-07-20 11:21 | 0000-00-00 00:00:00 | 2024-07-20 11:21 | 0000-00-00 00:00:00 | [6 empty] | Brown
1 | Lutron Electronics | RRD-HN1RLD-GR | 4460-8157 | 4460 | 8157 | Lutron Electronics | RRD-HN1RLD-WH.jpg | 784276169912 | CL RA2 HYBRID 1RLD WALL GRAY | Lutron RadioRA 2 seeTouch LED+ Hybrid Keypad, Dual Group with 1 Raise/Lower - Gray |  | 2.76 | 4.57 |  | RRD-HN1RLD-WH.jpg | http://grandbrass.xologic.com/vendors/4460/large/RRD-HN1RLD-WH.jpg | [47 empty] | 0 | 0 | 0 | [6 empty] | 0 | 1 | 1 | EA | 1 | Lighting Controls | [27 empty] | Dimmers | [242 empty] | <a href="https://www.lutron.com/TechnicalDocumentLibrary/044337.pdf" target="_blank">Installation Instructions</a> | [23 empty] | 45.000 DW |  |  | 1.5800 IN | [89 empty] | 1.000 EA | 1.000 EA | [35 empty] | No | [42 empty] | https://www.lutron.com/TechnicalDocumentLibrary/369968_RRD.pdf | [7 empty] | Shelf Stock | [39 empty] | 39122206 | [6 empty] | <a href="https://lutron.widen.net/content/4y4cm6o0wa/mp4/RadioRA-3-Processor-Video.mp4?w=2048" target="_blank">Product Video Clip</a> | [6 empty] | <a href="https://www.lutron.com/TechnicalDocumentLibrary/043492.pdf" target="_blank">Warranty Information</a> |  |  |  |  | 0.470 L | [14 empty] | 0 | 0 | 0 | 0 | Lighting Fixtures | 2016-10-18 11:48 | 2024-07-20 11:23 | 0000-00-00 00:00:00 | 2024-07-20 11:23 | 0000-00-00 00:00:00 | [6 empty] | Gray
1 | Lutron Electronics | RRD-HN3BSRL-GR | 4460-8161 | 4460 | 8161 | Lutron Electronics | RRD-HN3BSRL-WH.jpg | 784276170437 | CL RA2 HYBRID 3BSRL WALL GRAY | Lutron RadioRA 2 seeTouch LED+ Hybrid Keypad, 3 Scene with Raise/Lower - Gray |  | 2.76 | 4.57 |  | RRD-HN3BSRL-WH.jpg | http://grandbrass.xologic.com/vendors/4460/large/RRD-HN3BSRL-WH.jpg | [47 empty] | 0 | 0 | 0 | [6 empty] | 0 | 1 | 1 | EA | 1 | Lighting Controls | [27 empty] | Dimmers | [242 empty] | <a href="https://www.lutron.com/TechnicalDocumentLibrary/044337.pdf" target="_blank">Installation Instructions</a> | [23 empty] | 45.000 DW |  |  | 1.5800 IN | [89 empty] | 1.000 EA | 1.000 EA | [35 empty] | No | [42 empty] | https://www.lutron.com/TechnicalDocumentLibrary/369968_RRD.pdf | [7 empty] | Shelf Stock | [39 empty] | 39122206 | [6 empty] | <a href="https://lutron.widen.net/content/4y4cm6o0wa/mp4/RadioRA-3-Processor-Video.mp4?w=2048" target="_blank">Product Video Clip</a> | [6 empty] | <a href="https://www.lutron.com/TechnicalDocumentLibrary/043492.pdf" target="_blank">Warranty Information</a> |  |  |  |  | 0.470 L | [14 empty] | 0 | 0 | 0 | 0 | Lighting Fixtures | 2016-10-18 11:48 | 2024-07-20 11:23 | 0000-00-00 00:00:00 | 2024-07-20 11:23 | 0000-00-00 00:00:00 | [6 empty] | Gray
1 | Lutron Electronics | RRD-HN3BSRL-HT | 4460-8163 | 4460 | 8163 | Lutron Electronics | RRD-HN3BSRL-WH.jpg | 784276170451 | CL RA2 HYBRID 3BSRL WALL HOT | Lutron RadioRA 2 seeTouch LED+ Hybrid Keypad, 3 Scene with Raise/Lower - Hot |  | 2.76 | 4.57 |  | RRD-HN3BSRL-WH.jpg | http://grandbrass.xologic.com/vendors/4460/large/RRD-HN3BSRL-WH.jpg | [47 empty] | 0 | 0 | 0 | [6 empty] | 0 | 1 | 1 | EA | 1 | Lighting Controls | [27 empty] | Dimmers | [242 empty] | <a href="https://www.lutron.com/TechnicalDocumentLibrary/044337.pdf" target="_blank">Installation Instructions</a> | [23 empty] | 45.000 DW |  |  | 1.5800 IN | [89 empty] | 1.000 EA | 1.000 EA | [35 empty] | No | [42 empty] | https://www.lutron.com/TechnicalDocumentLibrary/369968_RRD.pdf | [7 empty] | Shelf Stock | [39 empty] | 39122206 | [6 empty] | <a href="https://lutron.widen.net/content/4y4cm6o0wa/mp4/RadioRA-3-Processor-Video.mp4?w=2048" target="_blank">Product Video Clip</a> | [6 empty] | <a href="https://www.lutron.com/TechnicalDocumentLibrary/043492.pdf" target="_blank">Warranty Information</a> |  |  |  |  | 0.470 L | [14 empty] | 0 | 0 | 0 | 0 | Lighting Fixtures | 2016-10-18 11:48 | 2024-07-20 11:22 | 0000-00-00 00:00:00 | 2024-07-20 11:22 | 0000-00-00 00:00:00
1 | Lutron Electronics | RRD-HN3BSRL-IV | 4460-8164 | 4460 | 8164 | Lutron Electronics | RRD-HN3BSRL-WH.jpg | 784276170468 | CL RA2 HYBRID 3BSRL WALL IVORY | Lutron RadioRA 2 seeTouch LED+ Hybrid Keypad, 3 Scene with Raise/Lower - Ivory |  | 2.76 | 4.57 |  | RRD-HN3BSRL-WH.jpg | http://grandbrass.xologic.com/vendors/4460/large/RRD-HN3BSRL-WH.jpg | [47 empty] | 0 | 0 | 0 | [6 empty] | 0 | 1 | 1 | EA | 1 | Lighting Controls | [27 empty] | Dimmers | [242 empty] | <a href="https://www.lutron.com/TechnicalDocumentLibrary/044337.pdf" target="_blank">Installation Instructions</a> | [23 empty] | 45.000 DW |  |  | 1.5800 IN | [89 empty] | 1.000 EA | 1.000 EA | [35 empty] | No | [42 empty] | https://www.lutron.com/TechnicalDocumentLibrary/369968_RRD.pdf | [7 empty] | Shelf Stock | [39 empty] | 39122206 | [6 empty] | <a href="https://lutron.widen.net/content/4y4cm6o0wa/mp4/RadioRA-3-Processor-Video.mp4?w=2048" target="_blank">Product Video Clip</a> | [6 empty] | <a href="https://www.lutron.com/TechnicalDocumentLibrary/043492.pdf" target="_blank">Warranty Information</a> |  |  |  |  | 0.470 L | [14 empty] | 0 | 0 | 0 | 0 | Lighting Fixtures | 2016-10-18 11:48 | 2024-07-20 11:22 | 0000-00-00 00:00:00 | 2024-07-20 11:22 | 0000-00-00 00:00:00 | [6 empty] | Ivory
1 | Lutron Electronics | RRD-HN3BSRL-LA | 4460-8165 | 4460 | 8165 | Lutron Electronics | RRD-HN3BSRL-WH.jpg | 784276170475 | CL RA2 HYBRID 3BSRL WALL LIGHT ALMOND | Lutron RadioRA 2 seeTouch LED+ Hybrid Keypad, 3 Scene with Raise/Lower - Light Almond |  | 2.76 | 4.57 |  | RRD-HN3BSRL-WH.jpg | http://grandbrass.xologic.com/vendors/4460/large/RRD-HN3BSRL-WH.jpg | [47 empty] | 0 | 0 | 0 | [6 empty] | 0 | 1 | 1 | EA | 1 | Lighting Controls | [27 empty] | Dimmers | [242 empty] | <a href="https://www.lutron.com/TechnicalDocumentLibrary/044337.pdf" target="_blank">Installation Instructions</a> | [23 empty] | 45.000 DW |  |  | 1.5800 IN | [89 empty] | 1.000 EA | 1.000 EA | [35 empty] | No | [42 empty] | https://www.lutron.com/TechnicalDocumentLibrary/369968_RRD.pdf | [7 empty] | Shelf Stock | [39 empty] | 39122206 | [6 empty] | <a href="https://lutron.widen.net/content/4y4cm6o0wa/mp4/RadioRA-3-Processor-Video.mp4?w=2048" target="_blank">Product Video Clip</a> | [6 empty] | <a href="https://www.lutron.com/TechnicalDocumentLibrary/043492.pdf" target="_blank">Warranty Information</a> |  |  |  |  | 0.470 L | [14 empty] | 0 | 0 | 0 | 0 | Lighting Fixtures | 2016-10-18 11:48 | 2024-07-20 11:23 | 0000-00-00 00:00:00 | 2024-07-20 11:23 | 0000-00-00 00:00:00
1 | Lutron Electronics | RRD-HN3BSRL-MN | 4460-8167 | 4460 | 8167 | Lutron Electronics | RRD-HN3BSRL-WH.jpg | 784276170499 | CL RA2 HYBRID 3BSRL WALL MIDNIGHT | Lutron RadioRA 2 seeTouch LED+ Hybrid Keypad, 3 Scene with Raise/Lower - Midnight |  | 2.76 | 4.57 |  | RRD-HN3BSRL-WH.jpg | http://grandbrass.xologic.com/vendors/4460/large/RRD-HN3BSRL-WH.jpg | [47 empty] | 0 | 0 | 0 | [6 empty] | 0 | 1 | 1 | EA | 1 | Lighting Controls | [27 empty] | Dimmers | [242 empty] | <a href="https://www.lutron.com/TechnicalDocumentLibrary/044337.pdf" target="_blank">Installation Instructions</a> | [23 empty] | 45.000 DW |  |  | 1.5800 IN | [89 empty] | 1.000 EA | 1.000 EA | [35 empty] | No | [42 empty] | https://www.lutron.com/TechnicalDocumentLibrary/369968_RRD.pdf | [7 empty] | Shelf Stock | [39 empty] | 39122206 | [6 empty] | <a href="https://lutron.widen.net/content/4y4cm6o0wa/mp4/RadioRA-3-Processor-Video.mp4?w=2048" target="_blank">Product Video Clip</a> | [6 empty] | <a href="https://www.lutron.com/TechnicalDocumentLibrary/043492.pdf" target="_blank">Warranty Information</a> |  |  |  |  | 0.470 L | [14 empty] | 0 | 0 | 0 | 0 | Lighting Fixtures | 2016-10-18 11:48 | 2024-07-20 11:27 | 0000-00-00 00:00:00 | 2024-07-20 11:27 | 0000-00-00 00:00:00 | [6 empty] | Midnight
1 | Lutron Electronics | RRD-HN3BSRL-PD | 4460-8170 | 4460 | 8170 | Lutron Electronics | RRD-HN3BSRL-WH.jpg | 784276170529 | CL RA2 HYBRID 3BSRL WALL PALLADIUM | Lutron RadioRA 2 seeTouch LED+ Hybrid Keypad, 3 Scene with Raise/Lower - Palladiom |  | 2.76 | 4.57 |  | RRD-HN3BSRL-WH.jpg | http://grandbrass.xologic.com/vendors/4460/large/RRD-HN3BSRL-WH.jpg | [47 empty] | 0 | 0 | 0 | [6 empty] | 0 | 1 | 1 | EA | 1 | Lighting Controls | [27 empty] | Dimmers | [242 empty] | <a href="https://www.lutron.com/TechnicalDocumentLibrary/044337.pdf" target="_blank">Installation Instructions</a> | [23 empty] | 45.000 DW |  |  | 1.5800 IN | [89 empty] | 1.000 EA | 1.000 EA | [35 empty] | No | [42 empty] | https://www.lutron.com/TechnicalDocumentLibrary/369968_RRD.pdf | [7 empty] | Shelf Stock | [39 empty] | 39122206 | [6 empty] | <a href="https://lutron.widen.net/content/4y4cm6o0wa/mp4/RadioRA-3-Processor-Video.mp4?w=2048" target="_blank">Product Video Clip</a> | [6 empty] | <a href="https://www.lutron.com/TechnicalDocumentLibrary/043492.pdf" target="_blank">Warranty Information</a> |  |  |  |  | 0.470 L | [14 empty] | 0 | 0 | 0 | 0 | Lighting Fixtures | 2016-10-18 11:48 | 2024-07-20 11:28 | 0000-00-00 00:00:00 | 2024-07-20 11:28 | 0000-00-00 00:00:00 | [6 empty] | Palladium
1 | Lutron Electronics | RRD-HN3BSRL-SW | 4460-8174 | 4460 | 8174 | Lutron Electronics | RRD-HN3BSRL-WH.jpg | 784276170567 | CL RA2 HYBRID 3BSRL WALL SNOW WHITE | Lutron RadioRA 2 seeTouch LED+ Hybrid Keypad, 3 Scene with Raise/Lower - Snow White |  | 2.76 | 4.57 |  | RRD-HN3BSRL-WH.jpg | http://grandbrass.xologic.com/vendors/4460/large/RRD-HN3BSRL-WH.jpg | [47 empty] | 0 | 0 | 0 | [6 empty] | 0 | 1 | 1 | EA | 1 | Lighting Controls | [27 empty] | Dimmers | [242 empty] | <a href="https://www.lutron.com/TechnicalDocumentLibrary/044337.pdf" target="_blank">Installation Instructions</a> | [23 empty] | 85.000 DW |  |  | 1.5800 IN | [89 empty] | 1.000 EA | 1.000 EA | [35 empty] | No | [42 empty] | https://www.lutron.com/TechnicalDocumentLibrary/369968_RRD.pdf | [7 empty] | Shelf Stock | [39 empty] | 39122206 | [6 empty] | <a href="https://lutron.widen.net/content/4y4cm6o0wa/mp4/RadioRA-3-Processor-Video.mp4?w=2048" target="_blank">Product Video Clip</a> | [6 empty] | <a href="https://www.lutron.com/TechnicalDocumentLibrary/043492.pdf" target="_blank">Warranty Information</a> |  |  |  |  | 0.470 L | [14 empty] | 0 | 0 | 0 | 0 | Lighting Fixtures | 2016-10-18 11:48 | 2024-07-20 11:27 | 0000-00-00 00:00:00 | 2024-07-20 11:27 | 0000-00-00 00:00:00 | [6 empty] | Snow
1 | Lutron Electronics | RRD-HN3BSRL-TP | 4460-8176 | 4460 | 8176 | Lutron Electronics | RRD-HN3BSRL-WH.jpg | 784276170581 | CL RA2 HYBRID 3BSRL WALL TAUPE | Lutron RadioRA 2 seeTouch LED+ Hybrid Keypad, 3 Scene with Raise/Lower - Taupe |  | 2.76 | 4.57 |  | RRD-HN3BSRL-WH.jpg | http://grandbrass.xologic.com/vendors/4460/large/RRD-HN3BSRL-WH.jpg | [47 empty] | 0 | 0 | 0 | [6 empty] | 0 | 1 | 1 | EA | 1 | Lighting Controls | [27 empty] | Dimmers | [242 empty] | <a href="https://www.lutron.com/TechnicalDocumentLibrary/044337.pdf" target="_blank">Installation Instructions</a> | [23 empty] | 45.000 DW |  |  | 1.5800 IN | [89 empty] | 1.000 EA | 1.000 EA | [35 empty] | No | [42 empty] | https://www.lutron.com/TechnicalDocumentLibrary/369968_RRD.pdf | [7 empty] | Shelf Stock | [39 empty] | 39122206 | [6 empty] | <a href="https://lutron.widen.net/content/4y4cm6o0wa/mp4/RadioRA-3-Processor-Video.mp4?w=2048" target="_blank">Product Video Clip</a> | [6 empty] | <a href="https://www.lutron.com/TechnicalDocumentLibrary/043492.pdf" target="_blank">Warranty Information</a> |  |  |  |  | 0.470 L | [14 empty] | 0 | 0 | 0 | 0 | Lighting Fixtures | 2016-10-18 11:48 | 2024-07-20 11:27 | 0000-00-00 00:00:00 | 2024-07-20 11:27 | 0000-00-00 00:00:00 | [6 empty] | Taupe
1 | Lutron Electronics | RRD-HN3BSRL-WH | 4460-8178 | 4460 | 8178 | Lutron Electronics | RRD-HN3BSRL-WH.jpg | 784276170604 | CL RA2 HYBRID 3BSRL WALL WHITE | Lutron RadioRA 2 seeTouch LED+ Hybrid Keypad, 3 Button with Raise/Lower - White |  | 5.6 | 3.9 |  | RRD-HN3BSRL-WH.jpg | http://grandbrass.xologic.com/vendors/4460/large/RRD-HN3BSRL-WH.jpg | [47 empty] | 0 | 0 | 0 | [6 empty] | 0 | 1 | 1 | EA | 1 | Lighting Controls | [27 empty] | Dimmers | [242 empty] | <a href="https://www.lutron.com/TechnicalDocumentLibrary/044337.pdf" target="_blank">Installation Instructions</a> | [23 empty] | 85.000 DW |  |  | 5.6000 IN | [89 empty] | 1.000 EA | 1.000 EA | [35 empty] | No | [42 empty] | https://www.lutron.com/TechnicalDocumentLibrary/369968_RRD.pdf | [7 empty] | Shelf Stock | [39 empty] | 39122206 | [6 empty] | <a href="https://lutron.widen.net/content/4y4cm6o0wa/mp4/RadioRA-3-Processor-Video.mp4?w=2048" target="_blank">Product Video Clip</a> | [6 empty] | <a href="https://www.lutron.com/TechnicalDocumentLibrary/043492.pdf" target="_blank">Warranty Information</a> |  |  |  |  | 0.470 L | [14 empty] | 0 | 0 | 0 | 0 | Lighting Fixtures | 2016-10-18 11:48 | 2024-07-20 11:18 | 0000-00-00 00:00:00 | 2024-07-20 11:18 | 0000-00-00 00:00:00 | [6 empty] | White
1 | Lutron Electronics | RRD-HN3S-TP | 4460-8179 | 4460 | 8179 | Lutron Electronics | RRD-HN3S-TP.jpg | 784276170840 | CL RA2 HYBRID 3S WALL TAUPE | Lutron RadioRA 2 seeTouch LED+ Hybrid Keypad, 3 Scene with Raise/Lower - Taupe |  | 2.76 | 4.57 |  | RRD-HN3S-TP.jpg | http://grandbrass.xologic.com/vendors/4460/large/RRD-HN3S-TP.jpg | [47 empty] | 0 | 0 | 0 | [6 empty] | 0 | 1 | 1 | EA | 1 | Lighting Controls | [27 empty] | Dimmers | [242 empty] | <a href="https://www.lutron.com/TechnicalDocumentLibrary/044337.pdf" target="_blank">Installation Instructions</a> | [23 empty] | 45.000 DW |  |  | 1.5800 IN | [89 empty] | 1.000 EA | 1.000 EA | [35 empty] | No | [42 empty] | https://www.lutron.com/TechnicalDocumentLibrary/369968_RRD.pdf | [7 empty] | Shelf Stock | [39 empty] | 39122206 | [6 empty] | <a href="https://lutron.widen.net/content/4y4cm6o0wa/mp4/RadioRA-3-Processor-Video.mp4?w=2048" target="_blank">Product Video Clip</a> | [6 empty] | <a href="https://www.lutron.com/TechnicalDocumentLibrary/043492.pdf" target="_blank">Warranty Information</a> |  |  |  |  | 0.470 L | [14 empty] | 0 | 0 | 0 | 0 | Lighting Fixtures | 2016-10-18 11:48 | 2024-07-20 11:24 | 0000-00-00 00:00:00 | 2024-07-20 11:24 | 0000-00-00 00:00:00 | [6 empty] | Taupe
1 | Lutron Electronics | RRD-HN3S-WH | 4460-8181 | 4460 | 8181 | Lutron Electronics | RRD-HN3S-WH.jpg | 784276170864 | CL RA2 HYBRID 3S WALL WHITE | Lutron RadioRA 2 seeTouch LED+ Hybrid Keypad, 3 Scene with Raise/Lower - White |  | 2.76 | 4.57 |  | RRD-HN3S-WH.jpg | http://grandbrass.xologic.com/vendors/4460/large/RRD-HN3S-WH.jpg | [47 empty] | 0 | 0 | 0 | [6 empty] | 0 | 1 | 1 | EA | 1 | Lighting Controls | [27 empty] | Dimmers | [242 empty] | <a href="https://www.lutron.com/TechnicalDocumentLibrary/044337.pdf" target="_blank">Installation Instructions</a> | [23 empty] | 65.000 DW |  |  | 1.5800 IN | [89 empty] | 1.000 EA | 1.000 EA | [35 empty] | No | [42 empty] | https://www.lutron.com/TechnicalDocumentLibrary/369968_RRD.pdf | [7 empty] | Shelf Stock | [39 empty] | 39122206 | [6 empty] | <a href="https://lutron.widen.net/content/4y4cm6o0wa/mp4/RadioRA-3-Processor-Video.mp4?w=2048" target="_blank">Product Video Clip</a> | [6 empty] | <a href="https://www.lutron.com/TechnicalDocumentLibrary/043492.pdf" target="_blank">Warranty Information</a> |  |  |  |  | 0.470 L | [14 empty] | 0 | 0 | 0 | 0 | Lighting Fixtures | 2016-10-18 11:48 | 2024-07-20 11:43 | 0000-00-00 00:00:00 | 2024-07-20 11:43 | 0000-00-00 00:00:00 | [6 empty] | White
1 | Lutron Electronics | RRD-HN4S-AL | 4460-8182 | 4460 | 8182 | Lutron Electronics | RRD-HN4S-WH.jpg | 784276170871 | CL RA2 HYBRID 4S WALL ALMOND | Lutron RadioRA 2 seeTouch LED+ Hybrid Keypad, 4 Scene with Raise/Lower - Almond |  | 2.76 | 4.57 |  | RRD-HN4S-WH.jpg | http://grandbrass.xologic.com/vendors/4460/large/RRD-HN4S-WH.jpg | [47 empty] | 0 | 0 | 0 | [6 empty] | 0 | 1 | 1 | EA | 1 | Lighting Controls | [27 empty] | Dimmers | [242 empty] | <a href="https://www.lutron.com/TechnicalDocumentLibrary/044337.pdf" target="_blank">Installation Instructions</a> | [23 empty] | 45.000 DW |  |  | 1.5800 IN | [89 empty] | 1.000 EA | 1.000 EA | [35 empty] | No | [42 empty] | https://www.lutron.com/TechnicalDocumentLibrary/369968_RRD.pdf | [7 empty] | Shelf Stock | [39 empty] | 39122206 | [6 empty] | <a href="https://lutron.widen.net/content/4y4cm6o0wa/mp4/RadioRA-3-Processor-Video.mp4?w=2048" target="_blank">Product Video Clip</a> | [6 empty] | <a href="https://www.lutron.com/TechnicalDocumentLibrary/043492.pdf" target="_blank">Warranty Information</a> |  |  |  |  | 0.470 L | [14 empty] | 0 | 0 | 0 | 0 | Lighting Fixtures | 2016-10-18 11:48 | 2024-07-20 11:18 | 0000-00-00 00:00:00 | 2024-07-20 11:18 | 0000-00-00 00:00:00 | [6 empty] | Almond
1 | Lutron Electronics | LECL-153PH-WH | 4460-8185 | 4460 | 8185 | Lutron Electronics | Ecom_LECL-153PH-WH_withpackaging.jpeg?w=1500 | 784276180795 | LUMEA CL 150W CLAMSHELL WHITE | Lumea LED+ Dimmer for LED, halogen, and incandescent dimmable bulbs in white |  | 3.6 | 2.3 | [50 empty] | 0 | 0 | 0 | [6 empty] | 0 | 1 | 1 | EA | 1 | Lighting Controls | [27 empty] | Dimmers | [242 empty] | <a href="https://www.lutron.com/TechnicalDocumentLibrary/0301882.pdf" target="_blank">Installation Instructions</a> | [23 empty] | 2.000 DW |  |  | 5.8000 IN | [89 empty] | 1.000 EA | 1.000 EA | [35 empty] | No | [42 empty] | https://www.lutron.com/TechnicalDocumentLibrary/3691001.pdf | [7 empty] | Shelf Stock | [13 empty] | <a href="https://www.lutron.com/TechnicalDocumentLibrary/368-4493_Page_5.pdf" target="_blank">Tech Drawing</a> | [25 empty] | 39122206 | [6 empty] | <a href="https://lutron.widen.net/content/stbdslloil/MP4/LED+-Dimmer-with-Wire-Leads-Installation_English.MP4?w=2048" target="_blank">Product Video Clip</a> | [6 empty] | <a href="https://www.lutron.com/TechnicalDocumentLibrary/369-119_Wallbox_Warranty.pdf" target="_blank">Warranty Information</a> |  |  |  |  | 0.300 L | [14 empty] | 0 | 0 | 0 | 0 | Lighting Fixtures | 2016-10-18 11:48 | 2024-07-20 11:28 | 0000-00-00 00:00:00 | 2024-07-20 11:28 | 0000-00-00 00:00:00 | [6 empty] | White
1 | Lutron Electronics | LECL-153PH-LA | 4460-8186 | 4460 | 8186 | Lutron Electronics | Ecom_LECL-153PH-LA_nowallplate.jpeg?w=1500 | 784276180801 | LUMEA CL 150W CLAMSHELL LIGHT ALMOND | Lumea LED+ Dimmer for LED, halogen, and incandescent dimmable bulbs in light almond |  | 3.6 | 2.3 | [50 empty] | 0 | 0 | 0 | [6 empty] | 0 | 1 | 1 | EA | 1 | Lighting Controls | [27 empty] | Dimmers | [242 empty] | <a href="https://www.lutron.com/TechnicalDocumentLibrary/0301882.pdf" target="_blank">Installation Instructions</a> | [23 empty] | 10.000 DW |  |  | 5.8000 IN | [89 empty] | 1.000 EA | 1.000 EA | [35 empty] | No | [42 empty] | https://www.lutron.com/TechnicalDocumentLibrary/3691001.pdf | [7 empty] | Shelf Stock | [13 empty] | <a href="https://www.lutron.com/TechnicalDocumentLibrary/368-4493_Page_5.pdf" target="_blank">Tech Drawing</a> | [25 empty] | 39122206 | [6 empty] | <a href="https://lutron.widen.net/content/stbdslloil/MP4/LED+-Dimmer-with-Wire-Leads-Installation_English.MP4?w=2048" target="_blank">Product Video Clip</a> | [6 empty] | <a href="https://www.lutron.com/TechnicalDocumentLibrary/369-119_Wallbox_Warranty.pdf" target="_blank">Warranty Information</a> |  |  |  |  | 0.300 L | [14 empty] | 0 | 0 | 0 | 0 | Lighting Fixtures | 2016-10-18 11:48 | 2024-07-20 11:29 | 0000-00-00 00:00:00 | 2024-07-20 11:29 | 0000-00-00 00:00:00
1 | Lutron Electronics | LECL-153PH-IV | 4460-8187 | 4460 | 8187 | Lutron Electronics | Ecom_LECL-153PH-IV_nowallplate.jpeg?w=1500 | 784276180818 | LUMEA CL 150W CLAMSHELL IVORY | Lumea LED+ Dimmer for LED, halogen, and incandescent dimmable bulbs in ivory |  | 3.6 | 2.3 | [50 empty] | 0 | 0 | 0 | [6 empty] | 0 | 1 | 1 | EA | 1 | Lighting Controls | [27 empty] | Dimmers | [242 empty] | <a href="https://www.lutron.com/TechnicalDocumentLibrary/0301882.pdf" target="_blank">Installation Instructions</a> | [23 empty] | 10.000 DW |  |  | 5.8000 IN | [89 empty] | 1.000 EA | 1.000 EA | [35 empty] | No | [42 empty] | https://www.lutron.com/TechnicalDocumentLibrary/3691001.pdf | [7 empty] | Shelf Stock | [13 empty] | <a href="https://www.lutron.com/TechnicalDocumentLibrary/368-4493_Page_5.pdf" target="_blank">Tech Drawing</a> | [25 empty] | 39122206 | [6 empty] | <a href="https://lutron.widen.net/content/stbdslloil/MP4/LED+-Dimmer-with-Wire-Leads-Installation_English.MP4?w=2048" target="_blank">Product Video Clip</a> | [6 empty] | <a href="https://www.lutron.com/TechnicalDocumentLibrary/369-119_Wallbox_Warranty.pdf" target="_blank">Warranty Information</a> |  |  |  |  | 0.300 L | [14 empty] | 0 | 0 | 0 | 0 | Lighting Fixtures | 2016-10-18 11:48 | 2024-07-20 11:23 | 0000-00-00 00:00:00 | 2024-07-20 11:23 | 0000-00-00 00:00:00 | [6 empty] | Ivory
1 | Lutron Electronics | PD-5NE-BL | 4460-8190 | 4460 | 8190 | Lutron Electronics | Ecom_PD-5NE-BL_nowallplate.jpeg | 784276217729 | CasÃ©ta ELV Dimmer 250W LED Black | Lutron Caseta Wireless ELV+ Smart Dimmer Switch, with Phase Selectable Dimming for LED (250W), MLV (400W), ELV (500W), and Incandescent/Halogen (500W) lighting, 120V, Black |  | 3.4 | 5.6 |  | Ecom_PD-5NE-BL_nowallplate.jpeg | http://grandbrass.xologic.com/vendors/4460/large/Ecom_PD-5NE-BL_nowallplate.jpeg | [47 empty] | 0 | 0 | 0 | [6 empty] | 0 | 1 | 1 | EA | 1 | Lighting Controls | [27 empty] | Dimmers | [242 empty] | <a href="https://www.lutron.com/TechnicalDocumentLibrary/0301817.pdf" target="_blank">Installation Instructions</a> | [23 empty] | 60.000 DW |  |  | 2.1000 IN | [89 empty] | 1.000 EA | 1.000 EA | [35 empty] | No | [42 empty] | https://www.lutron.com/TechnicalDocumentLibrary/369987_SPA.pdf | [7 empty] | Shelf Stock | [13 empty] | <a href="https://www.lutron.com/TechnicalDocumentLibrary/368-4493_Page_47.pdf" target="_blank">Tech Drawing</a> | [25 empty] | 39122206 | [6 empty] | <a href="https://lutron.widen.net/content/twinpx9ws6/mp4/Caseta-Hub-Story.mp4" target="_blank">Product Video Clip</a> | [6 empty] | <a href="https://www.lutron.com/TechnicalDocumentLibrary/369-119_Wallbox_Warranty.pdf" target="_blank">Warranty Information</a> |  |  |  |  | 0.250 L | [14 empty] | 0 | 0 | 0 | 0 | Lighting Fixtures | 2016-10-18 11:48 | 2024-07-20 11:25 | 0000-00-00 00:00:00 | 2024-07-20 11:25 | 0000-00-00 00:00:00 | [6 empty] | Black
1 | Lutron Electronics | PD-5NE-WH | 4460-8191 | 4460 | 8191 | Lutron Electronics | PD-5NE-WH.jpg | 784276217699 | CasÃ©ta ELV Dimmer 250W LED White | Lutron Caseta Wireless ELV+ Smart Dimmer Switch, with Phase Selectable Dimming for LED (250W), MLV (400W), ELV (500W), and Incandescent/Halogen (500W) lighting, 120V, White |  | 3.4 | 5.6 |  | PD-5NE-WH.jpg | http://grandbrass.xologic.com/vendors/4460/large/PD-5NE-WH.jpg | [47 empty] | 0 | 0 | 0 | [6 empty] | 0 | 1 | 1 | EA | 1 | Lighting Controls | [27 empty] | Dimmers | [242 empty] | <a href="https://www.lutron.com/TechnicalDocumentLibrary/0301817.pdf" target="_blank">Installation Instructions</a> | [23 empty] | 45.000 DW |  |  | 2.3300 IN | [89 empty] | 1.000 EA | 1.000 EA | [35 empty] | No | [42 empty] | https://www.lutron.com/TechnicalDocumentLibrary/369987_SPA.pdf | [7 empty] | Shelf Stock | [13 empty] | <a href="https://www.lutron.com/TechnicalDocumentLibrary/368-4493_Page_47.pdf" target="_blank">Tech Drawing</a> | [25 empty] | 39122206 | [6 empty] | <a href="https://lutron.widen.net/content/twinpx9ws6/mp4/Caseta-Hub-Story.mp4" target="_blank">Product Video Clip</a> | [6 empty] | <a href="https://www.lutron.com/TechnicalDocumentLibrary/369-119_Wallbox_Warranty.pdf" target="_blank">Warranty Information</a> |  |  |  |  | 0.250 L | [14 empty] | 0 | 0 | 0 | 0 | Lighting Fixtures | 2016-10-18 11:48 | 2024-07-20 11:27 | 0000-00-00 00:00:00 | 2024-07-20 11:27 | 0000-00-00 00:00:00 | [6 empty] | White
1 | Lutron Electronics | PD-5NE-LA | 4460-8192 | 4460 | 8192 | Lutron Electronics | Ecom_PD-5NE-LA_nowallplate.jpeg | 784276217705 | CasÃ©ta ELV Dimmer 250W LED Light Almond | Lutron Caseta Wireless ELV+ Smart Dimmer Switch, with Phase Selectable Dimming for LED (250W), MLV (400W), ELV (500W), and Incandescent/Halogen (500W) lighting, 120V, Light Almond |  | 3.4 | 5.6 |  | Ecom_PD-5NE-LA_nowallplate.jpeg | http://grandbrass.xologic.com/vendors/4460/large/Ecom_PD-5NE-LA_nowallplate.jpeg | [47 empty] | 0 | 0 | 0 | [6 empty] | 0 | 1 | 1 | EA | 1 | Lighting Controls | [27 empty] | Dimmers | [242 empty] | <a href="https://www.lutron.com/TechnicalDocumentLibrary/0301817.pdf" target="_blank">Installation Instructions</a> | [23 empty] | 60.000 DW |  |  | 2.3300 IN | [89 empty] | 1.000 EA | 1.000 EA | [35 empty] | No | [42 empty] | https://www.lutron.com/TechnicalDocumentLibrary/369987_SPA.pdf | [7 empty] | Shelf Stock | [13 empty] | <a href="https://www.lutron.com/TechnicalDocumentLibrary/368-4493_Page_47.pdf" target="_blank">Tech Drawing</a> | [25 empty] | 39122206 | [6 empty] | <a href="https://lutron.widen.net/content/twinpx9ws6/mp4/Caseta-Hub-Story.mp4" target="_blank">Product Video Clip</a> | [6 empty] | <a href="https://www.lutron.com/TechnicalDocumentLibrary/369-119_Wallbox_Warranty.pdf" target="_blank">Warranty Information</a> |  |  |  |  | 0.250 L | [14 empty] | 0 | 0 | 0 | 0 | Lighting Fixtures | 2016-10-18 11:48 | 2024-07-20 11:29 | 0000-00-00 00:00:00 | 2024-07-20 11:29 | 0000-00-00 00:00:00
1 | Lutron Electronics | PD-5NE-IV | 4460-8193 | 4460 | 8193 | Lutron Electronics | Ecom_PD-5NE-IV_nowallplate.jpeg | 784276217712 | CasÃ©ta ELV Dimmer 250W LED Ivory | Lutron Caseta Wireless ELV+ Smart Dimmer Switch, with Phase Selectable Dimming for LED (250W), MLV (400W), ELV (500W), and Incandescent/Halogen (500W) lighting, 120V, Ivory |  | 3.4 | 4.5 |  | Ecom_PD-5NE-IV_nowallplate.jpeg | http://grandbrass.xologic.com/vendors/4460/large/Ecom_PD-5NE-IV_nowallplate.jpeg | [47 empty] | 0 | 0 | 0 | [6 empty] | 0 | 1 | 1 | EA | 1 | Lighting Controls | [27 empty] | Dimmers | [242 empty] | <a href="https://www.lutron.com/TechnicalDocumentLibrary/0301817.pdf" target="_blank">Installation Instructions</a> | [23 empty] | 60.000 DW |  |  | 2.1000 IN | [89 empty] | 1.000 EA | 1.000 EA | [35 empty] | No | [42 empty] | https://www.lutron.com/TechnicalDocumentLibrary/369987_SPA.pdf | [7 empty] | Shelf Stock | [13 empty] | <a href="https://www.lutron.com/TechnicalDocumentLibrary/368-4493_Page_47.pdf" target="_blank">Tech Drawing</a> | [25 empty] | 39122206 | [6 empty] | <a href="https://lutron.widen.net/content/twinpx9ws6/mp4/Caseta-Hub-Story.mp4" target="_blank">Product Video Clip</a> | [6 empty] | <a href="https://www.lutron.com/TechnicalDocumentLibrary/369-119_Wallbox_Warranty.pdf" target="_blank">Warranty Information</a> |  |  |  |  | 0.250 L | [14 empty] | 0 | 0 | 0 | 0 | Lighting Fixtures | 2016-10-18 11:48 | 2024-07-20 11:43 | 0000-00-00 00:00:00 | 2024-07-20 11:43 | 0000-00-00 00:00:00 | [6 empty] | Ivory
4 | Lutron Electronics | PHPM-PA-277/DV | 4460-8195 | 4460 | 8195 | Lutron Electronics | PHPM-PA-277_DV.jpg | 784276092586 | PWR MOD PHASE-ADPT 277-DV | Lutron Phase-adaptive power module provides dimming control for 1 zone of a full 16 A lighting load. May be used to dim incandescent, halogen, electronic low-voltage, magnetic low-voltage, and neon/cold cathode. Compatible with 2-wire fluorescent dimmer input. |  | 6.3 | 5.25 |  | PHPM-PA-277_DV.jpg | http://grandbrass.xologic.com/vendors/4460/large/PHPM-PA-277_DV.jpg | [47 empty] | 0 | 0 | 0 | [6 empty] | 0 | 1 | 1 | EA | 1 | Lighting Controls |  |  | Electrical Distribution Equipment |  | Power Conditioning Equipment |  | Electrical Or Power Regulators | [20 empty] | Switch Plates | [242 empty] | <a href="https://www.lutron.com/TechnicalDocumentLibrary/032479.pdf" target="_blank">Installation Instructions</a> | [23 empty] | 20.000 DW |  |  | 7.6000 IN | [89 empty] | 1.000 EA | 1.000 EA | [35 empty] | No | [42 empty] | https://www.lutron.com/TechnicalDocumentLibrary/369835_FRE.pdf | [7 empty] | Shelf Stock | [39 empty] | 39121009 | [13 empty] | <a href="https://www.lutron.com/TechnicalDocumentLibrary/3601201A_Commercial_Limited_Warranty.pdf" target="_blank">Warranty Information</a> |  |  |  |  | 1.800 L | [14 empty] | 0 | 0 | 0 | 0 | Electrical | 2017-03-08 09:01 | 2024-07-20 11:20 | 0000-00-00 00:00:00 | 2025-11-29 02:00 | 0000-00-00 00:00:00
4 | Lutron Electronics | PHPM-WBX-277/DV | 4460-8197 | 4460 | 8197 | Lutron Electronics | PHPM-WBX-277_DV.jpg | 784276092593 | PWR MOD 3-WIR_ADPT 277-DV | Lutron phase-adaptive power module provides dimming control for 1 zone of a full 16 A lighting load. May be used to dim incandescent, halogen, electronic low-voltage, magnetic low-voltage, and neon/cold cathode. Compatible with 3-wire fluorescent dimmer input. Can be used in conjunction with BCI-0-10 for 0-10 V dimming applications. |  | 6.25 | 7.5 |  | PHPM-WBX-277_DV.jpg | http://grandbrass.xologic.com/vendors/4460/large/PHPM-WBX-277_DV.jpg | [47 empty] | 0 | 0 | 0 | [6 empty] | 0 | 1 | 1 | EA | 1 | Lighting Controls |  |  | Electrical Distribution Equipment |  | Power Conditioning Equipment |  | Electrical Or Power Regulators | [20 empty] | Switch Plates | [242 empty] | <a href="https://www.lutron.com/TechnicalDocumentLibrary/369835.pdf" target="_blank">Installation Instructions</a> | [23 empty] | 10.000 DW |  |  | 5.0000 IN | [89 empty] | 1.000 EA | 1.000 EA | [35 empty] | No | [42 empty] | https://www.lutron.com/TechnicalDocumentLibrary/369835_FRE.pdf | [7 empty] | Shelf Stock | [39 empty] | 39121009 | [13 empty] | <a href="https://www.lutron.com/TechnicalDocumentLibrary/3601201A_Commercial_Limited_Warranty.pdf" target="_blank">Warranty Information</a> |  |  |  |  | 0.500 L | [14 empty] | 0 | 0 | 0 | 0 | Electrical | 2017-03-28 10:24 | 2024-07-20 11:20 | 0000-00-00 00:00:00 | 2025-11-29 02:00 | 0000-00-00 00:00:00
1 | Lutron Electronics | MRF2S-1S8A-1OK | 4460-8198 | 4460 | 8198 | Lutron Electronics | MRF2S-1S8A-1OK.jpg | 784276150583 | ENRGY RTRO FIT KIT CRNR SNSR VIVE ENBLD | Energi TriPak package, Includes: 1 Maestro wireless 8A no neutral switch, 1 Claro 1-gang faceplate, 1 Radio Powr Savr wireless hallway occupancy/vacancy sensor. Vive enabled |  | 5.5 | 2.5 |  | MRF2S-1S8A-1OK.jpg | http://grandbrass.xologic.com/vendors/4460/large/MRF2S-1S8A-1OK.jpg | [47 empty] | 0 | 0 | 0 | [6 empty] | 0 | 1 | 1 | EA | 1 | Lighting Controls | [27 empty] | Lightswitches | [242 empty] | <a href="https://www.lutron.com/TechnicalDocumentLibrary/0301789.pdf" target="_blank">Installation Instructions</a> | [23 empty] | 15.000 DW |  |  | 7.7500 IN | [89 empty] | 1.000 EA | 1.000 EA | [35 empty] | No | [42 empty] | https://www.lutron.com/TechnicalDocumentLibrary/369912_ENG.pdf | [7 empty] | Shelf Stock | [13 empty] | <a href="https://www.lutron.com/TechnicalDocumentLibrary/368-4493_Page_9.pdf" target="_blank">Tech Drawing</a> | [25 empty] | 39122216 | [13 empty] | <a href="https://www.lutron.com/TechnicalDocumentLibrary/369-119_Wallbox_Warranty.pdf" target="_blank">Warranty Information</a> |  |  |  |  | 0.800 L | [14 empty] | 0 | 0 | 0 | 0 | Lighting Fixtures | 2017-04-11 14:02 | 2024-07-20 11:21 | 0000-00-00 00:00:00 | 2024-07-20 11:21 | 0000-00-00 00:00:00
1 | Lutron Electronics | MRF2S-1S8A-1OW | 4460-8199 | 4460 | 8199 | Lutron Electronics | MRF2S-1S8A-1OW.jpg | 784276150590 | ENRGY RTRO FT KT WLL-MTD SNSR VIVE ENBLD | Maestro Wireless Simple Energy Retrofit package with 1 8A switch and 1 occupancy/vacancy sensor, wall-mount, Vive enabled |  | 5.5 | 2.5 |  | MRF2S-1S8A-1OW.jpg | http://grandbrass.xologic.com/vendors/4460/large/MRF2S-1S8A-1OW.jpg | [47 empty] | 0 | 0 | 0 | [6 empty] | 0 | 1 | 1 | EA | 1 | Lighting Controls | [27 empty] | Lightswitches | [242 empty] | <a href="https://www.lutron.com/TechnicalDocumentLibrary/0301789.pdf" target="_blank">Installation Instructions</a> | [23 empty] | 20.000 DW |  |  | 7.7500 IN | [89 empty] | 1.000 EA | 1.000 EA | [35 empty] | No | [42 empty] | https://www.lutron.com/TechnicalDocumentLibrary/369912_ENG.pdf | [7 empty] | Shelf Stock | [13 empty] | <a href="https://www.lutron.com/TechnicalDocumentLibrary/368-4493_Page_9.pdf" target="_blank">Tech Drawing</a> | [25 empty] | 39122216 | [13 empty] | <a href="https://www.lutron.com/TechnicalDocumentLibrary/369-119_Wallbox_Warranty.pdf" target="_blank">Warranty Information</a> |  |  |  |  | 0.800 L | [14 empty] | 0 | 0 | 0 | 0 | Lighting Fixtures | 2017-04-11 14:02 | 2024-07-20 11:28 | 0000-00-00 00:00:00 | 2024-07-20 11:28 | 0000-00-00 00:00:00
1 | Lutron Electronics | DVFSQ-LF-IV | 4460-8202 | 4460 | 8202 | Lutron Electronics | Ecom_DVFSQ-LF-IV_nowallplate.jpeg | 784276226653 | DIVA 3-SPEED LIGHT SWITCH IN IVORY | Lutron Diva 3-Speed Fan Control and Light Switch, Single-Pole/3-Way, 1.5A Fan/1A LED, Ivory |  | 2.25 | 4.5 |  | Ecom_DVFSQ-LF-IV_nowallplate.jpeg | http://grandbrass.xologic.com/vendors/4460/large/Ecom_DVFSQ-LF-IV_nowallplate.jpeg | [47 empty] | 0 | 0 | 0 | [6 empty] | 0 | 1 | 1 | EA | 1 | Lighting Controls | [27 empty] | Lightswitches | [242 empty] | <a href="https://www.lutron.com/TechnicalDocumentLibrary/0301990.pdf" target="_blank">Installation Instructions</a> | [23 empty] | 20.000 DW |  |  | 2.2500 IN | [89 empty] | 1.000 EA | 1.000 EA | [35 empty] | No | [42 empty] | https://www.lutron.com/TechnicalDocumentLibrary/3691042_SPA.pdf | [7 empty] | Shelf Stock | [13 empty] | <a href="https://www.lutron.com/TechnicalDocumentLibrary/368-4493_Page_31.pdf" target="_blank">Tech Drawing</a> | [25 empty] | 39122232 | [6 empty] | <a href="https://lutron.widen.net/content/gvlovxb4mx/mp4/Diva-Fan-Light-Stop-Motion-Install_without-CTA_Retail.mp4" target="_blank">Product Video Clip</a> | [6 empty] | <a href="https://www.lutron.com/TechnicalDocumentLibrary/369-119_Wallbox_Warranty.pdf" target="_blank">Warranty Information</a> |  |  |  |  | 0.130 L | [14 empty] | 0 | 0 | 0 | 0 | Lighting Fixtures | 2017-04-11 14:02 | 2024-07-20 11:43 | 0000-00-00 00:00:00 | 2024-07-20 11:43 | 0000-00-00 00:00:00 | [6 empty] | Ivory
1 | Lutron Electronics | MRF2S-2S8A-1OW | 4460-8203 | 4460 | 8203 | Lutron Electronics | MRF2S-2S8A-1OW.jpg | 784276150613 | ENRGY RTROFT KT WLL-MNTD SNSR VIVE ENBLD | Maestro Wireless Simple Energy Retrofit package with 2 8A switches and 1 occupancy/vacancy sensor, wall-mount, Vive enabled |  | 5.5 | 2.5 |  | MRF2S-2S8A-1OW.jpg | http://grandbrass.xologic.com/vendors/4460/large/MRF2S-2S8A-1OW.jpg | [47 empty] | 0 | 0 | 0 | [6 empty] | 0 | 1 | 1 | EA | 1 | Lighting Controls | [27 empty] | Lightswitches | [242 empty] | <a href="https://www.lutron.com/TechnicalDocumentLibrary/0301789.pdf" target="_blank">Installation Instructions</a> | [23 empty] | 2.000 DW |  |  | 7.7500 IN | [89 empty] | 1.000 EA | 1.000 EA | [35 empty] | No | [42 empty] | https://www.lutron.com/TechnicalDocumentLibrary/369912_ENG.pdf | [7 empty] | Shelf Stock | [13 empty] | <a href="https://www.lutron.com/TechnicalDocumentLibrary/368-4493_Page_9.pdf" target="_blank">Tech Drawing</a> | [25 empty] | 39122216 | [13 empty] | <a href="https://www.lutron.com/TechnicalDocumentLibrary/369-119_Wallbox_Warranty.pdf" target="_blank">Warranty Information</a> |  |  |  |  | 0.800 L | [14 empty] | 0 | 0 | 0 | 0 | Lighting Fixtures | 2017-04-11 14:03 | 2024-07-20 11:27 | 0000-00-00 00:00:00 | 2024-07-20 11:27 | 0000-00-00 00:00:00
1 | Lutron Electronics | H-MOUNT-FM | 4460-8204 | 4460 | 8204 | Lutron Electronics | H-MOUNT-FM.jpg | 784276171021 | VIVE HUB FLUSH MT BRACKET | Vive Hub flush-mount installation adapter |  | 9 | 7.38 |  | H-MOUNT-FM.jpg | http://grandbrass.xologic.com/vendors/4460/large/H-MOUNT-FM.jpg | [47 empty] | 0 | 0 | 0 | [6 empty] | 0 | 1 | 1 | EA | 1 | Specialty Items | [27 empty] | Lighting Accessories | [242 empty] | <a href="https://www.lutron.com/TechnicalDocumentLibrary/041803.pdf" target="_blank">Installation Instructions</a> | [23 empty] | 10.000 DW |  |  | 5.0000 IN | [89 empty] | 1.000 EA | 1.000 EA | [35 empty] | No | [42 empty] | https://www.lutron.com/TechnicalDocumentLibrary/369902_FRE.pdf | [7 empty] | Shelf Stock | [39 empty] | 39122221 | [13 empty] | <a href="https://www.lutron.com/en-US/ResourceLibrary/warranty/Limited%20Comm.pdf" target="_blank">Warranty Information</a> |  |  |  |  | 1.250 L | [14 empty] | 0 | 0 | 0 | 0 | Lighting Fixtures | 2017-04-11 14:03 | 2024-07-20 11:43 | 0000-00-00 00:00:00 | 2024-07-20 11:43 | 0000-00-00 00:00:00
1 | Lutron Electronics | DVSCFSQ-LF-TP | 4460-8206 | 4460 | 8206 | Lutron Electronics | Ecom_DVSCFSQ-LF-TP_nowallplate.jpeg | 784276229913 | DIVA 3-SPEED LIGHT SWITCH IN TAUPE | Lutron Diva 3-Speed Fan Control and Light Switch, Single-Pole/3-Way, 1.5A Fan/1A LED, Taupe |  | 2.25 | 4.5 |  | Ecom_DVSCFSQ-LF-TP_nowallplate.jpeg | http://grandbrass.xologic.com/vendors/4460/large/Ecom_DVSCFSQ-LF-TP_nowallplate.jpeg | [47 empty] | 0 | 0 | 0 | [6 empty] | 0 | 1 | 1 | EA | 1 | Lighting Controls | [27 empty] | Lightswitches | [242 empty] | <a href="https://www.lutron.com/TechnicalDocumentLibrary/0301990.pdf" target="_blank">Installation Instructions</a> | [23 empty] | 10.000 DW |  |  | 2.2500 IN | [89 empty] | 1.000 EA | 1.000 EA | [35 empty] | No | [42 empty] | https://www.lutron.com/TechnicalDocumentLibrary/3691042_FRE.pdf | [7 empty] | Shelf Stock | [13 empty] | <a href="https://www.lutron.com/TechnicalDocumentLibrary/368-4493_Page_31.pdf" target="_blank">Tech Drawing</a> | [25 empty] | 39122232 | [6 empty] | <a href="https://lutron.widen.net/content/gvlovxb4mx/mp4/Diva-Fan-Light-Stop-Motion-Install_without-CTA_Retail.mp4" target="_blank">Product Video Clip</a> | [6 empty] | <a href="https://www.lutron.com/TechnicalDocumentLibrary/369-119_Wallbox_Warranty.pdf" target="_blank">Warranty Information</a> |  |  |  |  | 0.130 L | [14 empty] | 0 | 0 | 0 | 0 | Lighting Fixtures | 2017-04-11 14:03 | 2024-07-20 11:18 | 0000-00-00 00:00:00 | 2024-07-20 11:18 | 0000-00-00 00:00:00 | [6 empty] | Taupe
1 | Lutron Electronics | DVSCFSQ-LF-BI | 4460-8207 | 4460 | 8207 | Lutron Electronics | Ecom_DVSCFSQ-LF-BI_nowallplate.jpeg | 784276229753 | DIVA 3-SPEED LIGHT SWITCH IN BISCUIT | Lutron Diva 3-Speed Fan Control and Light Switch, Single-Pole/3-Way, 1.5A Fan/1A LED, Biscuit |  | 2.25 | 4.5 |  | Ecom_DVSCFSQ-LF-BI_nowallplate.jpeg | http://grandbrass.xologic.com/vendors/4460/large/Ecom_DVSCFSQ-LF-BI_nowallplate.jpeg | [47 empty] | 0 | 0 | 0 | [6 empty] | 0 | 1 | 1 | EA | 1 | Lighting Controls | [27 empty] | Lightswitches | [242 empty] | <a href="https://www.lutron.com/TechnicalDocumentLibrary/0301990.pdf" target="_blank">Installation Instructions</a> | [23 empty] | 10.000 DW |  |  | 2.2500 IN | [89 empty] | 1.000 EA | 1.000 EA | [35 empty] | No | [42 empty] | https://www.lutron.com/TechnicalDocumentLibrary/3691042_FRE.pdf | [7 empty] | Shelf Stock | [13 empty] | <a href="https://www.lutron.com/TechnicalDocumentLibrary/368-4493_Page_31.pdf" target="_blank">Tech Drawing</a> | [25 empty] | 39122232 | [6 empty] | <a href="https://lutron.widen.net/content/gvlovxb4mx/mp4/Diva-Fan-Light-Stop-Motion-Install_without-CTA_Retail.mp4" target="_blank">Product Video Clip</a> | [6 empty] | <a href="https://www.lutron.com/TechnicalDocumentLibrary/369-119_Wallbox_Warranty.pdf" target="_blank">Warranty Information</a> |  |  |  |  | 0.130 L | [14 empty] | 0 | 0 | 0 | 0 | Lighting Fixtures | 2017-04-11 14:03 | 2024-07-20 11:21 | 0000-00-00 00:00:00 | 2024-07-20 11:21 | 0000-00-00 00:00:00 | [6 empty] | Biscuit
1 | Lutron Electronics | MRF2S-1S8A-1OC | 4460-8208 | 4460 | 8208 | Lutron Electronics | MRF2S-1S8A-1OC.jpg | 784276150569 | ENRGY RTRO FIT KIT CLNG SNSR VIVE ENBLD | Energi TriPak package, Includes: 1 Maestro Wireless 8A no neutral switch, 1 Claro 1-gang faceplate, 1 Radio Powr Savr wireless CLNG mount occupancy/vacancy sensor. Vive enabled |  | 5.5 | 2.5 |  | MRF2S-1S8A-1OC.jpg | http://grandbrass.xologic.com/vendors/4460/large/MRF2S-1S8A-1OC.jpg | [47 empty] | 0 | 0 | 0 | [6 empty] | 0 | 1 | 1 | EA | 1 | Lighting Controls | [27 empty] | Lightswitches | [242 empty] | <a href="https://www.lutron.com/TechnicalDocumentLibrary/0301789.pdf" target="_blank">Installation Instructions</a> | [23 empty] | 30.000 DW |  |  | 7.7500 IN | [89 empty] | 1.000 EA | 1.000 EA | [35 empty] | No | [42 empty] | https://www.lutron.com/TechnicalDocumentLibrary/369912_ENG.pdf | [7 empty] | Shelf Stock | [13 empty] | <a href="https://www.lutron.com/TechnicalDocumentLibrary/368-4493_Page_9.pdf" target="_blank">Tech Drawing</a> | [25 empty] | 39122216 | [13 empty] | <a href="https://www.lutron.com/TechnicalDocumentLibrary/369-119_Wallbox_Warranty.pdf" target="_blank">Warranty Information</a> |  |  |  |  | 0.800 L | [14 empty] | 0 | 0 | 0 | 0 | Lighting Fixtures | 2017-04-11 14:03 | 2024-07-20 11:27 | 0000-00-00 00:00:00 | 2024-07-20 11:27 | 0000-00-00 00:00:00
1 | Lutron Electronics | H-MOUNT-SM | 4460-8209 | 4460 | 8209 | Lutron Electronics | H-MOUNT-SM.jpg | 784276171038 | VIVE HUB SURF MT BRACKET | Vive Hub surface-mount installation adapter |  | 9 | 7.38 |  | H-MOUNT-SM.jpg | http://grandbrass.xologic.com/vendors/4460/large/H-MOUNT-SM.jpg | [47 empty] | 0 | 0 | 0 | [6 empty] | 0 | 1 | 1 | EA | 1 | Specialty Items | [27 empty] | Lighting Accessories | [242 empty] | <a href="https://www.lutron.com/TechnicalDocumentLibrary/041803.pdf" target="_blank">Installation Instructions</a> | [23 empty] | 10.000 DW |  |  | 5.0000 IN | [89 empty] | 1.000 EA | 1.000 EA | [35 empty] | No | [42 empty] | https://www.lutron.com/TechnicalDocumentLibrary/369902_FRE.pdf | [7 empty] | Shelf Stock | [39 empty] | 39122221 | [13 empty] | <a href="https://www.lutron.com/en-US/ResourceLibrary/warranty/Limited%20Comm.pdf" target="_blank">Warranty Information</a> |  |  |  |  | 1.250 L | [14 empty] | 0 | 0 | 0 | 0 | Lighting Fixtures | 2017-04-11 14:03 | 2024-07-20 11:27 | 0000-00-00 00:00:00 | 2024-07-20 11:27 | 0000-00-00 00:00:00
1 | Lutron Electronics | DVSCFSQ-LF-SW | 4460-8210 | 4460 | 8210 | Lutron Electronics | Ecom_DVSCFSQ-LF-SW_nowallplate.jpeg | 784276229890 | DIVA 3-SPEED LIGHT SWITCH IN SNOW | Lutron Diva 3-Speed Fan Control and Light Switch, Single-Pole/3-Way, 1.5A Fan/1A LED, Snow |  | 2.25 | 4.5 |  | Ecom_DVSCFSQ-LF-SW_nowallplate.jpeg | http://grandbrass.xologic.com/vendors/4460/large/Ecom_DVSCFSQ-LF-SW_nowallplate.jpeg | [47 empty] | 0 | 0 | 0 | [6 empty] | 0 | 1 | 1 | EA | 1 | Lighting Controls | [27 empty] | Lightswitches | [242 empty] | <a href="https://www.lutron.com/TechnicalDocumentLibrary/0301990.pdf" target="_blank">Installation Instructions</a> | [23 empty] | 2.000 DW |  |  | 2.2500 IN | [89 empty] | 1.000 EA | 1.000 EA | [35 empty] | No | [42 empty] | https://www.lutron.com/TechnicalDocumentLibrary/3691042_FRE.pdf | [7 empty] | Shelf Stock | [13 empty] | <a href="https://www.lutron.com/TechnicalDocumentLibrary/368-4493_Page_31.pdf" target="_blank">Tech Drawing</a> | [25 empty] | 39122232 | [6 empty] | <a href="https://lutron.widen.net/content/gvlovxb4mx/mp4/Diva-Fan-Light-Stop-Motion-Install_without-CTA_Retail.mp4" target="_blank">Product Video Clip</a> | [6 empty] | <a href="https://www.lutron.com/TechnicalDocumentLibrary/369-119_Wallbox_Warranty.pdf" target="_blank">Warranty Information</a> |  |  |  |  | 0.130 L | [14 empty] | 0 | 0 | 0 | 0 | Lighting Fixtures | 2017-04-11 14:03 | 2024-07-20 11:21 | 0000-00-00 00:00:00 | 2024-07-20 11:21 | 0000-00-00 00:00:00 | [6 empty] | Snow
1 | Lutron Electronics | DVFSQ-LF-BR | 4460-8218 | 4460 | 8218 | Lutron Electronics | Ecom_DVFSQ-LF-BR_nowallplate.jpeg | 784276226639 | DIVA 3-SPEED LIGHT SWITCH IN BROWN | Lutron Diva 3-Speed Fan Control and Light Switch, Single-Pole/3-Way, 1.5A Fan/1A LED, Brown |  | 2.25 | 4.5 |  | Ecom_DVFSQ-LF-BR_nowallplate.jpeg | http://grandbrass.xologic.com/vendors/4460/large/Ecom_DVFSQ-LF-BR_nowallplate.jpeg | [47 empty] | 0 | 0 | 0 | [6 empty] | 0 | 1 | 1 | EA | 1 | Lighting Controls | [27 empty] | Lightswitches | [242 empty] | <a href="https://www.lutron.com/TechnicalDocumentLibrary/0301990.pdf" target="_blank">Installation Instructions</a> | [23 empty] | 20.000 DW |  |  | 2.2500 IN | [89 empty] | 1.000 EA | 1.000 EA | [35 empty] | No | [42 empty] | https://www.lutron.com/TechnicalDocumentLibrary/3691042_SPA.pdf | [7 empty] | Shelf Stock | [13 empty] | <a href="https://www.lutron.com/TechnicalDocumentLibrary/368-4493_Page_31.pdf" target="_blank">Tech Drawing</a> | [25 empty] | 39122232 | [6 empty] | <a href="https://lutron.widen.net/content/gvlovxb4mx/mp4/Diva-Fan-Light-Stop-Motion-Install_without-CTA_Retail.mp4" target="_blank">Product Video Clip</a> | [6 empty] | <a href="https://www.lutron.com/TechnicalDocumentLibrary/369-119_Wallbox_Warranty.pdf" target="_blank">Warranty Information</a> |  |  |  |  | 0.130 L | [14 empty] | 0 | 0 | 0 | 0 | Lighting Fixtures | 2017-04-11 14:04 | 2024-07-20 11:23 | 0000-00-00 00:00:00 | 2024-07-20 11:23 | 0000-00-00 00:00:00 | [6 empty] | Brown
1 | Lutron Electronics | DVFSQ-LF-AL | 4460-8219 | 4460 | 8219 | Lutron Electronics | Ecom_DVFSQ-LF-AL_nowallplate.jpeg | 784276226615 | DIVA 3-SPEED LIGHT SWITCH IN ALMOND | Lutron Diva 3-Speed Fan Control and Light Switch, Single-Pole/3-Way, 1.5A Fan/1A LED, Almond |  | 2.25 | 4.5 |  | Ecom_DVFSQ-LF-AL_nowallplate.jpeg | http://grandbrass.xologic.com/vendors/4460/large/Ecom_DVFSQ-LF-AL_nowallplate.jpeg | [47 empty] | 0 | 0 | 0 | [6 empty] | 0 | 1 | 1 | EA | 1 | Lighting Controls | [27 empty] | Lightswitches | [242 empty] | <a href="https://www.lutron.com/TechnicalDocumentLibrary/0301990.pdf" target="_blank">Installation Instructions</a> | [23 empty] | 20.000 DW |  |  | 2.2500 IN | [89 empty] | 1.000 EA | 1.000 EA | [35 empty] | No | [42 empty] | https://www.lutron.com/TechnicalDocumentLibrary/3691042_SPA.pdf | [7 empty] | Shelf Stock | [13 empty] | <a href="https://www.lutron.com/TechnicalDocumentLibrary/368-4493_Page_31.pdf" target="_blank">Tech Drawing</a> | [25 empty] | 39122232 | [6 empty] | <a href="https://lutron.widen.net/content/gvlovxb4mx/mp4/Diva-Fan-Light-Stop-Motion-Install_without-CTA_Retail.mp4" target="_blank">Product Video Clip</a> | [6 empty] | <a href="https://www.lutron.com/TechnicalDocumentLibrary/369-119_Wallbox_Warranty.pdf" target="_blank">Warranty Information</a> |  |  |  |  | 0.130 L | [14 empty] | 0 | 0 | 0 | 0 | Lighting Fixtures | 2017-04-11 14:04 | 2024-07-20 11:22 | 0000-00-00 00:00:00 | 2024-07-20 11:22 | 0000-00-00 00:00:00 | [6 empty] | Almond
1 | Lutron Electronics | PJ2-3BRL-GWH-A02 | 4460-8220 | 4460 | 8220 | Lutron Electronics | Ecom_PJ2-3BRL-GWH-A02.jpeg | 784276177573 | PICO 3BRL AUDIO WHITE | Lutron Pico Smart Remote for Audio, Works with Sonos, with Audio Icons - White |  | 0.5 | 5.75 |  | Ecom_PJ2-3BRL-GWH-A02.jpeg | http://grandbrass.xologic.com/vendors/4460/large/Ecom_PJ2-3BRL-GWH-A02.jpeg | [47 empty] | 0 | 0 | 0 | [6 empty] | 0 | 1 | 1 | EA | 1 | Lighting Controls | [27 empty] | Other Lighting Controls | [242 empty] | <a href="https://www.lutron.com/TechnicalDocumentLibrary/040429.pdf" target="_blank">Installation Instructions</a> | [23 empty] | 10.000 DW |  |  | 3.8800 IN | [89 empty] | 1.000 EA | 1.000 EA | [35 empty] | No | [42 empty] | https://www.lutron.com/TechnicalDocumentLibrary/3691021.pdf | [7 empty] | Shelf Stock | [39 empty] | 52161525 | [6 empty] | <a href="https://lutron.widen.net/content/fomoe9knmc/mp4/Ecom_PicoBenefits_video.mp4" target="_blank">Product Video Clip</a> | [6 empty] | <a href="https://www.lutron.com/TechnicalDocumentLibrary/369-119_Wallbox_Warranty.pdf" target="_blank">Warranty Information</a> |  |  |  |  | 0.050 L | [14 empty] | 0 | 0 | 0 | 0 | Lighting Fixtures | 2017-04-11 14:04 | 2024-07-20 11:18 | 0000-00-00 00:00:00 | 2024-07-20 11:18 | 0000-00-00 00:00:00
1 | Lutron Electronics | MRF2S-1S8A-1OH | 4460-8221 | 4460 | 8221 | Lutron Electronics | MRF2S-1S8A-1OH.jpg | 784276150576 | ENRGY RTRO FIT KIT HW SNSR VIVE ENBLD | Maestro Wireless Simple Energy Retrofit Package, includes occupancy/vacancy sensor, corner-mount, Vive enabled |  | 5.5 | 2.5 |  | MRF2S-1S8A-1OH.jpg | http://grandbrass.xologic.com/vendors/4460/large/MRF2S-1S8A-1OH.jpg | [47 empty] | 0 | 0 | 0 | [6 empty] | 0 | 1 | 1 | EA | 1 | Lighting Controls | [27 empty] | Lightswitches | [242 empty] | <a href="https://www.lutron.com/TechnicalDocumentLibrary/0301789.pdf" target="_blank">Installation Instructions</a> | [23 empty] | 10.000 DW |  |  | 7.7500 IN | [89 empty] | 1.000 EA | 1.000 EA | [35 empty] | No | [42 empty] | https://www.lutron.com/TechnicalDocumentLibrary/369912_ENG.pdf | [7 empty] | Shelf Stock | [13 empty] | <a href="https://www.lutron.com/TechnicalDocumentLibrary/368-4493_Page_9.pdf" target="_blank">Tech Drawing</a> | [25 empty] | 39122216 | [13 empty] | <a href="https://www.lutron.com/TechnicalDocumentLibrary/369-119_Wallbox_Warranty.pdf" target="_blank">Warranty Information</a> |  |  |  |  | 0.800 L | [14 empty] | 0 | 0 | 0 | 0 | Lighting Fixtures | 2017-04-11 14:04 | 2024-07-20 11:28 | 0000-00-00 00:00:00 | 2024-07-20 11:28 | 0000-00-00 00:00:00
1 | Lutron Electronics | DVFSQ-LFH-LA | 4460-8224 | 4460 | 8224 | Lutron Electronics | Ecom_DVFSQ-LF-LA_nowallplate.jpeg | 784276226707 | DIVA 3-SPEED LT SWCH IN LT AL, CLMSL PKG | Lutron Diva 3-Speed Fan Control and Light Switch, Single-Pole/3-Way, 1.5A Fan/1A LED, Clamshell Packaging Light Almond |  | 4.1 | 6 |  | Ecom_DVFSQ-LF-LA_nowallplate.jpeg | http://grandbrass.xologic.com/vendors/4460/large/Ecom_DVFSQ-LF-LA_nowallplate.jpeg | [47 empty] | 0 | 0 | 0 | [6 empty] | 0 | 1 | 1 | EA | 1 | Lighting Controls | [27 empty] | Lightswitches | [242 empty] | <a href="https://www.lutron.com/TechnicalDocumentLibrary/0301990.pdf" target="_blank">Installation Instructions</a> | [23 empty] | 20.000 DW |  |  | 2.6000 IN | [89 empty] | 1.000 EA | 1.000 EA | [35 empty] | No | [42 empty] | https://www.lutron.com/TechnicalDocumentLibrary/3691042_SPA.pdf | [7 empty] | Shelf Stock | [13 empty] | <a href="https://www.lutron.com/TechnicalDocumentLibrary/368-4493_Page_31.pdf" target="_blank">Tech Drawing</a> | [25 empty] | 39122232 | [6 empty] | <a href="https://lutron.widen.net/content/gvlovxb4mx/mp4/Diva-Fan-Light-Stop-Motion-Install_without-CTA_Retail.mp4" target="_blank">Product Video Clip</a> | [6 empty] | <a href="https://www.lutron.com/TechnicalDocumentLibrary/369-119_Wallbox_Warranty.pdf" target="_blank">Warranty Information</a> |  |  |  |  | 0.350 L | [14 empty] | 0 | 0 | 0 | 0 | Lighting Fixtures | 2017-04-11 14:04 | 2024-07-20 11:18 | 0000-00-00 00:00:00 | 2024-07-20 11:18 | 0000-00-00 00:00:00
1 | Lutron Electronics | DVFSQ-LF-WH | 4460-8225 | 4460 | 8225 | Lutron Electronics | Ecom_DVFSQ-LF-WH_nowallplate.jpeg | 784276226677 | DIVA 3-SPEED LIGHT SWITCH IN WHITE | Lutron Diva 3-Speed Fan Control and Light Switch, Single-Pole/3-Way, 1.5A Fan/1A LED, White |  | 2.25 | 4.5 |  | Ecom_DVFSQ-LF-WH_nowallplate.jpeg | http://grandbrass.xologic.com/vendors/4460/large/Ecom_DVFSQ-LF-WH_nowallplate.jpeg | [47 empty] | 0 | 0 | 0 | [6 empty] | 0 | 1 | 1 | EA | 1 | Lighting Controls | [27 empty] | Lightswitches | [242 empty] | <a href="https://www.lutron.com/TechnicalDocumentLibrary/0301990.pdf" target="_blank">Installation Instructions</a> | [23 empty] | 20.000 DW |  |  | 2.2500 IN | [89 empty] | 1.000 EA | 1.000 EA | [35 empty] | No | [42 empty] | https://www.lutron.com/TechnicalDocumentLibrary/3691042_SPA.pdf | [7 empty] | Shelf Stock | [13 empty] | <a href="https://www.lutron.com/TechnicalDocumentLibrary/368-4493_Page_31.pdf" target="_blank">Tech Drawing</a> | [25 empty] | 39122232 | [6 empty] | <a href="https://lutron.widen.net/content/gvlovxb4mx/mp4/Diva-Fan-Light-Stop-Motion-Install_without-CTA_Retail.mp4" target="_blank">Product Video Clip</a> | [6 empty] | <a href="https://www.lutron.com/TechnicalDocumentLibrary/369-119_Wallbox_Warranty.pdf" target="_blank">Warranty Information</a> |  |  |  |  | 0.130 L | [14 empty] | 0 | 0 | 0 | 0 | Lighting Fixtures | 2017-04-11 14:04 | 2024-07-20 11:18 | 0000-00-00 00:00:00 | 2024-07-20 11:18 | 0000-00-00 00:00:00 | [6 empty] | White
1 | Lutron Electronics | DVSCFSQ-LF-MN | 4460-8226 | 4460 | 8226 | Lutron Electronics | Ecom_DVSCFSQ-LF-MN_nowallplate.jpeg | 784276229821 | DIVA 3-SPEED LIGHT SWITCH IN MIDNIGHT | Lutron Diva 3-Speed Fan Control and Light Switch, Single-Pole/3-Way, 1.5A Fan/1A LED, Midnight |  | 2.25 | 4.5 |  | Ecom_DVSCFSQ-LF-MN_nowallplate.jpeg | http://grandbrass.xologic.com/vendors/4460/large/Ecom_DVSCFSQ-LF-MN_nowallplate.jpeg | [47 empty] | 0 | 0 | 0 | [6 empty] | 0 | 1 | 1 | EA | 1 | Lighting Controls | [27 empty] | Lightswitches | [242 empty] | <a href="https://www.lutron.com/TechnicalDocumentLibrary/0301990.pdf" target="_blank">Installation Instructions</a> | [23 empty] | 10.000 DW |  |  | 2.2500 IN | [89 empty] | 1.000 EA | 1.000 EA | [35 empty] | No | [42 empty] | https://www.lutron.com/TechnicalDocumentLibrary/3691042_FRE.pdf | [7 empty] | Shelf Stock | [13 empty] | <a href="https://www.lutron.com/TechnicalDocumentLibrary/368-4493_Page_31.pdf" target="_blank">Tech Drawing</a> | [25 empty] | 39122232 | [6 empty] | <a href="https://lutron.widen.net/content/gvlovxb4mx/mp4/Diva-Fan-Light-Stop-Motion-Install_without-CTA_Retail.mp4" target="_blank">Product Video Clip</a> | [6 empty] | <a href="https://www.lutron.com/TechnicalDocumentLibrary/369-119_Wallbox_Warranty.pdf" target="_blank">Warranty Information</a> |  |  |  |  | 0.130 L | [14 empty] | 0 | 0 | 0 | 0 | Lighting Fixtures | 2017-04-11 14:05 | 2024-07-20 11:43 | 0000-00-00 00:00:00 | 2024-07-20 11:43 | 0000-00-00 00:00:00 | [6 empty] | Midnight
1 | Lutron Electronics | DVFSQ-LF-BL | 4460-8228 | 4460 | 8228 | Lutron Electronics | Ecom_DVFSQ-LF-BL_nowallplate.jpeg | 784276226622 | DIVA 3-SPEED LIGHT SWITCH IN BLACK | Lutron Diva 3-Speed Fan Control and Light Switch, Single-Pole/3-Way, 1.5A Fan/1A LED, Black |  | 2.25 | 4.5 |  | Ecom_DVFSQ-LF-BL_nowallplate.jpeg | http://grandbrass.xologic.com/vendors/4460/large/Ecom_DVFSQ-LF-BL_nowallplate.jpeg | [47 empty] | 0 | 0 | 0 | [6 empty] | 0 | 1 | 1 | EA | 1 | Lighting Controls | [27 empty] | Lightswitches | [242 empty] | <a href="https://www.lutron.com/TechnicalDocumentLibrary/0301990.pdf" target="_blank">Installation Instructions</a> | [23 empty] | 20.000 DW |  |  | 2.2500 IN | [89 empty] | 1.000 EA | 1.000 EA | [35 empty] | No | [42 empty] | https://www.lutron.com/TechnicalDocumentLibrary/3691042_SPA.pdf | [7 empty] | Shelf Stock | [13 empty] | <a href="https://www.lutron.com/TechnicalDocumentLibrary/368-4493_Page_31.pdf" target="_blank">Tech Drawing</a> | [25 empty] | 39122232 | [6 empty] | <a href="https://lutron.widen.net/content/gvlovxb4mx/mp4/Diva-Fan-Light-Stop-Motion-Install_without-CTA_Retail.mp4" target="_blank">Product Video Clip</a> | [6 empty] | <a href="https://www.lutron.com/TechnicalDocumentLibrary/369-119_Wallbox_Warranty.pdf" target="_blank">Warranty Information</a> |  |  |  |  | 0.130 L | [14 empty] | 0 | 0 | 0 | 0 | Lighting Fixtures | 2017-04-11 14:05 | 2024-07-20 11:23 | 0000-00-00 00:00:00 | 2024-07-20 11:23 | 0000-00-00 00:00:00 | [6 empty] | Black
1 | Lutron Electronics | PJ2-3BRL-GBL-A02 | 4460-8229 | 4460 | 8229 | Lutron Electronics | Ecom_PJ2-3BRL-GBL-A02.jpeg | 784276177597 | PICO 3BRL AUDIO BLACK | Lutron Pico Smart Remote for Audio, Works with Sonos, with Audio Icons - Black |  | 0.5 | 5.75 |  | Ecom_PJ2-3BRL-GBL-A02.jpeg | http://grandbrass.xologic.com/vendors/4460/large/Ecom_PJ2-3BRL-GBL-A02.jpeg | [47 empty] | 0 | 0 | 0 | [6 empty] | 0 | 1 | 1 | EA | 1 | Lighting Controls | [27 empty] | Other Lighting Controls | [242 empty] | <a href="https://www.lutron.com/TechnicalDocumentLibrary/040429.pdf" target="_blank">Installation Instructions</a> | [23 empty] | 25.000 DW |  |  | 3.8800 IN | [89 empty] | 1.000 EA | 1.000 EA | [35 empty] | No | [42 empty] | https://www.lutron.com/TechnicalDocumentLibrary/3691021.pdf | [7 empty] | Shelf Stock | [39 empty] | 52161525 | [6 empty] | <a href="https://lutron.widen.net/content/fomoe9knmc/mp4/Ecom_PicoBenefits_video.mp4" target="_blank">Product Video Clip</a> | [6 empty] | <a href="https://www.lutron.com/TechnicalDocumentLibrary/369-119_Wallbox_Warranty.pdf" target="_blank">Warranty Information</a> |  |  |  |  | 0.050 L | [14 empty] | 0 | 0 | 0 | 0 | Lighting Fixtures | 2017-04-11 14:05 | 2024-07-20 11:21 | 0000-00-00 00:00:00 | 2024-07-20 11:21 | 0000-00-00 00:00:00
1 | Lutron Electronics | DVFSQ-LFH-WH | 4460-8234 | 4460 | 8234 | Lutron Electronics | Ecom_DVFSQ-LF-WH_nowallplate.jpeg | 784276226714 | DIVA 3-SPEED LT SWITCH IN WH, CLMSHL PKG | Lutron Diva 3-Speed Fan Control and Light Switch, Single-Pole/3-Way, 1.5A Fan/1A LED, Clamshell Packaging, White |  | 3.6 | 2.3 |  | Ecom_DVFSQ-LF-WH_nowallplate.jpeg | http://grandbrass.xologic.com/vendors/4460/large/Ecom_DVFSQ-LF-WH_nowallplate.jpeg | [47 empty] | 0 | 0 | 0 | [6 empty] | 0 | 1 | 1 | EA | 1 | Lighting Controls | [27 empty] | Lightswitches | [242 empty] | <a href="https://www.lutron.com/TechnicalDocumentLibrary/0301990.pdf" target="_blank">Installation Instructions</a> | [23 empty] | 20.000 DW |  |  | 5.8000 IN | [89 empty] | 1.000 EA | 1.000 EA | [35 empty] | No | [42 empty] | https://www.lutron.com/TechnicalDocumentLibrary/3691042_SPA.pdf | [7 empty] | Shelf Stock | [13 empty] | <a href="https://www.lutron.com/TechnicalDocumentLibrary/368-4493_Page_31.pdf" target="_blank">Tech Drawing</a> | [25 empty] | 39122232 | [6 empty] | <a href="https://lutron.widen.net/content/gvlovxb4mx/mp4/Diva-Fan-Light-Stop-Motion-Install_without-CTA_Retail.mp4" target="_blank">Product Video Clip</a> | [6 empty] | <a href="https://www.lutron.com/TechnicalDocumentLibrary/369-119_Wallbox_Warranty.pdf" target="_blank">Warranty Information</a> |  |  |  |  | 0.400 L | [14 empty] | 0 | 0 | 0 | 0 | Lighting Fixtures | 2017-04-11 14:05 | 2024-07-20 11:25 | 0000-00-00 00:00:00 | 2024-07-20 11:25 | 0000-00-00 00:00:00 | [6 empty] | White
1 | Lutron Electronics | DVFSQ-LFH-IV | 4460-8235 | 4460 | 8235 | Lutron Electronics | Ecom_DVFSQ-LF-IV_nowallplate.jpeg | 784276226691 | DIVA 3-SPEED LGT SWTCH IN IV, CLMSHL PKG | Lutron Diva 3-Speed Fan Control and Light Switch, Single-Pole/3-Way, 1.5A Fan/1A LED, Clamshell Packaging, Ivory |  | 4.1 | 6 |  | Ecom_DVFSQ-LF-IV_nowallplate.jpeg | http://grandbrass.xologic.com/vendors/4460/large/Ecom_DVFSQ-LF-IV_nowallplate.jpeg | [47 empty] | 0 | 0 | 0 | [6 empty] | 0 | 1 | 1 | EA | 1 | Lighting Controls | [27 empty] | Lightswitches | [242 empty] | <a href="https://www.lutron.com/TechnicalDocumentLibrary/0301990.pdf" target="_blank">Installation Instructions</a> | [23 empty] | 20.000 DW |  |  | 2.6000 IN | [89 empty] | 1.000 EA | 1.000 EA | [35 empty] | No | [42 empty] | https://www.lutron.com/TechnicalDocumentLibrary/3691042_SPA.pdf | [7 empty] | Shelf Stock | [13 empty] | <a href="https://www.lutron.com/TechnicalDocumentLibrary/368-4493_Page_31.pdf" target="_blank">Tech Drawing</a> | [25 empty] | 39122232 | [6 empty] | <a href="https://lutron.widen.net/content/gvlovxb4mx/mp4/Diva-Fan-Light-Stop-Motion-Install_without-CTA_Retail.mp4" target="_blank">Product Video Clip</a> | [6 empty] | <a href="https://www.lutron.com/TechnicalDocumentLibrary/369-119_Wallbox_Warranty.pdf" target="_blank">Warranty Information</a> |  |  |  |  | 0.350 L | [14 empty] | 0 | 0 | 0 | 0 | Lighting Fixtures | 2017-04-11 14:05 | 2024-07-20 11:27 | 0000-00-00 00:00:00 | 2024-07-20 11:27 | 0000-00-00 00:00:00 | [6 empty] | Ivory
1 | Lutron Electronics | DVFSQ-LF-LA | 4460-8236 | 4460 | 8236 | Lutron Electronics | Ecom_DVFSQ-LF-LA_nowallplate.jpeg | 784276226660 | DIVA 3-SPEED LIGHT SWITCH IN LT ALMOND | Lutron Diva 3-Speed Fan Control and Light Switch, Single-Pole/3-Way, 1.5A Fan/1A LED, Light Almond |  | 2.25 | 4.5 |  | Ecom_DVFSQ-LF-LA_nowallplate.jpeg | http://grandbrass.xologic.com/vendors/4460/large/Ecom_DVFSQ-LF-LA_nowallplate.jpeg | [47 empty] | 0 | 0 | 0 | [6 empty] | 0 | 1 | 1 | EA | 1 | Lighting Controls | [27 empty] | Lightswitches | [242 empty] | <a href="https://www.lutron.com/TechnicalDocumentLibrary/0301990.pdf" target="_blank">Installation Instructions</a> | [23 empty] | 20.000 DW |  |  | 2.2500 IN | [89 empty] | 1.000 EA | 1.000 EA | [35 empty] | No | [42 empty] | https://www.lutron.com/TechnicalDocumentLibrary/3691042_SPA.pdf | [7 empty] | Shelf Stock | [13 empty] | <a href="https://www.lutron.com/TechnicalDocumentLibrary/368-4493_Page_31.pdf" target="_blank">Tech Drawing</a> | [25 empty] | 39122232 | [6 empty] | <a href="https://lutron.widen.net/content/gvlovxb4mx/mp4/Diva-Fan-Light-Stop-Motion-Install_without-CTA_Retail.mp4" target="_blank">Product Video Clip</a> | [6 empty] | <a href="https://www.lutron.com/TechnicalDocumentLibrary/369-119_Wallbox_Warranty.pdf" target="_blank">Warranty Information</a> |  |  |  |  | 0.130 L | [14 empty] | 0 | 0 | 0 | 0 | Lighting Fixtures | 2017-04-11 14:05 | 2024-07-20 11:24 | 0000-00-00 00:00:00 | 2024-07-20 11:24 | 0000-00-00 00:00:00
1 | Lutron Electronics | DVFSQ-LF-GR | 4460-8237 | 4460 | 8237 | Lutron Electronics | Ecom_DVFSQ-LF-GR_nowallplate.jpeg | 784276226646 | DIVA 3-SPEED LIGHT SWITCH IN GRAY | Lutron Diva 3-Speed Fan Control and Light Switch, Single-Pole/3-Way, 1.5A Fan/1A LED, Gray |  | 2.25 | 4.5 |  | Ecom_DVFSQ-LF-GR_nowallplate.jpeg | http://grandbrass.xologic.com/vendors/4460/large/Ecom_DVFSQ-LF-GR_nowallplate.jpeg | [47 empty] | 0 | 0 | 0 | [6 empty] | 0 | 1 | 1 | EA | 1 | Lighting Controls | [27 empty] | Lightswitches | [242 empty] | <a href="https://www.lutron.com/TechnicalDocumentLibrary/0301990.pdf" target="_blank">Installation Instructions</a> | [23 empty] | 20.000 DW |  |  | 2.2500 IN | [89 empty] | 1.000 EA | 1.000 EA | [35 empty] | No | [42 empty] | https://www.lutron.com/TechnicalDocumentLibrary/3691042_SPA.pdf | [7 empty] | Shelf Stock | [13 empty] | <a href="https://www.lutron.com/TechnicalDocumentLibrary/368-4493_Page_31.pdf" target="_blank">Tech Drawing</a> | [25 empty] | 39122232 | [6 empty] | <a href="https://lutron.widen.net/content/gvlovxb4mx/mp4/Diva-Fan-Light-Stop-Motion-Install_without-CTA_Retail.mp4" target="_blank">Product Video Clip</a> | [6 empty] | <a href="https://www.lutron.com/TechnicalDocumentLibrary/369-119_Wallbox_Warranty.pdf" target="_blank">Warranty Information</a> |  |  |  |  | 0.130 L | [14 empty] | 0 | 0 | 0 | 0 | Lighting Fixtures | 2017-04-11 14:05 | 2024-07-20 11:43 | 0000-00-00 00:00:00 | 2024-07-20 11:43 | 0000-00-00 00:00:00 | [6 empty] | Gray
4 | Lutron Electronics | PS-J-20W-UNV | 4460-8238 | 4460 | 8238 | Lutron Electronics | PS-J-20W-UNV.jpg | 784276171045 | POWER SUPPLY | Lutron external power supply for use with Vive hub |  | 5.25 | 5.25 |  | PS-J-20W-UNV.jpg | http://grandbrass.xologic.com/vendors/4460/large/PS-J-20W-UNV.jpg | [47 empty] | 0 | 0 | 0 | [6 empty] | 0 | 1 | 1 | EA | 1 | Specialty Items |  |  | Electrical Distribution Equipment |  | General Power Distribution |  | Power Supply Units | [20 empty] | Other Specialty Items | [242 empty] | <a href="https://www.lutron.com/TechnicalDocumentLibrary/041803.pdf" target="_blank">Installation Instructions</a> | [23 empty] | 10.000 DW |  |  | 4.0000 IN | [89 empty] | 1.000 EA | 1.000 EA | [35 empty] | No | [42 empty] | https://www.lutron.com/TechnicalDocumentLibrary/369902_SPA.pdf | [7 empty] | Shelf Stock | [39 empty] | 39121004 | [13 empty] | <a href="https://www.lutron.com/TechnicalDocumentLibrary/369-119_Wallbox_Warranty.pdf" target="_blank">Warranty Information</a> |  |  |  |  | 3.100 L | [14 empty] | 0 | 0 | 0 | 0 | Electrical | 2017-05-16 14:55 | 2024-07-20 11:29 | 0000-00-00 00:00:00 | 2025-11-29 02:00 | 0000-00-00 00:00:00
1 | Lutron Electronics | DVCL-153PH-GRC | 4460-8239 | 4460 | 8239 | Lutron Electronics | Ecom_DVCL-153P-GR_nowallplate.jpeg | 27557003360 | DIVA CFL/LED CLAM GRAY CSA | Diva LED+ Dimmer - Gloss Finish, LED, Incandescent/Halogen, 3-way/single-pole, 150W LED or 600W inc/hal clamshell packaging in gray, for Canada |  | 5.83 | 3.9 |  | Ecom_DVCL-153P-GR_nowallplate.jpeg | http://grandbrass.xologic.com/vendors/4460/large/Ecom_DVCL-153P-GR_nowallplate.jpeg | [47 empty] | 0 | 0 | 0 | [6 empty] | 0 | 1 | 1 | EA | 1 | Lighting Controls | [27 empty] | Dimmers | [242 empty] | <a href="https://www.lutron.com/TechnicalDocumentLibrary/0301882.pdf" target="_blank">Installation Instructions</a> | [23 empty] | 10.000 DW |  |  | 2.3800 IN | [89 empty] | 1.000 EA | 1.000 EA | [35 empty] | No | [42 empty] | https://www.lutron.com/TechnicalDocumentLibrary/369682.pdf | [7 empty] | Shelf Stock | [13 empty] | <a href="https://www.lutron.com/TechnicalDocumentLibrary/368-4493_Page_5.pdf" target="_blank">Tech Drawing</a> | [25 empty] | 39122206 | [13 empty] | <a href="https://www.lutron.com/TechnicalDocumentLibrary/369-119_Wallbox_Warranty.pdf" target="_blank">Warranty Information</a> |  |  |  |  | 0.270 L | [14 empty] | 0 | 0 | 0 | 0 | Lighting Fixtures | 2017-09-21 10:08 | 2024-07-20 11:23 | 0000-00-00 00:00:00 | 2024-07-20 11:23 | 0000-00-00 00:00:00
1 | Lutron Electronics | CTCL-153PH-BL-C | 4460-8240 | 4460 | 8240 | Lutron Electronics | Ecom_CTCL-153P-BL_nowallplate.jpeg?w=1500 | 27557003650 | CONTOUR CFL/LED CLAM BLACK CSA | Skylark Contour LED+ Dimmer, Incandescent/Halogen, 3-way/single-pole, 150W LED or 600W inc/hal, clamshell packaging in black, for Canada |  | 4 | 6 | [50 empty] | 0 | 0 | 0 | [6 empty] | 0 | 1 | 1 | EA | 1 | Lighting Controls | [27 empty] | Dimmers | [242 empty] | <a href="https://www.lutron.com/TechnicalDocumentLibrary/0301882.pdf" target="_blank">Installation Instructions</a> | [23 empty] | 30.000 DW |  |  | 2.5000 IN | [89 empty] | 1.000 EA | 1.000 EA | [35 empty] | No | [42 empty] | https://www.lutron.com/TechnicalDocumentLibrary/369683.pdf | [7 empty] | Shelf Stock | [13 empty] | <a href="https://www.lutron.com/TechnicalDocumentLibrary/368-4493_Page_5.pdf" target="_blank">Tech Drawing</a> | [25 empty] | 39122206 | [6 empty] | <a href="https://lutron.widen.net/content/stbdslloil/MP4/LED+-Dimmer-with-Wire-Leads-Installation_English.MP4?w=2048" target="_blank">Product Video Clip</a> | [6 empty] | <a href="https://www.lutron.com/TechnicalDocumentLibrary/369-119_Wallbox_Warranty.pdf" target="_blank">Warranty Information</a> |  |  |  |  | 0.240 L | [14 empty] | 0 | 0 | 0 | 0 | Lighting Fixtures | 2017-09-21 10:08 | 2024-07-20 11:28 | 0000-00-00 00:00:00 | 2024-07-20 11:28 | 0000-00-00 00:00:00 | [6 empty] | Black
1 | Lutron Electronics | AY-103P-LA-CSA | 4460-8252 | 4460 | 8252 | Lutron Electronics | AY-10P-LA-LG.jpg | 27557367455 | ARIADNI INCNDSCNT 1000W 3-WAY LA CSA | Ariadni Dimmer, Incandescent/Halogen, 3-way, preset, 120V/1000W in light almond, for Canada |  | 2.3 | 4.6 |  | AY-10P-LA-LG.jpg | http://grandbrass.xologic.com/vendors/4460/large/AY-10P-LA-LG.jpg | [47 empty] | 0 | 0 | 0 | [6 empty] | 0 | 1 | 1 | EA | 1 | Lighting Controls | [27 empty] | Dimmers | [242 empty] | <a href="https://www.lutron.com/TechnicalDocumentLibrary/0301689.pdf" target="_blank">Installation Instructions</a> | [23 empty] | 10.000 DW |  |  | 2.3000 IN | [89 empty] | 1.000 EA | 1.000 EA | [35 empty] | No | [42 empty] | https://assets.lutron.com/a/documents/spec%20guide%20volume%201%20with%20addendums.pdf#page=50 | [7 empty] | Shelf Stock | [13 empty] | <a href="https://www.lutron.com/TechnicalDocumentLibrary/368-4493_Page_5.pdf" target="_blank">Tech Drawing</a> | [25 empty] | 39122206 | [6 empty] | <a href="https://www.lutron.com/Education-Training/Tools/Pages/InstallDimmer.aspx?syst=Dimmers+%26+Switches&prodn=Ariadni%c2%ae+%2f+Toggler%c2%ae+dimmer" target="_blank">Product Video Clip</a> | [6 empty] | <a href="https://www.lutron.com/TechnicalDocumentLibrary/369-119_Wallbox_Warranty.pdf" target="_blank">Warranty Information</a> |  |  |  |  | 0.270 L | [14 empty] | 0 | 0 | 0 | 0 | Lighting Fixtures | 2017-09-21 10:08 | 2024-07-20 11:21 | 0000-00-00 00:00:00 | 2024-07-20 11:21 | 0000-00-00 00:00:00
1 | Lutron Electronics | AYLV-600P-LA-CSA | 4460-8253 | 4460 | 8253 | Lutron Electronics | AYLV-600P-LA.jpg | 27557367516 | ARIADNI MLVE 600W 1 POLE PRESET LA CSA | Ariadni Dimmer, Magnetic Low-Voltage, Single-pole, preset, 120V/600VA (450W) in light almond, for Canada |  | 2.3 | 4.6 |  | AYLV-600P-LA.jpg | http://grandbrass.xologic.com/vendors/4460/large/AYLV-600P-LA.jpg | [47 empty] | 0 | 0 | 0 | [6 empty] | 0 | 1 | 1 | EA | 1 | Lighting Controls | [27 empty] | Dimmers | [242 empty] | <a href="https://www.lutron.com/TechnicalDocumentLibrary/0301273.pdf" target="_blank">Installation Instructions</a> | [23 empty] | 2.000 DW |  |  | 2.3000 IN | [89 empty] | 1.000 EA | 1.000 EA | [35 empty] | No | [42 empty] | https://assets.lutron.com/a/documents/spec%20guide%20volume%201%20with%20addendums.pdf#page=50 | [7 empty] | Shelf Stock | [13 empty] | <a href="https://www.lutron.com/TechnicalDocumentLibrary/368-4493_Page_1.pdf" target="_blank">Tech Drawing</a> | [25 empty] | 39122206 | [6 empty] | <a href="https://www.lutron.com/Education-Training/Tools/Pages/InstallDimmer.aspx?syst=Dimmers+%26+Switches&prodn=Ariadni%c2%ae+%2f+Toggler%c2%ae+dimmer" target="_blank">Product Video Clip</a> | [6 empty] | <a href="https://www.lutron.com/TechnicalDocumentLibrary/369-119_Wallbox_Warranty.pdf" target="_blank">Warranty Information</a> |  |  |  |  | 0.200 L | [14 empty] | 0 | 0 | 0 | 0 | Lighting Fixtures | 2017-09-21 10:08 | 2024-07-20 11:27 | 0000-00-00 00:00:00 | 2024-07-20 11:27 | 0000-00-00 00:00:00
1 | Lutron Electronics | S2-LFSQ-GR-CSA | 4460-8259 | 4460 | 8259 | Lutron Electronics | S2-LFSQ-GR-CSA.jpg | 27557524315 | SKYLARK DUAL LGT/QUIET FAN GR CSA | Skylark Fan/Light Control, Single-pole, quiet 3-speed and dimmer, 120V/300W light, 1.5A fan in gray, for Canada |  | 2.3 | 4.6 |  | S2-LFSQ-GR-CSA.jpg | http://grandbrass.xologic.com/vendors/4460/large/S2-LFSQ-GR-CSA.jpg | [47 empty] | 0 | 0 | 0 | [6 empty] | 0 | 1 | 1 | EA | 1 | Lighting Controls | [27 empty] | Lightswitches | [242 empty] | <a href="https://www.lutron.com/TechnicalDocumentLibrary/0301992.pdf" target="_blank">Installation Instructions</a> | [23 empty] | 15.000 DW |  |  | 2.3000 IN | [89 empty] | 1.000 EA | 1.000 EA | [35 empty] | No | [42 empty] | https://www.lutron.com/technicaldocumentlibrary/spec%20guide%20volume%201%20with%20addendums.pdf#page=20 | [7 empty] | Shelf Stock | [13 empty] | <a href="https://www.lutron.com/TechnicalDocumentLibrary/368-4493_Page_30.pdf" target="_blank">Tech Drawing</a> | [25 empty] | 39122232 | [13 empty] | <a href="https://www.lutron.com/TechnicalDocumentLibrary/369-119_Wallbox_Warranty.pdf" target="_blank">Warranty Information</a> |  |  |  |  | 0.290 L | [14 empty] | 0 | 0 | 0 | 0 | Lighting Fixtures | 2017-09-21 10:08 | 2024-07-20 11:29 | 0000-00-00 00:00:00 | 2024-07-20 11:29 | 0000-00-00 00:00:00 | [6 empty] | Gray
1 | Lutron Electronics | S-1000-LA-CSA | 4460-8260 | 4460 | 8260 | Lutron Electronics | S-1000-LA-CSA.jpg | 27557527262 | SKYLARK INC 1000W DMR LIGHT ALMOND CSA | Skylark Slide-to-Off Dimmer, Incandescent/Halogen, Single-pole, 120V/1000W in light almond, for Canada |  | 2.3 | 4.6 |  | S-1000-LA-CSA.jpg | http://grandbrass.xologic.com/vendors/4460/large/S-1000-LA-CSA.jpg | [47 empty] | 0 | 0 | 0 | [6 empty] | 0 | 1 | 1 | EA | 1 | Lighting Controls | [27 empty] | Dimmers | [242 empty] | <a href="https://www.lutron.com/TechnicalDocumentLibrary/0301370.pdf" target="_blank">Installation Instructions</a> | [23 empty] | 10.000 DW |  |  | 2.3000 IN | [89 empty] | 1.000 EA | 1.000 EA | [35 empty] | No | [42 empty] | https://www.lutron.com/technicaldocumentlibrary/spec%20guide%20volume%201%20with%20addendums.pdf#page=20 | [7 empty] | Shelf Stock | [13 empty] | <a href="https://www.lutron.com/TechnicalDocumentLibrary/368-4493_Page_2.pdf" target="_blank">Tech Drawing</a> | [25 empty] | 39122206 | [13 empty] | <a href="https://www.lutron.com/TechnicalDocumentLibrary/369-119_Wallbox_Warranty.pdf" target="_blank">Warranty Information</a> |  |  |  |  | 0.280 L | [14 empty] | 0 | 0 | 0 | 0 | Lighting Fixtures | 2017-09-21 10:08 | 2024-07-20 11:24 | 0000-00-00 00:00:00 | 2024-07-20 11:24 | 0000-00-00 00:00:00
1 | Lutron Electronics | SLV-603P-LA-CSA | 4460-8262 | 4460 | 8262 | Lutron Electronics | SLV-603P-LA-CSA.jpg | 27557530705 | SKYLARK 600VA 3WY PRESET LIGHT CSA | Skylark Dimmer with On/Off Switch, Magnetic Low-Voltage, 3-way, preset, 120V/600VA (450W) in light almond, for Canada |  | 2.3 | 4.6 |  | SLV-603P-LA-CSA.jpg | http://grandbrass.xologic.com/vendors/4460/large/SLV-603P-LA-CSA.jpg | [47 empty] | 0 | 0 | 0 | [6 empty] | 0 | 1 | 1 | EA | 1 | Lighting Controls | [27 empty] | Dimmers | [242 empty] | <a href="https://www.lutron.com/TechnicalDocumentLibrary/0301296.pdf" target="_blank">Installation Instructions</a> | [23 empty] | 2.000 DW |  |  | 2.3000 IN | [89 empty] | 1.000 EA | 1.000 EA | [35 empty] | No | [42 empty] | https://www.lutron.com/technicaldocumentlibrary/spec%20guide%20volume%201%20with%20addendums.pdf#page=20 | [7 empty] | Shelf Stock | [13 empty] | <a href="https://www.lutron.com/TechnicalDocumentLibrary/368-4493_Page_5.pdf" target="_blank">Tech Drawing</a> | [25 empty] | 39122206 | [13 empty] | <a href="https://www.lutron.com/TechnicalDocumentLibrary/369-119_Wallbox_Warranty.pdf" target="_blank">Warranty Information</a> |  |  |  |  | 0.240 L | [14 empty] | 0 | 0 | 0 | 0 | Lighting Fixtures | 2017-09-21 10:08 | 2024-07-20 11:18 | 0000-00-00 00:00:00 | 2024-07-20 11:18 | 0000-00-00 00:00:00
1 | Lutron Electronics | AY-103P-AL-CSA | 4460-8275 | 4460 | 8275 | Lutron Electronics | AY-10P-AL-LG.jpg | 27557595650 | ARIADNI 1000W 3WY PRESET CSA | Ariadni Dimmer, Incandescent/Halogen, 3-way, preset, 120V/1000W in almond, for Canada |  | 2.3 | 4.6 |  | AY-10P-AL-LG.jpg | http://grandbrass.xologic.com/vendors/4460/large/AY-10P-AL-LG.jpg | [47 empty] | 0 | 0 | 0 | [6 empty] | 0 | 1 | 1 | EA | 1 | Lighting Controls | [27 empty] | Dimmers | [242 empty] | <a href="https://www.lutron.com/TechnicalDocumentLibrary/0301689.pdf" target="_blank">Installation Instructions</a> | [23 empty] | 2.000 DW |  |  | 2.3000 IN | [89 empty] | 1.000 EA | 1.000 EA | [35 empty] | No | [42 empty] | https://assets.lutron.com/a/documents/spec%20guide%20volume%201%20with%20addendums.pdf#page=50 | [7 empty] | Shelf Stock | [13 empty] | <a href="https://www.lutron.com/TechnicalDocumentLibrary/368-4493_Page_5.pdf" target="_blank">Tech Drawing</a> | [25 empty] | 39122206 | [6 empty] | <a href="https://www.lutron.com/Education-Training/Tools/Pages/InstallDimmer.aspx?syst=Dimmers+%26+Switches&prodn=Ariadni%c2%ae+%2f+Toggler%c2%ae+dimmer" target="_blank">Product Video Clip</a> | [6 empty] | <a href="https://www.lutron.com/TechnicalDocumentLibrary/369-119_Wallbox_Warranty.pdf" target="_blank">Warranty Information</a> |  |  |  |  | 0.270 L | [14 empty] | 0 | 0 | 0 | 0 | Lighting Fixtures | 2017-09-21 10:08 | 2024-07-20 11:23 | 0000-00-00 00:00:00 | 2024-07-20 11:23 | 0000-00-00 00:00:00 | [6 empty] | Almond
1 | Lutron Electronics | AY2-LFSQ-BR-CSA | 4460-8276 | 4460 | 8276 | Lutron Electronics | Ecom_AY2-LFSQ-BR_nowallplate.jpeg?w=1500 | 27557595728 | ARIADNI DUAL PRESET FANSPEED BROWN CSA | Ariadni Fan/Light Control, Fan control and dimmer, single-pole - quiet 3-speed, 120V/1.5A/300W in brown, for Canada |  | 2.3 | 4.6 | [50 empty] | 0 | 0 | 0 | [6 empty] | 0 | 1 | 1 | EA | 1 | Lighting Controls | [27 empty] | Lightswitches | [242 empty] | <a href="https://www.lutron.com/TechnicalDocumentLibrary/0301992.pdf" target="_blank">Installation Instructions</a> | [23 empty] | 10.000 DW |  |  | 2.3000 IN | [89 empty] | 1.000 EA | 1.000 EA | [35 empty] | No | [42 empty] | https://assets.lutron.com/a/documents/spec%20guide%20volume%201%20with%20addendums.pdf#page=50 | [7 empty] | Shelf Stock | [13 empty] | <a href="https://www.lutron.com/TechnicalDocumentLibrary/368-4493_Page_30.pdf" target="_blank">Tech Drawing</a> | [25 empty] | 39122232 | [13 empty] | <a href="https://www.lutron.com/TechnicalDocumentLibrary/369-119_Wallbox_Warranty.pdf" target="_blank">Warranty Information</a> |  |  |  |  | 0.270 L | [14 empty] | 0 | 0 | 0 | 0 | Lighting Fixtures | 2017-09-21 10:08 | 2024-07-20 11:27 | 0000-00-00 00:00:00 | 2024-07-20 11:27 | 0000-00-00 00:00:00 | [6 empty] | Brown
1 | Lutron Electronics | DVLV-103P-LA-CSA | 4460-8277 | 4460 | 8277 | Lutron Electronics | DV-10P-LA-LG.jpg | 27557595872 | DIVA LOW VOL 1000W 3WY CSA | Diva Dimmer - Gloss Finish, Magnetic Low-Voltage, 3-way, 120V/1000VA (800W) in light almond, for Canada |  | 2.25 | 0.8 |  | DV-10P-LA-LG.jpg | http://grandbrass.xologic.com/vendors/4460/large/DV-10P-LA-LG.jpg | [47 empty] | 0 | 0 | 0 | [6 empty] | 0 | 1 | 1 | EA | 1 | Lighting Controls | [27 empty] | Dimmers | [242 empty] | <a href="https://www.lutron.com/TechnicalDocumentLibrary/030448c.pdf" target="_blank">Installation Instructions</a> | [23 empty] | 10.000 DW |  |  | 1.5000 IN | [89 empty] | 1.000 EA | 1.000 EA | [35 empty] | No | [42 empty] | https://www.lutron.com/TechnicalDocumentLibrary/DivaSatinColors.pdf | [7 empty] | Shelf Stock | [13 empty] | <a href="https://www.lutron.com/TechnicalDocumentLibrary/368-4493_Page_5.pdf" target="_blank">Tech Drawing</a> | [25 empty] | 39122206 | [6 empty] | <a href="https://www.lutron.com/Education-Training/Tools/Pages/InstallDimmer.aspx?syst=Dimmers+%26+Switches&prodn=Diva%c2%ae+dimmer+%26+switch" target="_blank">Product Video Clip</a> | [6 empty] | <a href="https://www.lutron.com/TechnicalDocumentLibrary/369-119_Wallbox_Warranty.pdf" target="_blank">Warranty Information</a> |  |  |  |  | 0.080 L | [14 empty] | 0 | 0 | 0 | 0 | Lighting Fixtures | 2017-09-21 10:08 | 2024-07-20 11:24 | 0000-00-00 00:00:00 | 2024-07-20 11:24 | 0000-00-00 00:00:00
1 | Lutron Electronics | SELV-303P-BR-CSA | 4460-8281 | 4460 | 8281 | Lutron Electronics | SELV-303P-BR-CSA.jpg | 27557683586 | SKYLARK 300W 3WY PRESET ELV BR CSA | Skylark Dimmer with On/Off Switch, Electronic Low-Voltage, 3-way, preset, 120V/300W in brown, for Canada |  | 2.3 | 4.6 |  | SELV-303P-BR-CSA.jpg | http://grandbrass.xologic.com/vendors/4460/large/SELV-303P-BR-CSA.jpg | [47 empty] | 0 | 0 | 0 | [6 empty] | 0 | 1 | 1 | EA | 1 | Lighting Controls | [27 empty] | Dimmers | [242 empty] | <a href="https://www.lutron.com/TechnicalDocumentLibrary/0301295.pdf" target="_blank">Installation Instructions</a> | [23 empty] | 10.000 DW |  |  | 2.3000 IN | [89 empty] | 1.000 EA | 1.000 EA | [35 empty] | No | [42 empty] | https://www.lutron.com/technicaldocumentlibrary/spec%20guide%20volume%201%20with%20addendums.pdf#page=20 | [7 empty] | Shelf Stock | [13 empty] | <a href="https://www.lutron.com/TechnicalDocumentLibrary/368-4493_Page_39.pdf" target="_blank">Tech Drawing</a> | [25 empty] | 39122206 | [13 empty] | <a href="https://www.lutron.com/TechnicalDocumentLibrary/369-119_Wallbox_Warranty.pdf" target="_blank">Warranty Information</a> |  |  |  |  | 0.250 L | [14 empty] | 0 | 0 | 0 | 0 | Lighting Fixtures | 2017-09-21 10:08 | 2024-07-20 11:29 | 0000-00-00 00:00:00 | 2024-07-20 11:29 | 0000-00-00 00:00:00 | [6 empty] | Brown
4 | Lutron Electronics | SFS-5E-BL-CSA | 4460-8282 | 4460 | 8282 | Lutron Electronics | Ecom_SFS-5E-BL_WithWallPlate.jpeg?w=1500 | 27557683869 | SKYLARK 120V 5A FAN SPD BL CSA | Skylark Fan-Speed Control, Single-pole, slide-to-off, fully variable fan control, 120V/5A in black, for Canada |  | 2.3 | 4.6 | [50 empty] | 0 | 0 | 0 | [6 empty] | 0 | 1 | 1 | EA | 1 |  |  |  | Control And Automation |  | Switches |  | Speed Switch | [263 empty] | <a href="https://www.lutron.com/TechnicalDocumentLibrary/033203.pdf" target="_blank">Installation Instructions</a> | [23 empty] | 2.000 DW |  |  | 2.3000 IN | [89 empty] | 1.000 EA | 1.000 EA | [35 empty] | No | [42 empty] | https://www.lutron.com/technicaldocumentlibrary/spec%20guide%20volume%201%20with%20addendums.pdf#page=20 | [7 empty] | Shelf Stock | [13 empty] | <a href="https://www.lutron.com/TechnicalDocumentLibrary/368-4493_Page_31.pdf" target="_blank">Tech Drawing</a> | [25 empty] | 39122240 | [13 empty] | <a href="https://www.lutron.com/TechnicalDocumentLibrary/369-119_Wallbox_Warranty.pdf" target="_blank">Warranty Information</a> |  |  |  |  | 0.250 L | [14 empty] | 0 | 0 | 0 | 0 | Electrical | 2017-09-21 10:08 | 2024-07-20 11:29 | 0000-00-00 00:00:00 | 2024-07-20 11:29 | 0000-00-00 00:00:00 | [6 empty] | Black
1 | Lutron Electronics | SLV-603P-BR-CSA | 4460-8286 | 4460 | 8286 | Lutron Electronics | SLV-603P-BR-CSA.jpg | 27557686419 | SKYLARK 600VA 3WY PRESET BR CSA | Skylark Dimmer with On/Off Switch, Magnetic Low-Voltage, 3-way, preset, 120V/600VA (450W) in brown, for Canada |  | 2.3 | 4.6 |  | SLV-603P-BR-CSA.jpg | http://grandbrass.xologic.com/vendors/4460/large/SLV-603P-BR-CSA.jpg | [47 empty] | 0 | 0 | 0 | [6 empty] | 0 | 1 | 1 | EA | 1 | Lighting Controls | [27 empty] | Dimmers | [242 empty] | <a href="https://www.lutron.com/TechnicalDocumentLibrary/0301296.pdf" target="_blank">Installation Instructions</a> | [23 empty] | 2.000 DW |  |  | 2.3000 IN | [89 empty] | 1.000 EA | 1.000 EA | [35 empty] | No | [42 empty] | https://www.lutron.com/technicaldocumentlibrary/spec%20guide%20volume%201%20with%20addendums.pdf#page=20 | [7 empty] | Shelf Stock | [13 empty] | <a href="https://www.lutron.com/TechnicalDocumentLibrary/368-4493_Page_5.pdf" target="_blank">Tech Drawing</a> | [25 empty] | 39122206 | [13 empty] | <a href="https://www.lutron.com/TechnicalDocumentLibrary/369-119_Wallbox_Warranty.pdf" target="_blank">Warranty Information</a> |  |  |  |  | 0.240 L | [14 empty] | 0 | 0 | 0 | 0 | Lighting Fixtures | 2017-09-21 10:09 | 2024-07-20 11:25 | 0000-00-00 00:00:00 | 2024-07-20 11:25 | 0000-00-00 00:00:00 | [6 empty] | Brown
1 | Lutron Electronics | SLV-600P-IV-CSA | 4460-8287 | 4460 | 8287 | Lutron Electronics | SLV-600P-IV-CSA.jpg | 27557686808 | SKYLARK 600VA LV PRESET IV CSA | Skylark Dimmer with On/Off Switch, Magnetic Low-Voltage, Single-pole, preset, 120V/600VA (450W) in ivory, for Canada |  | 2.3 | 4.6 |  | SLV-600P-IV-CSA.jpg | http://grandbrass.xologic.com/vendors/4460/large/SLV-600P-IV-CSA.jpg | [47 empty] | 0 | 0 | 0 | [6 empty] | 0 | 1 | 1 | EA | 1 | Lighting Controls | [27 empty] | Dimmers | [242 empty] | <a href="https://www.lutron.com/TechnicalDocumentLibrary/0301296.pdf" target="_blank">Installation Instructions</a> | [23 empty] | 2.000 DW |  |  | 2.3000 IN | [89 empty] | 1.000 EA | 1.000 EA | [35 empty] | No | [42 empty] | https://www.lutron.com/technicaldocumentlibrary/spec%20guide%20volume%201%20with%20addendums.pdf#page=20 | [7 empty] | Shelf Stock | [13 empty] | <a href="https://www.lutron.com/TechnicalDocumentLibrary/368-4493_Page_2.pdf" target="_blank">Tech Drawing</a> | [25 empty] | 39122206 | [13 empty] | <a href="https://www.lutron.com/TechnicalDocumentLibrary/369-119_Wallbox_Warranty.pdf" target="_blank">Warranty Information</a> |  |  |  |  | 0.240 L | [14 empty] | 0 | 0 | 0 | 0 | Lighting Fixtures | 2017-09-21 10:09 | 2024-07-20 11:29 | 0000-00-00 00:00:00 | 2024-07-20 11:29 | 0000-00-00 00:00:00 | [6 empty] | Ivory
1 | Lutron Electronics | S-1000-AL-CSA | 4460-8291 | 4460 | 8291 | Lutron Electronics | S-1000-AL-CSA.jpg | 27557700528 | SKYLARK 1000W 120V SLIDE DMR | Skylark Slide-to-Off Dimmer, Incandescent/Halogen, Single-pole, 120V/1000W in almond, for Canada |  | 2.3 | 4.6 |  | S-1000-AL-CSA.jpg | http://grandbrass.xologic.com/vendors/4460/large/S-1000-AL-CSA.jpg | [47 empty] | 0 | 0 | 0 | [6 empty] | 0 | 1 | 1 | EA | 1 | Lighting Controls | [27 empty] | Dimmers | [242 empty] | <a href="https://www.lutron.com/TechnicalDocumentLibrary/0301370.pdf" target="_blank">Installation Instructions</a> | [23 empty] | 10.000 DW |  |  | 2.3000 IN | [89 empty] | 1.000 EA | 1.000 EA | [35 empty] | No | [42 empty] | https://www.lutron.com/technicaldocumentlibrary/spec%20guide%20volume%201%20with%20addendums.pdf#page=20 | [7 empty] | Shelf Stock | [13 empty] | <a href="https://www.lutron.com/TechnicalDocumentLibrary/368-4493_Page_2.pdf" target="_blank">Tech Drawing</a> | [25 empty] | 39122206 | [13 empty] | <a href="https://www.lutron.com/TechnicalDocumentLibrary/369-119_Wallbox_Warranty.pdf" target="_blank">Warranty Information</a> |  |  |  |  | 0.280 L | [14 empty] | 0 | 0 | 0 | 0 | Lighting Fixtures | 2017-09-21 10:09 | 2024-07-20 11:21 | 0000-00-00 00:00:00 | 2024-07-20 11:21 | 0000-00-00 00:00:00 | [6 empty] | Almond
1 | Lutron Electronics | DV-10P-AL-CSA | 4460-8292 | 4460 | 8292 | Lutron Electronics | DV-10P-AL-LG.jpg | 27557701044 | DIVA INC 1000W AL CSA | Diva Dimmer - Gloss Finish, Incandescent/Halogen, Single-pole, 120V/1000W in almond, for Canada |  | 2.3 | 4.6 |  | DV-10P-AL-LG.jpg | http://grandbrass.xologic.com/vendors/4460/large/DV-10P-AL-LG.jpg | [47 empty] | 0 | 0 | 0 | [6 empty] | 0 | 1 | 1 | EA | 1 | Lighting Controls | [27 empty] | Dimmers | [242 empty] | <a href="https://www.lutron.com/TechnicalDocumentLibrary/0301689.pdf" target="_blank">Installation Instructions</a> | [23 empty] | 2.000 DW |  |  | 2.3000 IN | [89 empty] | 1.000 EA | 1.000 EA | [35 empty] | No | [42 empty] | https://www.lutron.com/TechnicalDocumentLibrary/DivaSatinColors.pdf | [7 empty] | Shelf Stock | [13 empty] | <a href="https://www.lutron.com/TechnicalDocumentLibrary/368-4493_Page_2.pdf" target="_blank">Tech Drawing</a> | [25 empty] | 39122206 | [6 empty] | <a href="https://www.lutron.com/Education-Training/Tools/Pages/InstallDimmer.aspx?syst=Dimmers+%26+Switches&prodn=Diva%c2%ae+dimmer+%26+switch" target="_blank">Product Video Clip</a> | [6 empty] | <a href="https://www.lutron.com/TechnicalDocumentLibrary/369-119_Wallbox_Warranty.pdf" target="_blank">Warranty Information</a> |  |  |  |  | 0.270 L | [14 empty] | 0 | 0 | 0 | 0 | Lighting Fixtures | 2017-09-21 10:09 | 2024-07-20 11:23 | 0000-00-00 00:00:00 | 2024-07-20 11:23 | 0000-00-00 00:00:00 | [6 empty] | Almond
1 | Lutron Electronics | DVLV-10P-WH-CSA | 4460-8294 | 4460 | 8294 | Lutron Electronics | DV-10P-WH-LG.jpg | 27557701327 | DIVA LOW VOLT 1000VA WH CSA | Diva Dimmer - Gloss Finish, Magnetic Low-Voltage, Single-pole, 120V/1000VA (800W) in white, for Canada |  | 2.25 | 0.8 |  | DV-10P-WH-LG.jpg | http://grandbrass.xologic.com/vendors/4460/large/DV-10P-WH-LG.jpg | [47 empty] | 0 | 0 | 0 | [6 empty] | 0 | 1 | 1 | EA | 1 | Lighting Controls | [27 empty] | Dimmers | [242 empty] | <a href="https://www.lutron.com/TechnicalDocumentLibrary/030448c.pdf" target="_blank">Installation Instructions</a> | [23 empty] | 10.000 DW |  |  | 1.5000 IN | [89 empty] | 1.000 EA | 1.000 EA | [35 empty] | No | [42 empty] | https://www.lutron.com/TechnicalDocumentLibrary/DivaSatinColors.pdf | [7 empty] | Shelf Stock | [13 empty] | <a href="https://www.lutron.com/TechnicalDocumentLibrary/368-4493_Page_2.pdf" target="_blank">Tech Drawing</a> | [25 empty] | 39122206 | [6 empty] | <a href="https://www.lutron.com/Education-Training/Tools/Pages/InstallDimmer.aspx?syst=Dimmers+%26+Switches&prodn=Diva%c2%ae+dimmer+%26+switch" target="_blank">Product Video Clip</a> | [6 empty] | <a href="https://www.lutron.com/TechnicalDocumentLibrary/369-119_Wallbox_Warranty.pdf" target="_blank">Warranty Information</a> |  |  |  |  | 0.080 L | [14 empty] | 0 | 0 | 0 | 0 | Lighting Fixtures | 2017-09-21 10:09 | 2024-07-20 11:29 | 0000-00-00 00:00:00 | 2024-07-20 11:29 | 0000-00-00 00:00:00 | [6 empty] | White
1 | Lutron Electronics | DVLV-103P-BL-CSA | 4460-8295 | 4460 | 8295 | Lutron Electronics | DV-10P-BL-LG.jpg | 27557701389 | DIVA LOW VOL 1000W 3WY BL CSA | Diva Dimmer - Gloss Finish, Magnetic Low-Voltage, 3-way, 120V/1000VA (800W) in black, for Canada |  | 2.25 | 0.8 |  | DV-10P-BL-LG.jpg | http://grandbrass.xologic.com/vendors/4460/large/DV-10P-BL-LG.jpg | [47 empty] | 0 | 0 | 0 | [6 empty] | 0 | 1 | 1 | EA | 1 | Lighting Controls | [27 empty] | Dimmers | [242 empty] | <a href="https://www.lutron.com/TechnicalDocumentLibrary/030448c.pdf" target="_blank">Installation Instructions</a> | [23 empty] | 10.000 DW |  |  | 1.5000 IN | [89 empty] | 1.000 EA | 1.000 EA | [35 empty] | No | [42 empty] | https://www.lutron.com/TechnicalDocumentLibrary/DivaSatinColors.pdf | [7 empty] | Shelf Stock | [13 empty] | <a href="https://www.lutron.com/TechnicalDocumentLibrary/368-4493_Page_5.pdf" target="_blank">Tech Drawing</a> | [25 empty] | 39122206 | [6 empty] | <a href="https://www.lutron.com/Education-Training/Tools/Pages/InstallDimmer.aspx?syst=Dimmers+%26+Switches&prodn=Diva%c2%ae+dimmer+%26+switch" target="_blank">Product Video Clip</a> | [6 empty] | <a href="https://www.lutron.com/TechnicalDocumentLibrary/369-119_Wallbox_Warranty.pdf" target="_blank">Warranty Information</a> |  |  |  |  | 0.080 L | [14 empty] | 0 | 0 | 0 | 0 | Lighting Fixtures | 2017-09-21 10:09 | 2024-07-20 11:24 | 0000-00-00 00:00:00 | 2024-07-20 11:24 | 0000-00-00 00:00:00 | [6 empty] | Black
1 | Lutron Electronics | AY-103P-WH-CSA | 4460-8298 | 4460 | 8298 | Lutron Electronics | AY-10P-WH-LG.jpg | 27557703642 | ARIADNI 1000W 3WY PRESET WHITE CSA | Ariadni Dimmer, Incandescent/Halogen, 3-way, preset, 120V/1000W in white, for Canada |  | 2.3 | 4.6 |  | AY-10P-WH-LG.jpg | http://grandbrass.xologic.com/vendors/4460/large/AY-10P-WH-LG.jpg | [47 empty] | 0 | 0 | 0 | [6 empty] | 0 | 1 | 1 | EA | 1 | Lighting Controls | [27 empty] | Dimmers | [242 empty] | <a href="https://www.lutron.com/TechnicalDocumentLibrary/0301689.pdf" target="_blank">Installation Instructions</a> | [23 empty] | 2.000 DW |  |  | 2.3000 IN | [89 empty] | 1.000 EA | 1.000 EA | [35 empty] | No | [42 empty] | https://assets.lutron.com/a/documents/spec%20guide%20volume%201%20with%20addendums.pdf#page=50 | [7 empty] | Shelf Stock | [13 empty] | <a href="https://www.lutron.com/TechnicalDocumentLibrary/368-4493_Page_5.pdf" target="_blank">Tech Drawing</a> | [25 empty] | 39122206 | [6 empty] | <a href="https://www.lutron.com/Education-Training/Tools/Pages/InstallDimmer.aspx?syst=Dimmers+%26+Switches&prodn=Ariadni%c2%ae+%2f+Toggler%c2%ae+dimmer" target="_blank">Product Video Clip</a> | [6 empty] | <a href="https://www.lutron.com/TechnicalDocumentLibrary/369-119_Wallbox_Warranty.pdf" target="_blank">Warranty Information</a> |  |  |  |  | 0.270 L | [14 empty] | 0 | 0 | 0 | 0 | Lighting Fixtures | 2017-09-21 10:09 | 2024-07-20 11:27 | 0000-00-00 00:00:00 | 2024-07-20 11:27 | 0000-00-00 00:00:00 | [6 empty] | White
1 | Lutron Electronics | MA-R-AL-CSA | 4460-8300 | 4460 | 8300 | Lutron Electronics | Ecom_MA-R-AL_NoWallplate.jpeg | 27557704144 | MAESTRO REMOTE ALMOND CSA | Maestro Companion dimmer for multi-location use, 120V, Gloss finish in almond, for Canada |  | 2.3 | 4.6 |  | Ecom_MA-R-AL_NoWallplate.jpeg | http://grandbrass.xologic.com/vendors/4460/large/Ecom_MA-R-AL_NoWallplate.jpeg | [47 empty] | 0 | 0 | 0 | [6 empty] | 0 | 1 | 1 | EA | 1 | Specialty Items | [27 empty] | Lighting Accessories | [242 empty] | <a href="https://www.lutron.com/TechnicalDocumentLibrary/0301940.pdf" target="_blank">Installation Instructions</a> | [23 empty] | 10.000 DW |  |  | 2.3000 IN | [89 empty] | 1.000 EA | 1.000 EA | [35 empty] | No | [42 empty] | https://www.lutron.com/TechnicalDocumentLibrary/Maestro.pdf | [7 empty] | Shelf Stock | [13 empty] | <a href="https://www.lutron.com/TechnicalDocumentLibrary/368-4493_Page_9.pdf" target="_blank">Tech Drawing</a> | [25 empty] | 39122221 | [13 empty] | <a href="https://www.lutron.com/TechnicalDocumentLibrary/369-119_Wallbox_Warranty.pdf" target="_blank">Warranty Information</a> |  |  |  |  | 0.230 L | [14 empty] | 0 | 0 | 0 | 0 | Lighting Fixtures | 2017-09-21 10:09 | 2024-07-20 11:24 | 0000-00-00 00:00:00 | 2024-07-20 11:24 | 0000-00-00 00:00:00 | [6 empty] | Almond
1 | Lutron Electronics | MALV-600-BR-CSA | 4460-8301 | 4460 | 8301 | Lutron Electronics | MALV-600-BR-CSA.jpg | 27557704267 | MAESTRO LOW VOLT 600VA BR CSA | Maestro Dimmer - Gloss Finish, Magnetic Low-Voltage, Multi-location/single-pole, 120V/600VA (450W) in brown, for Canada |  | 2.3 | 4.6 |  | MALV-600-BR-CSA.jpg | http://grandbrass.xologic.com/vendors/4460/large/MALV-600-BR-CSA.jpg | [47 empty] | 0 | 0 | 0 | [6 empty] | 0 | 1 | 1 | EA | 1 | Lighting Controls | [27 empty] | Dimmers | [242 empty] | <a href="https://www.lutron.com/TechnicalDocumentLibrary/0301940.pdf" target="_blank">Installation Instructions</a> | [23 empty] | 2.000 DW |  |  | 2.3000 IN | [89 empty] | 1.000 EA | 1.000 EA | [35 empty] | No | [42 empty] | https://www.lutron.com/TechnicalDocumentLibrary/Maestro.pdf | [7 empty] | Shelf Stock | [13 empty] | <a href="https://www.lutron.com/TechnicalDocumentLibrary/368-4493_Page_9.pdf" target="_blank">Tech Drawing</a> | [25 empty] | 39122206 | [6 empty] | <a href="https://www.lutron.com/Service-Support/Technical/InstallationInstructions/Pages/Videos.aspx?syst=Dimmers+%26+Switches&prodn=Maestro%c2%ae+dimmer+%26+switch" target="_blank">Product Video Clip</a> | [6 empty] | <a href="https://www.lutron.com/TechnicalDocumentLibrary/369-119_Wallbox_Warranty.pdf" target="_blank">Warranty Information</a> |  |  |  |  | 0.270 L | [14 empty] | 0 | 0 | 0 | 0 | Lighting Fixtures | 2017-09-21 10:09 | 2024-07-20 11:23 | 0000-00-00 00:00:00 | 2024-07-20 11:23 | 0000-00-00 00:00:00 | [6 empty] | Brown
1 | Lutron Electronics | S-103P-IV-CSA | 4460-8302 | 4460 | 8302 | Lutron Electronics | S-103P-IV-CSA.jpg | 27557705738 | SKYLARK 1000W 3WY PSET IV CSA | Skylark Dimmer with On/Off Switch, Incandescent/Halogen, 3-way, preset, 120V/1000W in ivory, for Canada |  | 2.3 | 4.6 |  | S-103P-IV-CSA.jpg | http://grandbrass.xologic.com/vendors/4460/large/S-103P-IV-CSA.jpg | [47 empty] | 0 | 0 | 0 | [6 empty] | 0 | 1 | 1 | EA | 1 | Lighting Controls | [27 empty] | Dimmers | [242 empty] | <a href="https://www.lutron.com/TechnicalDocumentLibrary/0301370.pdf" target="_blank">Installation Instructions</a> | [23 empty] | 2.000 DW |  |  | 2.3000 IN | [89 empty] | 1.000 EA | 1.000 EA | [35 empty] | No | [42 empty] | https://www.lutron.com/technicaldocumentlibrary/spec%20guide%20volume%201%20with%20addendums.pdf#page=20 | [7 empty] | Shelf Stock | [13 empty] | <a href="https://www.lutron.com/TechnicalDocumentLibrary/368-4493_Page_5.pdf" target="_blank">Tech Drawing</a> | [25 empty] | 39122206 | [13 empty] | <a href="https://www.lutron.com/TechnicalDocumentLibrary/369-119_Wallbox_Warranty.pdf" target="_blank">Warranty Information</a> |  |  |  |  | 0.280 L | [14 empty] | 0 | 0 | 0 | 0 | Lighting Fixtures | 2017-09-21 10:09 | 2024-07-20 11:29 | 0000-00-00 00:00:00 | 2024-07-20 11:29 | 0000-00-00 00:00:00 | [6 empty] | Ivory
1 | Lutron Electronics | S-10P-BL-CSA | 4460-8303 | 4460 | 8303 | Lutron Electronics | S-10P-BL-CSA.jpg | 27557705820 | SKYLARK 1000W PRESET BL CSA | Skylark Dimmer with On/Off Switch, Incandescent/Halogen, Single-pole, preset, 120V/1000W in black, for Canada |  | 2.3 | 4.6 |  | S-10P-BL-CSA.jpg | http://grandbrass.xologic.com/vendors/4460/large/S-10P-BL-CSA.jpg | [47 empty] | 0 | 0 | 0 | [6 empty] | 0 | 1 | 1 | EA | 1 | Lighting Controls | [27 empty] | Dimmers | [242 empty] | <a href="https://www.lutron.com/TechnicalDocumentLibrary/0301370.pdf" target="_blank">Installation Instructions</a> | [23 empty] | 2.000 DW |  |  | 2.3000 IN | [89 empty] | 1.000 EA | 1.000 EA | [35 empty] | No | [42 empty] | https://www.lutron.com/technicaldocumentlibrary/spec%20guide%20volume%201%20with%20addendums.pdf#page=20 | [7 empty] | Shelf Stock | [13 empty] | <a href="https://www.lutron.com/TechnicalDocumentLibrary/368-4493_Page_2.pdf" target="_blank">Tech Drawing</a> | [25 empty] | 39122206 | [13 empty] | <a href="https://www.lutron.com/TechnicalDocumentLibrary/369-119_Wallbox_Warranty.pdf" target="_blank">Warranty Information</a> |  |  |  |  | 0.270 L | [14 empty] | 0 | 0 | 0 | 0 | Lighting Fixtures | 2017-09-21 10:10 | 2024-07-20 11:27 | 0000-00-00 00:00:00 | 2024-07-20 11:27 | 0000-00-00 00:00:00 | [6 empty] | Black
1 | Lutron Electronics | S2-LFSQ-IV-CSA | 4460-8304 | 4460 | 8304 | Lutron Electronics | S2-LFSQ-IV-CSA.jpg | 27557705912 | SKYLARK DUAL LGT/QUIET FAN IV CSA | Skylark Fan/Light Control, Single-pole, quiet 3-speed and dimmer, 120V/300W light, 1.5A fan in ivory, for Canada |  | 2.3 | 4.6 |  | S2-LFSQ-IV-CSA.jpg | http://grandbrass.xologic.com/vendors/4460/large/S2-LFSQ-IV-CSA.jpg | [47 empty] | 0 | 0 | 0 | [6 empty] | 0 | 1 | 1 | EA | 1 | Lighting Controls | [27 empty] | Lightswitches | [242 empty] | <a href="https://www.lutron.com/TechnicalDocumentLibrary/0301992.pdf" target="_blank">Installation Instructions</a> | [23 empty] | 15.000 DW |  |  | 2.3000 IN | [89 empty] | 1.000 EA | 1.000 EA | [35 empty] | No | [42 empty] | https://www.lutron.com/technicaldocumentlibrary/spec%20guide%20volume%201%20with%20addendums.pdf#page=20 | [7 empty] | Shelf Stock | [13 empty] | <a href="https://www.lutron.com/TechnicalDocumentLibrary/368-4493_Page_30.pdf" target="_blank">Tech Drawing</a> | [25 empty] | 39122232 | [13 empty] | <a href="https://www.lutron.com/TechnicalDocumentLibrary/369-119_Wallbox_Warranty.pdf" target="_blank">Warranty Information</a> |  |  |  |  | 0.290 L | [14 empty] | 0 | 0 | 0 | 0 | Lighting Fixtures | 2017-09-21 10:10 | 2024-07-20 11:29 | 0000-00-00 00:00:00 | 2024-07-20 11:29 | 0000-00-00 00:00:00 | [6 empty] | Ivory
1 | Lutron Electronics | DVLV-603P-BL-CSA | 4460-8305 | 4460 | 8305 | Lutron Electronics | DV-10P-BL-LG.jpg | 27557706766 | DIVA LOW VOLT 600W 3WY CSA BL | Diva Dimmer - Gloss Finish, Magnetic Low-Voltage, 3-way, 120V/600VA (450W) in black, for Canada |  | 2.25 | 0.8 |  | DV-10P-BL-LG.jpg | http://grandbrass.xologic.com/vendors/4460/large/DV-10P-BL-LG.jpg | [47 empty] | 0 | 0 | 0 | [6 empty] | 0 | 1 | 1 | EA | 1 | Lighting Controls | [27 empty] | Dimmers | [242 empty] | <a href="https://www.lutron.com/TechnicalDocumentLibrary/030448c.pdf" target="_blank">Installation Instructions</a> | [23 empty] | 10.000 DW |  |  | 1.5000 IN | [89 empty] | 1.000 EA | 1.000 EA | [35 empty] | No | [42 empty] | https://www.lutron.com/TechnicalDocumentLibrary/DivaSatinColors.pdf | [7 empty] | Shelf Stock | [13 empty] | <a href="https://www.lutron.com/TechnicalDocumentLibrary/368-4493_Page_5.pdf" target="_blank">Tech Drawing</a> | [25 empty] | 39122206 | [6 empty] | <a href="https://www.lutron.com/Education-Training/Tools/Pages/InstallDimmer.aspx?syst=Dimmers+%26+Switches&prodn=Diva%c2%ae+dimmer+%26+switch" target="_blank">Product Video Clip</a> | [6 empty] | <a href="https://www.lutron.com/TechnicalDocumentLibrary/369-119_Wallbox_Warranty.pdf" target="_blank">Warranty Information</a> |  |  |  |  | 0.080 L | [14 empty] | 0 | 0 | 0 | 0 | Lighting Fixtures | 2017-09-21 10:10 | 2024-07-20 11:24 | 0000-00-00 00:00:00 | 2024-07-20 11:24 | 0000-00-00 00:00:00 | [6 empty] | Black
4 | Lutron Electronics | SFS-5E-AL-CSA | 4460-8307 | 4460 | 8307 | Lutron Electronics | Ecom_SFS-5E-AL_WithWallPlate.jpeg?w=1500 | 27557707862 | SKYLARK 120V 5A FAN SPD AL CSA | Skylark Fan-Speed Control, Single-pole, slide-to-off, fully variable fan control, 120V/5A in almond, for Canada |  | 2.3 | 4.6 | [50 empty] | 0 | 0 | 0 | [6 empty] | 0 | 1 | 1 | EA | 1 |  |  |  | Control And Automation |  | Switches |  | Speed Switch | [263 empty] | <a href="https://www.lutron.com/TechnicalDocumentLibrary/033203.pdf" target="_blank">Installation Instructions</a> | [23 empty] | 10.000 DW |  |  | 2.3000 IN | [89 empty] | 1.000 EA | 1.000 EA | [35 empty] | No | [42 empty] | https://www.lutron.com/technicaldocumentlibrary/spec%20guide%20volume%201%20with%20addendums.pdf#page=20 | [7 empty] | Shelf Stock | [13 empty] | <a href="https://www.lutron.com/TechnicalDocumentLibrary/368-4493_Page_31.pdf" target="_blank">Tech Drawing</a> | [25 empty] | 39122240 | [13 empty] | <a href="https://www.lutron.com/TechnicalDocumentLibrary/369-119_Wallbox_Warranty.pdf" target="_blank">Warranty Information</a> |  |  |  |  | 0.250 L | [14 empty] | 0 | 0 | 0 | 0 | Electrical | 2017-09-21 10:10 | 2024-07-20 11:25 | 0000-00-00 00:00:00 | 2024-07-20 11:25 | 0000-00-00 00:00:00 | [6 empty] | Almond
1 | Lutron Electronics | SFSQ-LF-AL-CSA | 4460-8308 | 4460 | 8308 | Lutron Electronics | Ecom_SFSQ-LFH-AL_nowallplate.jpeg?w=1500 | 27557707992 | SKYLARK QUIET LT/FAN SPD AL | Skylark Fan-Speed Control, Single-pole, quiet 3-speed, 120V/360W light, 1.5A fan in almond, for Canada |  | 2.3 | 4.6 | [50 empty] | 0 | 0 | 0 | [6 empty] | 0 | 1 | 1 | EA | 1 | Lighting Controls | [27 empty] | Lightswitches | [242 empty] | <a href="https://www.lutron.com/TechnicalDocumentLibrary/033203.pdf" target="_blank">Installation Instructions</a> | [23 empty] | 10.000 DW |  |  | 2.3000 IN | [89 empty] | 1.000 EA | 1.000 EA | [35 empty] | No | [42 empty] | https://www.lutron.com/technicaldocumentlibrary/spec%20guide%20volume%201%20with%20addendums.pdf#page=20 | [7 empty] | Shelf Stock | [13 empty] | <a href="https://www.lutron.com/TechnicalDocumentLibrary/368-4493_Page_31.pdf" target="_blank">Tech Drawing</a> | [25 empty] | 39122232 | [13 empty] | <a href="https://www.lutron.com/TechnicalDocumentLibrary/369-119_Wallbox_Warranty.pdf" target="_blank">Warranty Information</a> |  |  |  |  | 0.230 L | [14 empty] | 0 | 0 | 0 | 0 | Lighting Fixtures | 2017-09-21 10:10 | 2024-07-20 11:24 | 0000-00-00 00:00:00 | 2024-07-20 11:24 | 0000-00-00 00:00:00 | [6 empty] | Almond
1 | Lutron Electronics | DVLV-603PH-IVCSA | 4460-8310 | 4460 | 8310 | Lutron Electronics | DV-10P-IV-LG.jpg | 27557752343 | DIVA LOW VOL 600W 3WY IV CLAM CSA | Diva Dimmer - Gloss Finish, Magnetic Low-Voltage, 3-way, 120V/600VA (450W) clamshell packaging in ivory, for Canada |  | 2.25 | 0.8 |  | DV-10P-IV-LG.jpg | http://grandbrass.xologic.com/vendors/4460/large/DV-10P-IV-LG.jpg | [47 empty] | 0 | 0 | 0 | [6 empty] | 0 | 1 | 1 | EA | 1 | Lighting Controls | [27 empty] | Dimmers | [242 empty] | <a href="https://www.lutron.com/TechnicalDocumentLibrary/030448c.pdf" target="_blank">Installation Instructions</a> | [23 empty] | 10.000 DW |  |  | 1.5000 IN | [89 empty] | 1.000 EA | 1.000 EA | [35 empty] | No | [42 empty] | https://www.lutron.com/TechnicalDocumentLibrary/DivaSatinColors.pdf | [7 empty] | Shelf Stock | [13 empty] | <a href="https://www.lutron.com/TechnicalDocumentLibrary/368-4493_Page_5.pdf" target="_blank">Tech Drawing</a> | [25 empty] | 39122206 | [6 empty] | <a href="https://www.lutron.com/Education-Training/Tools/Pages/InstallDimmer.aspx?syst=Dimmers+%26+Switches&prodn=Diva%c2%ae+dimmer+%26+switch" target="_blank">Product Video Clip</a> | [6 empty] | <a href="https://www.lutron.com/TechnicalDocumentLibrary/369-119_Wallbox_Warranty.pdf" target="_blank">Warranty Information</a> |  |  |  |  | 0.080 L | [14 empty] | 0 | 0 | 0 | 0 | Lighting Fixtures | 2017-09-21 10:10 | 2024-07-20 11:24 | 0000-00-00 00:00:00 | 2024-07-20 11:24 | 0000-00-00 00:00:00
4 | Lutron Electronics | CAR-15-HDTR-IV-C | 4460-8312 | 4460 | 8312 | Lutron Electronics | CAR-15-HDTR-IV.png | 27557779258 | CLARO 15A TPR RSIST HALF DIM RCPT IV CSA | Claro, Gloss, Half dimming, tamper resistant receptacle, 15A/125V in ivory, for Canada |  |  |  |  | CAR-15-HDTR-IV.png | http://grandbrass.xologic.com/vendors/4460/large/CAR-15-HDTR-IV.png | [47 empty] | 0 | 0 | 0 | [6 empty] | 0 | 1 | 1 | EA | 1 | Lighting Controls |  |  | Electrical Distribution Equipment |  | Receptacles |  | Electrical Receptacles | [20 empty] | Dimmers | [242 empty] | <a href="https://www.lutron.com/TechnicalDocumentLibrary/0301636.pdf" target="_blank">Installation Instructions</a> | [23 empty] | 2.000 DW | [92 empty] | 1.000 EA | 1.000 EA | [35 empty] | No | [42 empty] | https://www.lutron.com/TechnicalDocumentLibrary/369269_ENG.pdf | [7 empty] | Shelf Stock | [39 empty] | 39121406 | [13 empty] | <a href="https://www.lutron.com/TechnicalDocumentLibrary/369-119_Wallbox_Warranty.pdf" target="_blank">Warranty Information</a> |  |  |  |  | 0.500 L | [14 empty] | 0 | 0 | 0 | 0 | Electrical | 2017-09-21 10:10 | 2024-07-20 11:24 | 0000-00-00 00:00:00 | 2025-11-29 02:00 | 0000-00-00 00:00:00 | [6 empty] | Ivory
4 | Lutron Electronics | CAR-20-DDTR-IV-C | 4460-8313 | 4460 | 8313 | Lutron Electronics | CAR-20-DDTR-IV-C.png | 27557779463 | CLARO 15 A TR HALF DIM RECPT CSA IV | Claro, Gloss, Dual dimming, tamper resistant receptacle, 20A/125V in ivory, for Canada |  |  |  |  | CAR-20-DDTR-IV-C.png | http://grandbrass.xologic.com/vendors/4460/large/CAR-20-DDTR-IV-C.png | [47 empty] | 0 | 0 | 0 | [6 empty] | 0 | 1 | 1 | EA | 1 | Lighting Controls |  |  | Electrical Distribution Equipment |  | Receptacles |  | Electrical Receptacles | [20 empty] | Dimmers | [242 empty] | <a href="https://www.lutron.com/TechnicalDocumentLibrary/369269_ENG.pdf" target="_blank">Installation Instructions</a> | [23 empty] | 2.000 DW | [92 empty] | 1.000 EA | 1.000 EA | [35 empty] | No | [42 empty] | https://www.lutron.com/TechnicalDocumentLibrary/369269_ENG.pdf | [7 empty] | Shelf Stock | [39 empty] | 39121406 | [13 empty] | <a href="https://www.lutron.com/TechnicalDocumentLibrary/369-119_Wallbox_Warranty.pdf" target="_blank">Warranty Information</a> |  |  |  |  | 0.500 L | [14 empty] | 0 | 0 | 0 | 0 | Electrical | 2017-09-21 10:10 | 2024-07-20 11:43 | 0000-00-00 00:00:00 | 2025-11-29 02:00 | 0000-00-00 00:00:00 | [6 empty] | Ivory
4 | Lutron Electronics | CAR-20-HDTR-IV-C | 4460-8314 | 4460 | 8314 | Lutron Electronics | CAR-20-HDTR-IV-C.png | 27557779678 | CLARO 20 A TAMPER RESIST | Claro, Gloss, Half dimming, tamper resistant receptacle, 20A/125V in ivory, for Canada |  |  |  |  | CAR-20-HDTR-IV-C.png | http://grandbrass.xologic.com/vendors/4460/large/CAR-20-HDTR-IV-C.png | [47 empty] | 0 | 0 | 0 | [6 empty] | 0 | 1 | 1 | EA | 1 | Lighting Controls |  |  | Electrical Distribution Equipment |  | Receptacles |  | Electrical Receptacles | [20 empty] | Dimmers | [242 empty] | <a href="https://www.lutron.com/TechnicalDocumentLibrary/369269_ENG.pdf" target="_blank">Installation Instructions</a> | [23 empty] | 2.000 DW | [92 empty] | 1.000 EA | 1.000 EA | [35 empty] | No | [42 empty] | https://www.lutron.com/TechnicalDocumentLibrary/369269_ENG.pdf | [7 empty] | Shelf Stock | [39 empty] | 39121406 | [13 empty] | <a href="https://www.lutron.com/TechnicalDocumentLibrary/369-119_Wallbox_Warranty.pdf" target="_blank">Warranty Information</a> |  |  |  |  | 0.500 L | [14 empty] | 0 | 0 | 0 | 0 | Electrical | 2017-09-21 10:10 | 2024-07-20 11:27 | 0000-00-00 00:00:00 | 2025-11-29 02:00 | 0000-00-00 00:00:00 | [6 empty] | Ivory
4 | Lutron Electronics | NTR-15-DDTR-BR-C | 4460-8315 | 4460 | 8315 | Lutron Electronics | NTR-15-DDTR-BR.png | 27557779852 | NOVAT 15A TPR RSIST DUAL DIM RCPT BR CSA | Architectural, dual dimming, tamper resistant receptacle (Gloss), 15A/125V in brown for Canada |  |  |  |  | NTR-15-DDTR-BR.png | http://grandbrass.xologic.com/vendors/4460/large/NTR-15-DDTR-BR.png | [47 empty] | 0 | 0 | 0 | [6 empty] | 0 | 1 | 1 | EA | 1 | Lighting Controls |  |  | Electrical Distribution Equipment |  | Receptacles |  | Electrical Receptacles | [20 empty] | Dimmers | [242 empty] | <a href="https://www.lutron.com/TechnicalDocumentLibrary/0301636.pdf" target="_blank">Installation Instructions</a> | [23 empty] | 5.000 DW | [92 empty] | 1.000 EA | 1.000 EA | [35 empty] | No | [42 empty] | https://www.lutron.com/TechnicalDocumentLibrary/369269_ENG.pdf | [7 empty] | Shelf Stock | [39 empty] | 39121406 | [13 empty] | <a href="https://www.lutron.com/TechnicalDocumentLibrary/369-119_Wallbox_Warranty.pdf" target="_blank">Warranty Information</a> |  |  |  |  | 0.500 L | [14 empty] | 0 | 0 | 0 | 0 | Electrical | 2017-09-21 10:10 | 2024-07-20 11:25 | 0000-00-00 00:00:00 | 2025-11-29 02:00 | 0000-00-00 00:00:00 | [6 empty] | Brown
4 | Lutron Electronics | NTR-15-HDTR-SI-C | 4460-8317 | 4460 | 8317 | Lutron Electronics | NTR-15-HDTR-SI.JPG | 27557780278 | NOVAT 15 A TAMPER RESIST - SIENNA | Architectural, half dimming, tamper resistant receptacle (Gloss), 15A/125V in sienna for Canada |  |  |  |  | NTR-15-HDTR-SI.JPG | http://grandbrass.xologic.com/vendors/4460/large/NTR-15-HDTR-SI.JPG | [47 empty] | 0 | 0 | 0 | [6 empty] | 0 | 1 | 1 | EA | 1 | Lighting Controls |  |  | Electrical Distribution Equipment |  | Receptacles |  | Electrical Receptacles | [20 empty] | Dimmers | [242 empty] | <a href="https://www.lutron.com/TechnicalDocumentLibrary/0301636.pdf" target="_blank">Installation Instructions</a> | [23 empty] | 10.000 DW | [92 empty] | 1.000 EA | 1.000 EA | [35 empty] | No | [42 empty] | https://www.lutron.com/TechnicalDocumentLibrary/369269_ENG.pdf | [7 empty] | Shelf Stock | [39 empty] | 39121406 | [13 empty] | <a href="https://www.lutron.com/TechnicalDocumentLibrary/369-119_Wallbox_Warranty.pdf" target="_blank">Warranty Information</a> |  |  |  |  | 0.500 L | [14 empty] | 0 | 0 | 0 | 0 | Electrical | 2017-09-21 10:10 | 2024-07-20 11:33 | 0000-00-00 00:00:00 | 2025-11-29 02:00 | 0000-00-00 00:00:00 | [6 empty] | Sienna
4 | Lutron Electronics | SCR-15-DDTR-PD-C | 4460-8322 | 4460 | 8322 | Lutron Electronics | SCR-15-DDTR-PD-C.JPG | 27557781299 | SATIN 15A TPR RSIST DUAL DIM RCPT PD CSA | Claro, Satin, dual dimming, tamper resistant receptacle, 15A/125V in palladium, for Canada |  |  |  |  | SCR-15-DDTR-PD-C.JPG | http://grandbrass.xologic.com/vendors/4460/large/SCR-15-DDTR-PD-C.JPG | [47 empty] | 0 | 0 | 0 | [6 empty] | 0 | 1 | 1 | EA | 1 | Lighting Controls |  |  | Electrical Distribution Equipment |  | Receptacles |  | Electrical Receptacles | [20 empty] | Dimmers | [242 empty] | <a href="https://www.lutron.com/TechnicalDocumentLibrary/0301636.pdf" target="_blank">Installation Instructions</a> | [23 empty] | 10.000 DW | [92 empty] | 1.000 EA | 1.000 EA | [35 empty] | No | [42 empty] | https://www.lutron.com/TechnicalDocumentLibrary/369269_ENG.pdf | [7 empty] | Shelf Stock | [39 empty] | 39121406 | [13 empty] | <a href="https://www.lutron.com/TechnicalDocumentLibrary/369-119_Wallbox_Warranty.pdf" target="_blank">Warranty Information</a> |  |  |  |  | 0.500 L | [14 empty] | 0 | 0 | 0 | 0 | Electrical | 2017-09-21 10:10 | 2024-07-20 11:35 | 0000-00-00 00:00:00 | 2025-11-29 02:00 | 0000-00-00 00:00:00 | [6 empty] | Palladium
1 | Lutron Electronics | MSC-1000M-TP-CSA | 4460-8331 | 4460 | 8331 | Lutron Electronics | MSC-1000M-TP-CSA.jpg | 27557805643 | MAESTRO SC 1000W INC CSA TP | Maestro Dimmer - Satin Finish, Incandescent/Halogen, Multi-location/single-pole, 120V/1000W in taupe, for Canada |  | 2.3 | 4.6 |  | MSC-1000M-TP-CSA.jpg | http://grandbrass.xologic.com/vendors/4460/large/MSC-1000M-TP-CSA.jpg | [47 empty] | 0 | 0 | 0 | [6 empty] | 0 | 1 | 1 | EA | 1 | Lighting Controls | [27 empty] | Dimmers | [242 empty] | <a href="https://www.lutron.com/TechnicalDocumentLibrary/0301940.pdf" target="_blank">Installation Instructions</a> | [23 empty] | 2.000 DW |  |  | 2.3000 IN | [89 empty] | 1.000 EA | 1.000 EA | [35 empty] | No | [42 empty] | https://www.lutron.com/TechnicalDocumentLibrary/maestrosatincolors.pdf | [7 empty] | Shelf Stock | [13 empty] | <a href="https://www.lutron.com/TechnicalDocumentLibrary/368-4493_Page_9.pdf" target="_blank">Tech Drawing</a> | [25 empty] | 39122206 | [6 empty] | <a href="https://www.lutron.com/Service-Support/Technical/InstallationInstructions/Pages/Videos.aspx?syst=Dimmers+%26+Switches&prodn=Maestro%c2%ae+dimmer+%26+switch" target="_blank">Product Video Clip</a> | [6 empty] | <a href="https://www.lutron.com/TechnicalDocumentLibrary/369-119_Wallbox_Warranty.pdf" target="_blank">Warranty Information</a> |  |  |  |  | 0.270 L | [14 empty] | 0 | 0 | 0 | 0 | Lighting Fixtures | 2017-09-21 10:10 | 2024-07-20 11:23 | 0000-00-00 00:00:00 | 2024-07-20 11:23 | 0000-00-00 00:00:00 | [6 empty] | Taupe
1 | Lutron Electronics | MS-OPS2H-WH-C | 4460-8335 | 4460 | 8335 | Lutron Electronics | Ecom_MS-OPS2WH_nowallplate3.jpeg?w=1500 | 27557983211 | MAESTRO PIR OCC 2A SWITCH WH CLAM CSA | Maestro Occupancy-Sensing Switch, Single-pole, 120V/2A, clamshell packaging in white, for Canada |  | 4 | 2.4 | [50 empty] | 0 | 0 | 0 | [6 empty] | 0 | 1 | 1 | EA | 1 | Lighting Controls | [27 empty] | Other Lighting Controls | [242 empty] | <a href="https://www.lutron.com/TechnicalDocumentLibrary/0301654.pdf" target="_blank">Installation Instructions</a> | [23 empty] | 10.000 DW |  |  | 6.1000 IN | [89 empty] | 1.000 EA | 1.000 EA | [35 empty] | No | [42 empty] | https://www.lutron.com/TechnicalDocumentLibrary/369666.pdf | [7 empty] | Shelf Stock | [13 empty] | <a href="https://www.lutron.com/TechnicalDocumentLibrary/368-4493_Page_2.pdf" target="_blank">Tech Drawing</a> | [25 empty] | 39122236 | [6 empty] | <a href="https://lutron.widen.net/content/ljl01nfr11/mp4/In-wall-sensors_2021.mp4?w=2048" target="_blank">Product Video Clip</a> | [6 empty] | <a href="https://www.lutron.com/TechnicalDocumentLibrary/Sensor_Warranty.pdf" target="_blank">Warranty Information</a> |  |  |  |  | 0.250 L | [14 empty] | 0 | 0 | 0 | 0 | Lighting Fixtures | 2017-09-21 10:10 | 2024-07-20 11:18 | 0000-00-00 00:00:00 | 2024-07-20 11:18 | 0000-00-00 00:00:00 | [6 empty] | White
1 | Lutron Electronics | SCL-153PH-LA-C | 4460-8336 | 4460 | 8336 | Lutron Electronics | Ecom_SCL-153P-LA_nowallplate.jpeg?w=1500 | 784276009027 | SKYLARK CFL/LED DIMMER LGT AL CLAM CSA | Skylark LED+ Dimmer for LED, halogen, and incandescent dimmable bulbs, clamshell packaging in light almond, for Canada |  | 3.7 | 2.4 | [50 empty] | 0 | 0 | 0 | [6 empty] | 0 | 1 | 1 | EA | 1 | Lighting Controls | [27 empty] | Dimmers | [242 empty] | <a href="https://www.lutron.com/TechnicalDocumentLibrary/0301882.pdf" target="_blank">Installation Instructions</a> | [23 empty] | 10.000 DW |  |  | 5.8000 IN | [89 empty] | 1.000 EA | 1.000 EA | [35 empty] | No | [42 empty] | https://www.lutron.com/TechnicalDocumentLibrary/369684.pdf | [7 empty] | Shelf Stock | [13 empty] | <a href="https://www.lutron.com/TechnicalDocumentLibrary/368-4493_Page_5.pdf" target="_blank">Tech Drawing</a> | [25 empty] | 39122206 | [6 empty] | <a href="https://lutron.widen.net/content/stbdslloil/MP4/LED+-Dimmer-with-Wire-Leads-Installation_English.MP4?w=2048" target="_blank">Product Video Clip</a> | [6 empty] | <a href="https://www.lutron.com/TechnicalDocumentLibrary/369-119_Wallbox_Warranty.pdf" target="_blank">Warranty Information</a> |  |  |  |  | 0.400 L | [14 empty] | 0 | 0 | 0 | 0 | Lighting Fixtures | 2017-09-21 10:10 | 2024-07-20 11:29 | 0000-00-00 00:00:00 | 2024-07-20 11:29 | 0000-00-00 00:00:00
1 | Lutron Electronics | MACL-153MH-WH-C | 4460-8337 | 4460 | 8337 | Lutron Electronics | MACL-153MH-WH-C | 784276010580 | MAESTRO LED+ MULTILOC CLAM WHITE CSA | Maestro LED+ Multiloc, Clamshell White, for Canada |  | 4.1 | 2.4 | [50 empty] | 0 | 0 | 0 | [6 empty] | 0 | 1 | 1 | EA | 1 | Lighting Controls | [27 empty] | Dimmers | [242 empty] | <a href="https://www.lutron.com/TechnicalDocumentLibrary/0301629b.pdf" target="_blank">Installation Instructions</a> | [23 empty] | 20.000 DW |  |  | 6.1000 IN | [89 empty] | 1.000 EA | 1.000 EA | [35 empty] | No | [42 empty] | https://www.lutron.com/TechnicalDocumentLibrary/369613a_SPA.pdf | [7 empty] | Shelf Stock | [13 empty] | <a href="https://www.lutron.com/TechnicalDocumentLibrary/368-4493_Page_9.pdf" target="_blank">Tech Drawing</a> | [25 empty] | 39122206 | [13 empty] | <a href="https://www.lutron.com/TechnicalDocumentLibrary/369-119_Wallbox_Warranty.pdf" target="_blank">Warranty Information</a> |  |  |  |  | 0.350 L | [14 empty] | 0 | 0 | 0 | 0 | Lighting Fixtures | 2017-09-21 10:10 | 2024-07-20 11:43 | 0000-00-00 00:00:00 | 2024-07-20 11:43 | 0000-00-00 00:00:00 | [6 empty] | White
1 | Lutron Electronics | AYCL-253PH-WH-C | 4460-8338 | 4460 | 8338 | Lutron Electronics | AYCL-253PH-WH-C | 784276091916 | ARIADNI CFL/LED 250W CSA | Ariadni Dimmer for 250W CFL/LED, 600W inc/hal, or Lutron Hi-Lume A-Series LTE LED Driver, clamshell packaging in white, for Canada |  | 3.92 | 5.82 | [50 empty] | 0 | 0 | 0 | [6 empty] | 0 | 1 | 1 | EA | 1 | Lighting Controls | [27 empty] | Dimmers | [242 empty] | <a href="https://www.lutron.com/TechnicalDocumentLibrary/0301870.pdf" target="_blank">Installation Instructions</a> | [23 empty] | 10.000 DW |  |  | 1.6200 IN | [89 empty] | 1.000 EA | 1.000 EA | [35 empty] | No | [42 empty] | https://www.lutron.com/TechnicalDocumentLibrary/369809_Ariadni%20250W%20C.L_Spec%20Sub.pdf | [7 empty] | Shelf Stock | [13 empty] | <a href="https://www.lutron.com/TechnicalDocumentLibrary/368-4493_Page_7.pdf" target="_blank">Tech Drawing</a> | [25 empty] | 39122206 | [6 empty] | <a href="https://www.lutron.com/Education-Training/Tools/Pages/InstallDimmer.aspx?syst=Dimmers+%26+Switches&prodn=Ariadni%c2%ae+%2f+Toggler%c2%ae+dimmer" target="_blank">Product Video Clip</a> | [6 empty] | <a href="https://www.lutron.com/TechnicalDocumentLibrary/369-119_Wallbox_Warranty.pdf" target="_blank">Warranty Information</a> |  |  |  |  | 0.250 L | [14 empty] | 0 | 0 | 0 | 0 | Lighting Fixtures | 2017-09-21 10:10 | 2024-07-20 11:29 | 0000-00-00 00:00:00 | 2024-07-20 11:29 | 0000-00-00 00:00:00 | [6 empty] | White
1 | Lutron Electronics | P-BDG-PKG2W-C | 4460-8339 | 4460 | 8339 | Lutron Electronics | P-BDG-PKG2W.jpg | 784276102551 | CasÃ©ta BRIDGE KIT 2 WALL CSA | Lutron Caseta Wireless Smart Lighting Dimmer Switch (2 count) Starter Kit with Pedestals for Pico Remotes, for Canada |  | 8.75 | 8.75 |  | P-BDG-PKG2W.jpg | http://grandbrass.xologic.com/vendors/4460/large/P-BDG-PKG2W.jpg | [47 empty] | 0 | 0 | 0 | [6 empty] | 0 | 1 | 1 | EA | 1 | Lighting Controls | [27 empty] | Dimmers | [242 empty] | <a href="https://www.lutron.com/TechnicalDocumentLibrary/Quick%20Start%20Guide%20-%20Caseta%20Smart%20Bridge%20Pro.pdf" target="_blank">Installation Instructions</a> | [23 empty] | 75.000 DW |  |  | 4.2500 IN | [89 empty] | 1.000 EA | 1.000 EA | [35 empty] | No | [42 empty] | https://www.lutron.com/TechnicalDocumentLibrary/369987_FRE.pdf | [7 empty] | Shelf Stock | [13 empty] | <a href="https://www.lutron.com/TechnicalDocumentLibrary/368-4493_Page_2.pdf" target="_blank">Tech Drawing</a> | [25 empty] | 39122206 | [13 empty] | <a href="https://www.lutron.com/TechnicalDocumentLibrary/369-119_Wallbox_Warranty.pdf" target="_blank">Warranty Information</a> |  |  |  |  | 2.350 L | [14 empty] | 0 | 0 | 0 | 0 | Lighting Fixtures | 2017-09-21 10:10 | 2024-07-20 11:27 | 0000-00-00 00:00:00 | 2024-07-20 11:27 | 0000-00-00 00:00:00
1 | Lutron Electronics | NTRP-250-BR | 4460-8340 | 4460 | 8340 | Lutron Electronics | NTRP-250-BR.jpg | 784276227223 | NOVA T250W LED 300W ELV BROWN | Nova T Reverse-phase, slide-to-off Dimmer, CFL/LED (screw-base), Incandescent/Halogen, electronic low-voltage, single-pole, 250W CFL/LED or 600W inc/hal/elv in brown |  | 5.4 | 3 |  | NTRP-250-BR.jpg | http://grandbrass.xologic.com/vendors/4460/large/NTRP-250-BR.jpg | [47 empty] | 0 | 0 | 0 | [6 empty] | 0 | 1 | 1 | EA | 1 | Lighting Controls | [27 empty] | Dimmers | [242 empty] | <a href="https://www.lutron.com/TechnicalDocumentLibrary/0301841.pdf" target="_blank">Installation Instructions</a> | [23 empty] | 2.000 DW |  |  | 4.1000 IN | [89 empty] | 1.000 EA | 1.000 EA | [35 empty] | No | [42 empty] | https://www.lutron.com/TechnicalDocumentLibrary/NovaTB.pdf | [7 empty] | Shelf Stock | [13 empty] | <a href="https://www.lutron.com/TechnicalDocumentLibrary/368-4493_Page_41.pdf" target="_blank">Tech Drawing</a> | [25 empty] | 39122206 | [13 empty] | <a href="https://www.lutron.com/TechnicalDocumentLibrary/369-119_Wallbox_Warranty.pdf" target="_blank">Warranty Information</a> |  |  |  |  | 0.460 L | [14 empty] | 0 | 0 | 0 | 0 | Lighting Fixtures | 2017-09-21 10:10 | 2024-07-20 11:25 | 0000-00-00 00:00:00 | 2024-07-20 11:25 | 0000-00-00 00:00:00 | [6 empty] | Brown
1 | Lutron Electronics | PD-5NE-IV-C | 4460-8341 | 4460 | 8341 | Lutron Electronics | Ecom_PD-5NE-IV_nowallplate.jpeg | 784276217750 | CasÃ©ta ELV Dimmer 250W LED Ivory Canada | Lutron Caseta Wireless ELV+ Smart Dimmer Switch, with Phase Selectable Dimming for LED (250W), MLV (400W), ELV (500W), and Incandescent/Halogen (500W) lighting, 120V, Ivory |  | 2.25 | 4.5 |  | Ecom_PD-5NE-IV_nowallplate.jpeg | http://grandbrass.xologic.com/vendors/4460/large/Ecom_PD-5NE-IV_nowallplate.jpeg | [47 empty] | 0 | 0 | 0 | [6 empty] | 0 | 1 | 1 | EA | 1 | Lighting Controls | [27 empty] | Dimmers | [242 empty] | <a href="https://www.lutron.com/TechnicalDocumentLibrary/0301817.pdf" target="_blank">Installation Instructions</a> | [23 empty] | 2.000 DW |  |  | 2.2500 IN | [89 empty] | 1.000 EA | 1.000 EA | [35 empty] | No | [42 empty] | https://www.lutron.com/TechnicalDocumentLibrary/369987_SPA.pdf | [7 empty] | Shelf Stock | [13 empty] | <a href="https://www.lutron.com/TechnicalDocumentLibrary/368-4493_Page_47.pdf" target="_blank">Tech Drawing</a> | [25 empty] | 39122206 | [6 empty] | <a href="https://lutron.widen.net/content/twinpx9ws6/mp4/Caseta-Hub-Story.mp4" target="_blank">Product Video Clip</a> | [6 empty] | <a href="https://www.lutron.com/TechnicalDocumentLibrary/369-119_Wallbox_Warranty.pdf" target="_blank">Warranty Information</a> |  |  |  |  | 0.040 L | [14 empty] | 0 | 0 | 0 | 0 | Lighting Fixtures | 2017-09-21 10:11 | 2024-07-20 11:18 | 0000-00-00 00:00:00 | 2024-07-20 11:18 | 0000-00-00 00:00:00 | [6 empty] | Ivory
1 | Lutron Electronics | AYLV-603P-LA-CSA | 4460-8357 | 4460 | 8357 | Lutron Electronics | AYLV-603P-LA.jpg | 27557366908 | ARIADNI MLV 600W 3-WAY PRESET LA CSA | Ariadni Dimmer, Magnetic Low-Voltage, 3-way, preset, 120V/600VA (450W) in light almond, for Canada |  | 2.3 | 4.6 |  | AYLV-603P-LA.jpg | http://grandbrass.xologic.com/vendors/4460/large/AYLV-603P-LA.jpg | [47 empty] | 0 | 0 | 0 | [6 empty] | 0 | 1 | 1 | EA | 1 | Lighting Controls | [27 empty] | Dimmers | [242 empty] | <a href="https://www.lutron.com/TechnicalDocumentLibrary/0301287.pdf" target="_blank">Installation Instructions</a> | [23 empty] | 10.000 DW |  |  | 2.3000 IN | [89 empty] | 1.000 EA | 1.000 EA | [35 empty] | No | [42 empty] | https://assets.lutron.com/a/documents/spec%20guide%20volume%201%20with%20addendums.pdf#page=50 | [7 empty] | Shelf Stock | [13 empty] | <a href="https://www.lutron.com/TechnicalDocumentLibrary/368-4493_Page_7.pdf" target="_blank">Tech Drawing</a> | [25 empty] | 39122206 | [6 empty] | <a href="https://www.lutron.com/Education-Training/Tools/Pages/InstallDimmer.aspx?syst=Dimmers+%26+Switches&prodn=Ariadni%c2%ae+%2f+Toggler%c2%ae+dimmer" target="_blank">Product Video Clip</a> | [6 empty] | <a href="https://www.lutron.com/TechnicalDocumentLibrary/369-119_Wallbox_Warranty.pdf" target="_blank">Warranty Information</a> |  |  |  |  | 0.200 L | [14 empty] | 0 | 0 | 0 | 0 | Lighting Fixtures | 2017-09-21 10:12 | 2024-07-20 11:22 | 0000-00-00 00:00:00 | 2024-07-20 11:22 | 0000-00-00 00:00:00
4 | Lutron Electronics | DVFSQ-F-LA-CSA | 4460-8358 | 4460 | 8358 | Lutron Electronics | Ecom_DVFSQ-F-LA_nowallplate.jpeg | 27557367196 | DIVA FAN SPEED QUIET SINGLE CSA | Lutron Diva 3-Speed 1.5A Fan Control, Single-Pole/3-Way, Light Almond |  | 2.3 | 4.6 |  | Ecom_DVFSQ-F-LA_nowallplate.jpeg | http://grandbrass.xologic.com/vendors/4460/large/Ecom_DVFSQ-F-LA_nowallplate.jpeg | [47 empty] | 0 | 0 | 0 | [6 empty] | 0 | 1 | 1 | EA | 1 | Fan Accessories |  |  | Control And Automation |  | Switches |  | Speed Switch | [20 empty] | Fan Wall Mount Controls | [242 empty] | <a href="https://www.lutron.com/TechnicalDocumentLibrary/0301990.pdf" target="_blank">Installation Instructions</a> | [23 empty] | 20.000 DW |  |  | 2.3000 IN | [89 empty] | 1.000 EA | 1.000 EA | [35 empty] | No | [42 empty] | https://www.lutron.com/TechnicalDocumentLibrary/DivaSatinColors.pdf | [7 empty] | Shelf Stock | [13 empty] | <a href="https://www.lutron.com/TechnicalDocumentLibrary/368-4493_Page_5.pdf" target="_blank">Tech Drawing</a> | [25 empty] | 39122240 | [13 empty] | <a href="https://www.lutron.com/TechnicalDocumentLibrary/369-119_Wallbox_Warranty.pdf" target="_blank">Warranty Information</a> |  |  |  |  | 0.300 L | [14 empty] | 0 | 0 | 0 | 0 | Electrical | 2017-09-21 10:12 | 2024-07-20 11:24 | 0000-00-00 00:00:00 | 2025-11-29 02:00 | 0000-00-00 00:00:00
1 | Lutron Electronics | DVLV-10P-LA-CSA | 4460-8359 | 4460 | 8359 | Lutron Electronics | DV-10P-LA-LG.jpg | 27557367332 | DIVA MAGNETIC LOW VOLT SINGLE | Diva Dimmer - Gloss Finish, Magnetic Low-Voltage, Single-pole, 120V/1000VA (800W) in light almond, for Canada |  | 2.25 | 0.8 |  | DV-10P-LA-LG.jpg | http://grandbrass.xologic.com/vendors/4460/large/DV-10P-LA-LG.jpg | [47 empty] | 0 | 0 | 0 | [6 empty] | 0 | 1 | 1 | EA | 1 | Lighting Controls | [27 empty] | Dimmers | [242 empty] | <a href="https://www.lutron.com/TechnicalDocumentLibrary/030448c.pdf" target="_blank">Installation Instructions</a> | [23 empty] | 10.000 DW |  |  | 1.5000 IN | [89 empty] | 1.000 EA | 1.000 EA | [35 empty] | No | [42 empty] | https://www.lutron.com/TechnicalDocumentLibrary/DivaSatinColors.pdf | [7 empty] | Shelf Stock | [13 empty] | <a href="https://www.lutron.com/TechnicalDocumentLibrary/368-4493_Page_2.pdf" target="_blank">Tech Drawing</a> | [25 empty] | 39122206 | [6 empty] | <a href="https://www.lutron.com/Education-Training/Tools/Pages/InstallDimmer.aspx?syst=Dimmers+%26+Switches&prodn=Diva%c2%ae+dimmer+%26+switch" target="_blank">Product Video Clip</a> | [6 empty] | <a href="https://www.lutron.com/TechnicalDocumentLibrary/369-119_Wallbox_Warranty.pdf" target="_blank">Warranty Information</a> |  |  |  |  | 0.080 L | [14 empty] | 0 | 0 | 0 | 0 | Lighting Fixtures | 2017-09-21 10:12 | 2024-07-20 11:24 | 0000-00-00 00:00:00 | 2024-07-20 11:24 | 0000-00-00 00:00:00
1 | Lutron Electronics | S2-LF-IV-CSA | 4460-8360 | 4460 | 8360 | Lutron Electronics | S2-LF-IV-CSA.jpg | 27557370615 | SKYLARK DUAL FAN/LIGHT IV CSA | Skylark Fan/Light Control, Single-pole, fully variable fan control and dimmer, 120V/300W light, 2.5A fan in ivory, for Canada |  | 2.3 | 4.6 |  | S2-LF-IV-CSA.jpg | http://grandbrass.xologic.com/vendors/4460/large/S2-LF-IV-CSA.jpg | [47 empty] | 0 | 0 | 0 | [6 empty] | 0 | 1 | 1 | EA | 1 | Lighting Controls | [27 empty] | Lightswitches | [242 empty] | <a href="https://www.lutron.com/TechnicalDocumentLibrary/0301992.pdf" target="_blank">Installation Instructions</a> | [23 empty] | 2.000 DW |  |  | 2.3000 IN | [89 empty] | 1.000 EA | 1.000 EA | [35 empty] | No | [42 empty] | https://www.lutron.com/technicaldocumentlibrary/spec%20guide%20volume%201%20with%20addendums.pdf#page=20 | [7 empty] | Shelf Stock | [13 empty] | <a href="https://www.lutron.com/TechnicalDocumentLibrary/368-4493_Page_30.pdf" target="_blank">Tech Drawing</a> | [25 empty] | 39122232 | [13 empty] | <a href="https://www.lutron.com/TechnicalDocumentLibrary/369-119_Wallbox_Warranty.pdf" target="_blank">Warranty Information</a> |  |  |  |  | 0.290 L | [14 empty] | 0 | 0 | 0 | 0 | Lighting Fixtures | 2017-09-21 10:12 | 2024-07-20 11:21 | 0000-00-00 00:00:00 | 2024-07-20 11:21 | 0000-00-00 00:00:00 | [6 empty] | Ivory
1 | Lutron Electronics | S2-LFSQ-AL-CSA | 4460-8364 | 4460 | 8364 | Lutron Electronics | S2-LFSQ-AL-CSA.jpg | 27557524339 | SKYLARK DUAL LGT/QUIET FAN AL CSA | Skylark Fan/Light Control, Single-pole, quiet 3-speed and dimmer, 120V/300W light, 1.5A fan in almond, for Canada |  | 2.3 | 4.6 |  | S2-LFSQ-AL-CSA.jpg | http://grandbrass.xologic.com/vendors/4460/large/S2-LFSQ-AL-CSA.jpg | [47 empty] | 0 | 0 | 0 | [6 empty] | 0 | 1 | 1 | EA | 1 | Lighting Controls | [27 empty] | Lightswitches | [242 empty] | <a href="https://www.lutron.com/TechnicalDocumentLibrary/0301992.pdf" target="_blank">Installation Instructions</a> | [23 empty] | 15.000 DW |  |  | 2.3000 IN | [89 empty] | 1.000 EA | 1.000 EA | [35 empty] | No | [42 empty] | https://www.lutron.com/technicaldocumentlibrary/spec%20guide%20volume%201%20with%20addendums.pdf#page=20 | [7 empty] | Shelf Stock | [13 empty] | <a href="https://www.lutron.com/TechnicalDocumentLibrary/368-4493_Page_30.pdf" target="_blank">Tech Drawing</a> | [25 empty] | 39122232 | [13 empty] | <a href="https://www.lutron.com/TechnicalDocumentLibrary/369-119_Wallbox_Warranty.pdf" target="_blank">Warranty Information</a> |  |  |  |  | 0.290 L | [14 empty] | 0 | 0 | 0 | 0 | Lighting Fixtures | 2017-09-21 10:12 | 2024-07-20 11:27 | 0000-00-00 00:00:00 | 2024-07-20 11:27 | 0000-00-00 00:00:00 | [6 empty] | Almond
1 | Lutron Electronics | S2-LF-AL-CSA | 4460-8365 | 4460 | 8365 | Lutron Electronics | S2-LF-AL-CSA.jpg | 27557524377 | SKYLARK DUAL FAN/LIGHT ALMOND CSA | Skylark Fan/Light Control, Single-pole, fully variable fan control and dimmer, 120V/300W light, 2.5A fan in almond, for Canada |  | 2.3 | 4.6 |  | S2-LF-AL-CSA.jpg | http://grandbrass.xologic.com/vendors/4460/large/S2-LF-AL-CSA.jpg | [47 empty] | 0 | 0 | 0 | [6 empty] | 0 | 1 | 1 | EA | 1 | Lighting Controls | [27 empty] | Lightswitches | [242 empty] | <a href="https://www.lutron.com/TechnicalDocumentLibrary/0301992.pdf" target="_blank">Installation Instructions</a> | [23 empty] | 2.000 DW |  |  | 2.3000 IN | [89 empty] | 1.000 EA | 1.000 EA | [35 empty] | No | [42 empty] | https://www.lutron.com/technicaldocumentlibrary/spec%20guide%20volume%201%20with%20addendums.pdf#page=20 | [7 empty] | Shelf Stock | [13 empty] | <a href="https://www.lutron.com/TechnicalDocumentLibrary/368-4493_Page_30.pdf" target="_blank">Tech Drawing</a> | [25 empty] | 39122232 | [13 empty] | <a href="https://www.lutron.com/TechnicalDocumentLibrary/369-119_Wallbox_Warranty.pdf" target="_blank">Warranty Information</a> |  |  |  |  | 0.250 L | [14 empty] | 0 | 0 | 0 | 0 | Lighting Fixtures | 2017-09-21 10:12 | 2024-07-20 11:24 | 0000-00-00 00:00:00 | 2024-07-20 11:24 | 0000-00-00 00:00:00 | [6 empty] | Almond
1 | Lutron Electronics | DVSCRP-253P-SW | 4460-8383 | 4460 | 8383 | Lutron Electronics | DVSCRP-253P-SW.jpg | 784276226325 | DIVA 250W LED 500W ELV IN SNOW | Diva Reverse-phase Dimmer - Satin Finish, CFL/LED (Screw-based), Incandescent/Halogen, Electronic Low-voltage, 3-way/single-pole, 250W CFL/LED or 500W inc/hal/ELV in snow |  | 2.3 | 4.5 |  | DVSCRP-253P-SW.jpg | http://grandbrass.xologic.com/vendors/4460/large/DVSCRP-253P-SW.jpg | [47 empty] | 0 | 0 | 0 | [6 empty] | 0 | 1 | 1 | EA | 1 | Lighting Controls | [27 empty] | Dimmers | [266 empty] | 15.000 DW |  |  | 2.3000 IN | [89 empty] | 1.000 EA | 1.000 EA | [35 empty] | No | [42 empty] | https://www.lutron.com/TechnicalDocumentLibrary/3691041.pdf | [7 empty] | Shelf Stock | [13 empty] | <a href="https://www.lutron.com/TechnicalDocumentLibrary/368-4493_Page_39.pdf" target="_blank">Tech Drawing</a> | [25 empty] | 39122206 | [13 empty] | <a href="https://www.lutron.com/TechnicalDocumentLibrary/369-119_Wallbox_Warranty.pdf" target="_blank">Warranty Information</a> |  |  |  |  | 0.270 L | [14 empty] | 0 | 0 | 0 | 0 | Lighting Fixtures | 2017-09-21 10:12 | 2024-07-20 11:23 | 0000-00-00 00:00:00 | 2024-07-20 11:23 | 0000-00-00 00:00:00 | [6 empty] | Snow
1 | Lutron Electronics | NTRP-250-SI | 4460-8384 | 4460 | 8384 | Lutron Electronics | NTRP-250-SI.jpg | 784276229739 | NOVA T250W LED 300W ELV SIENNA | Nova T Reverse-phase, slide-to-off Dimmer, CFL/LED (screw-base), Incandescent/Halogen, electronic low-voltage, single-pole, 250W CFL/LED or 600W inc/hal/elv in sienna |  | 5.4 | 3 |  | NTRP-250-SI.jpg | http://grandbrass.xologic.com/vendors/4460/large/NTRP-250-SI.jpg | [47 empty] | 0 | 0 | 0 | [6 empty] | 0 | 1 | 1 | EA | 1 | Lighting Controls | [27 empty] | Dimmers | [242 empty] | <a href="https://www.lutron.com/TechnicalDocumentLibrary/0301841.pdf" target="_blank">Installation Instructions</a> | [23 empty] | 2.000 DW |  |  | 4.1000 IN | [89 empty] | 1.000 EA | 1.000 EA | [35 empty] | No | [42 empty] | https://www.lutron.com/TechnicalDocumentLibrary/NovaTB.pdf | [7 empty] | Shelf Stock | [13 empty] | <a href="https://www.lutron.com/TechnicalDocumentLibrary/368-4493_Page_41.pdf" target="_blank">Tech Drawing</a> | [25 empty] | 39122206 | [13 empty] | <a href="https://www.lutron.com/TechnicalDocumentLibrary/369-119_Wallbox_Warranty.pdf" target="_blank">Warranty Information</a> |  |  |  |  | 0.460 L | [14 empty] | 0 | 0 | 0 | 0 | Lighting Fixtures | 2017-09-21 10:12 | 2024-07-20 11:25 | 0000-00-00 00:00:00 | 2024-07-20 11:25 | 0000-00-00 00:00:00 | [6 empty] | Sienna
4 | Lutron Electronics | L-BDGPRO2-WH-C | 4460-8385 | 4460 | 8385 | Lutron Electronics | L-BDGPRO2-WH-C.jpg | 784276102278 | PRO BRIDGE CANADA | Lutron Smart Bridge PRO with HomeKit technology, third party integration and control of lights and shades via the Lutron app or Siri, for Canada |  | 6 | 6.2 |  | L-BDGPRO2-WH-C.jpg | http://grandbrass.xologic.com/vendors/4460/large/L-BDGPRO2-WH-C.jpg | [47 empty] | 0 | 0 | 0 | [6 empty] | 0 | 1 | 1 | EA | 1 | Specialty Items |  |  | Control And Automation |  | Programmable Control |  | Programmable Logic Controller Accessories | [20 empty] | Other Specialty Items | [242 empty] | <a href="https://www.lutron.com/TechnicalDocumentLibrary/Quick%20Start%20Guide%20-%20Caseta%20Smart%20Bridge%20Pro.pdf" target="_blank">Installation Instructions</a> | [23 empty] | 20.000 DW |  |  | 2.0000 IN | [89 empty] | 1.000 EA | 1.000 EA | [35 empty] | No | [42 empty] | https://www.lutron.com/TechnicalDocumentLibrary/369816_Smart_Bridge_Pro_Spec.pdf | [7 empty] | Shelf Stock | [39 empty] | 32151703 | [13 empty] | <a href="https://www.lutron.com/TechnicalDocumentLibrary/369-119_Wallbox_Warranty.pdf" target="_blank">Warranty Information</a> |  |  |  |  | 0.570 L | [14 empty] | 0 | 0 | 0 | 0 | Electrical | 2017-09-21 10:12 | 2024-07-20 11:24 | 0000-00-00 00:00:00 | 2025-11-29 02:00 | 0000-00-00 00:00:00 | [6 empty] | White
4 | Lutron Electronics | CTFSQ-FH-LA-C | 4460-8390 | 4460 | 8390 | Lutron Electronics | Ecom_CTFSQ-F-LA_nowallplate.jpeg?w=1500 | 27557830348 | CT 1.5A QUIET FAN SPEED 3-WAY CLM CSA LA | Skylark Contour Fan Control, Incandescent/Halogen, Single-pole, quiet 3-speed, 120V/1.5A, clamshell packaging in light almond for Canada |  | 2.57 | 5.85 | [50 empty] | 0 | 0 | 0 | [6 empty] | 0 | 1 | 1 | EA | 1 |  |  |  | Control And Automation |  | Switches |  | Speed Switch | [263 empty] | <a href="https://www.lutron.com/TechnicalDocumentLibrary/0301990.pdf" target="_blank">Installation Instructions</a> | [23 empty] | 10.000 DW |  |  | 3.9000 IN | [89 empty] | 1.000 EA | 1.000 EA | [35 empty] | No | [42 empty] | https://www.lutron.com/TechnicalDocumentLibrary/369447.pdf | [7 empty] | Shelf Stock | [13 empty] | <a href="https://www.lutron.com/TechnicalDocumentLibrary/368-4493_Page_5.pdf" target="_blank">Tech Drawing</a> | [25 empty] | 39122240 | [13 empty] | <a href="https://www.lutron.com/TechnicalDocumentLibrary/369-119_Wallbox_Warranty.pdf" target="_blank">Warranty Information</a> |  |  |  |  | 0.250 L | [14 empty] | 0 | 0 | 0 | 0 | Electrical | 2017-09-21 10:12 | 2024-07-20 11:24 | 0000-00-00 00:00:00 | 2024-07-20 11:24 | 0000-00-00 00:00:00
1 | Lutron Electronics | MRF2S-6ND-120-AL | 4460-8393 | 4460 | 8393 | Lutron Electronics | MRF2S-6ND-120-AL.jpg | 784276149587 | MRF2 600W NEUTRAL WIRE AL, VIVE ENBLD | Maestro Wireless Dimmer, Incandescent/Halogen, Magnetic Low-Voltage, Specification grade, multi-location/single-pole, 120V/600W/VA in almond, Vive enabled |  | 2.25 | 4.5 |  | MRF2S-6ND-120-AL.jpg | http://grandbrass.xologic.com/vendors/4460/large/MRF2S-6ND-120-AL.jpg | [47 empty] | 0 | 0 | 0 | [6 empty] | 0 | 1 | 1 | EA | 1 | Lighting Controls | [27 empty] | Dimmers | [242 empty] | <a href="https://www.lutron.com/TechnicalDocumentLibrary/0301896.pdf" target="_blank">Installation Instructions</a> | [23 empty] | 10.000 DW |  |  | 2.2500 IN | [89 empty] | 1.000 EA | 1.000 EA | [35 empty] | No | [42 empty] | https://www.lutron.com/TechnicalDocumentLibrary/369904_SPA.pdf | [7 empty] | Shelf Stock | [13 empty] | <a href="https://www.lutron.com/TechnicalDocumentLibrary/368-4493_Page_18.pdf" target="_blank">Tech Drawing</a> | [25 empty] | 39122206 | [13 empty] | <a href="https://www.lutron.com/TechnicalDocumentLibrary/369-119_Wallbox_Warranty.pdf" target="_blank">Warranty Information</a> |  |  |  |  | 0.250 L | [14 empty] | 0 | 0 | 0 | 0 | Lighting Fixtures | 2017-09-21 10:12 | 2024-07-20 11:34 | 0000-00-00 00:00:00 | 2024-07-20 11:34 | 0000-00-00 00:00:00 | [6 empty] | Almond
1 | Lutron Electronics | MRF2S-6ANS-BR | 4460-8395 | 4460 | 8395 | Lutron Electronics | MRF2S-6ANS-BR.jpg | 784276163965 | MRF-FM-6A SWITCH 120V BROWN, VIVE ENBLD | Maestro Wireless Switch, Incandescent/Halogen, Magnetic Low-Voltage, Electronic Low-Voltage, Non-Dim Fluorescent, Multi-location/single-pole, 120V/6A light or 3A fan in brown,Vive enabled |  | 2.3 | 4.5 |  | MRF2S-6ANS-BR.jpg | http://grandbrass.xologic.com/vendors/4460/large/MRF2S-6ANS-BR.jpg | [47 empty] | 0 | 0 | 0 | [6 empty] | 0 | 1 | 1 | EA | 1 | Lighting Controls | [27 empty] | Lightswitches | [242 empty] | <a href="https://www.lutron.com/TechnicalDocumentLibrary/0301819.pdf" target="_blank">Installation Instructions</a> | [23 empty] | 15.000 DW |  |  | 2.3000 IN | [89 empty] | 1.000 EA | 1.000 EA | [35 empty] | No | [42 empty] | https://www.lutron.com/TechnicalDocumentLibrary/369904_SPA.pdf | [7 empty] | Shelf Stock | [13 empty] | <a href="https://www.lutron.com/TechnicalDocumentLibrary/368-4493_Page_18.pdf" target="_blank">Tech Drawing</a> | [25 empty] | 39122216 | [13 empty] | <a href="https://www.lutron.com/TechnicalDocumentLibrary/369-119_Wallbox_Warranty.pdf" target="_blank">Warranty Information</a> |  |  |  |  | 0.290 L | [14 empty] | 0 | 0 | 0 | 0 | Lighting Fixtures | 2017-09-21 10:12 | 2024-07-20 11:29 | 0000-00-00 00:00:00 | 2024-07-20 11:29 | 0000-00-00 00:00:00 | [6 empty] | Brown
1 | Lutron Electronics | MRF2S-8ANS120-IV | 4460-8399 | 4460 | 8399 | Lutron Electronics | MRF2S-8ANS120-IV.jpg | 784276148405 | MRF-FM-8A SWITCH 120V IN IV VIVE ENABLD | Maestro Wireless Switch, Incandescent/Halogen, Magnetic Low-Voltage, Electronic Low-Voltage, Non-Dim Fluorescent, Specification grade, multi-location/single-pole, 120V/8A light or 5.8 A fan in ivory Vive enabled |  | 2.3 | 4.5 |  | MRF2S-8ANS120-IV.jpg | http://grandbrass.xologic.com/vendors/4460/large/MRF2S-8ANS120-IV.jpg | [47 empty] | 0 | 0 | 0 | [6 empty] | 0 | 1 | 1 | EA | 1 | Lighting Controls | [27 empty] | Lightswitches | [242 empty] | <a href="https://www.lutron.com/TechnicalDocumentLibrary/0301819.pdf" target="_blank">Installation Instructions</a> | [23 empty] | 2.000 DW |  |  | 2.3000 IN | [89 empty] | 1.000 EA | 1.000 EA | [35 empty] | No | [42 empty] | https://www.lutron.com/TechnicalDocumentLibrary/369904_SPA.pdf | [7 empty] | Shelf Stock | [13 empty] | <a href="https://www.lutron.com/TechnicalDocumentLibrary/368-4493_Page_18.pdf" target="_blank">Tech Drawing</a> | [25 empty] | 39122216 | [13 empty] | <a href="https://www.lutron.com/TechnicalDocumentLibrary/369-119_Wallbox_Warranty.pdf" target="_blank">Warranty Information</a> |  |  |  |  | 0.290 L | [14 empty] | 0 | 0 | 0 | 0 | Lighting Fixtures | 2017-09-21 10:12 | 2024-07-20 11:43 | 0000-00-00 00:00:00 | 2024-07-20 11:43 | 0000-00-00 00:00:00 | [6 empty] | Ivory
1 | Lutron Electronics | MRF2S-8ANS120-BR | 4460-8400 | 4460 | 8400 | Lutron Electronics | MRF2S-8ANS120-BR.jpg | 784276148443 | MRF-FM-8A SWITCH 120V IN BR VIVE ENABLD | Maestro Wireless Switch, Incandescent/Halogen, Magnetic Low-Voltage, Electronic Low-Voltage, Non-Dim Fluorescent, Specification grade, multi-location/single-pole, 120V/8A light or 5.8 A fan in brown Vive enabled |  | 2.3 | 4.5 |  | MRF2S-8ANS120-BR.jpg | http://grandbrass.xologic.com/vendors/4460/large/MRF2S-8ANS120-BR.jpg | [47 empty] | 0 | 0 | 0 | [6 empty] | 0 | 1 | 1 | EA | 1 | Lighting Controls | [27 empty] | Lightswitches | [242 empty] | <a href="https://www.lutron.com/TechnicalDocumentLibrary/0301819.pdf" target="_blank">Installation Instructions</a> | [23 empty] | 15.000 DW |  |  | 2.3000 IN | [89 empty] | 1.000 EA | 1.000 EA | [35 empty] | No | [42 empty] | https://www.lutron.com/TechnicalDocumentLibrary/369904_SPA.pdf | [7 empty] | Shelf Stock | [13 empty] | <a href="https://www.lutron.com/TechnicalDocumentLibrary/368-4493_Page_18.pdf" target="_blank">Tech Drawing</a> | [25 empty] | 39122216 | [13 empty] | <a href="https://www.lutron.com/TechnicalDocumentLibrary/369-119_Wallbox_Warranty.pdf" target="_blank">Warranty Information</a> |  |  |  |  | 0.290 L | [14 empty] | 0 | 0 | 0 | 0 | Lighting Fixtures | 2017-09-21 10:12 | 2024-07-20 11:29 | 0000-00-00 00:00:00 | 2024-07-20 11:29 | 0000-00-00 00:00:00 | [6 empty] | Brown
1 | Lutron Electronics | MRF2S-8S-DV-MN | 4460-8402 | 4460 | 8402 | Lutron Electronics | MRF2S-8S-DV-MN.jpg | 784276148818 | MRF 8A DUAL VOLT SWITCH IN MN VIVE ENBLD | Maestro Wireless Switch, Incandescent/Halogen, Magnetic Low-Voltage, Electronic Low-Voltage, Non-Dim Fluorescent, Specification grade, multi-location/single-pole, 120V/8A light or 3A fan or 1/4 HP motor 277V/8A light or 3A fan in midnight Vive enabled |  | 2.3 | 4.5 |  | MRF2S-8S-DV-MN.jpg | http://grandbrass.xologic.com/vendors/4460/large/MRF2S-8S-DV-MN.jpg | [47 empty] | 0 | 0 | 0 | [6 empty] | 0 | 1 | 1 | EA | 1 | Lighting Controls | [27 empty] | Lightswitches | [242 empty] | <a href="https://www.lutron.com/TechnicalDocumentLibrary/0301789.pdf" target="_blank">Installation Instructions</a> | [23 empty] | 10.000 DW |  |  | 2.3000 IN | [89 empty] | 1.000 EA | 1.000 EA | [35 empty] | No | [42 empty] | https://www.lutron.com/TechnicalDocumentLibrary/369904_SPA.pdf | [7 empty] | Shelf Stock | [13 empty] | <a href="https://www.lutron.com/TechnicalDocumentLibrary/368-4493_Page_9.pdf" target="_blank">Tech Drawing</a> | [25 empty] | 39122216 | [13 empty] | <a href="https://www.lutron.com/TechnicalDocumentLibrary/369-119_Wallbox_Warranty.pdf" target="_blank">Warranty Information</a> |  |  |  |  | 0.290 L | [14 empty] | 0 | 0 | 0 | 0 | Lighting Fixtures | 2017-09-21 10:13 | 2024-07-20 11:22 | 0000-00-00 00:00:00 | 2024-07-20 11:22 | 0000-00-00 00:00:00 | [6 empty] | Midnight
1 | Lutron Electronics | MRF2S-6CL-BR | 4460-8403 | 4460 | 8403 | Lutron Electronics | MRF2S-6CL-BR.jpg | 784276147927 | MAESTRO RF C.L. DIMMER IN BR VIVE ENABLD | Maestro C.L multi-location dimmer 150W CFL/LED or 600W inc/hal 120V in brown Vive enabled |  | 2.25 | 4.5 |  | MRF2S-6CL-BR.jpg | http://grandbrass.xologic.com/vendors/4460/large/MRF2S-6CL-BR.jpg | [47 empty] | 0 | 0 | 0 | [6 empty] | 0 | 1 | 1 | EA | 1 | Lighting Controls | [27 empty] | Dimmers | [242 empty] | <a href="https://www.lutron.com/TechnicalDocumentLibrary/0301814.pdf" target="_blank">Installation Instructions</a> | [23 empty] | 55.000 DW |  |  | 2.2500 IN | [89 empty] | 1.000 EA | 1.000 EA | [35 empty] | No | [42 empty] | https://www.lutron.com/TechnicalDocumentLibrary/369904_SPA.pdf | [7 empty] | Shelf Stock | [13 empty] | <a href="https://www.lutron.com/TechnicalDocumentLibrary/368-4493_Page_9.pdf" target="_blank">Tech Drawing</a> | [25 empty] | 39122206 | [13 empty] | <a href="https://www.lutron.com/TechnicalDocumentLibrary/369-119_Wallbox_Warranty.pdf" target="_blank">Warranty Information</a> |  |  |  |  | 0.250 L | [14 empty] | 0 | 0 | 0 | 0 | Lighting Fixtures | 2017-09-21 10:13 | 2024-07-20 11:29 | 0000-00-00 00:00:00 | 2024-07-20 11:29 | 0000-00-00 00:00:00 | [6 empty] | Brown
1 | Lutron Electronics | MRF2S-6CL-MN | 4460-8404 | 4460 | 8404 | Lutron Electronics | MRF2S-6CL-MN.jpg | 784276148030 | MAESTRO RF C.L. DIMMER IN MN VIVE ENABLD | Maestro C.L multi-location dimmer 150W CFL/LED or 600W inc/hal 120V in midnight Vive enabled |  | 2.25 | 4.5 |  | MRF2S-6CL-MN.jpg | http://grandbrass.xologic.com/vendors/4460/large/MRF2S-6CL-MN.jpg | [47 empty] | 0 | 0 | 0 | [6 empty] | 0 | 1 | 1 | EA | 1 | Lighting Controls | [27 empty] | Dimmers | [242 empty] | <a href="https://www.lutron.com/TechnicalDocumentLibrary/0301814.pdf" target="_blank">Installation Instructions</a> | [23 empty] | 80.000 DW |  |  | 2.2500 IN | [89 empty] | 1.000 EA | 1.000 EA | [35 empty] | No | [42 empty] | https://www.lutron.com/TechnicalDocumentLibrary/369904_SPA.pdf | [7 empty] | Shelf Stock | [13 empty] | <a href="https://www.lutron.com/TechnicalDocumentLibrary/368-4493_Page_9.pdf" target="_blank">Tech Drawing</a> | [25 empty] | 39122206 | [13 empty] | <a href="https://www.lutron.com/TechnicalDocumentLibrary/369-119_Wallbox_Warranty.pdf" target="_blank">Warranty Information</a> |  |  |  |  | 0.250 L | [14 empty] | 0 | 0 | 0 | 0 | Lighting Fixtures | 2017-09-21 10:13 | 2024-07-20 11:24 | 0000-00-00 00:00:00 | 2024-07-20 11:24 | 0000-00-00 00:00:00 | [6 empty] | Midnight
1 | Lutron Electronics | CTCL-153PH-AL-C | 4460-8411 | 4460 | 8411 | Lutron Electronics | Ecom_CTCL-153P-AL_nowallplate.jpeg?w=1500 | 27557003612 | CONTOUR CFL/LED CLAM ALMOND CSA | Skylark Contour LED+ Dimmer, Incandescent/Halogen, 3-way/single-pole, 150W LED or 600W inc/hal, clamshell packaging in almond, for Canada |  | 4.1 | 6.3 | [50 empty] | 0 | 0 | 0 | [6 empty] | 0 | 1 | 1 | EA | 1 | Lighting Controls | [27 empty] | Dimmers | [242 empty] | <a href="https://www.lutron.com/TechnicalDocumentLibrary/0301882.pdf" target="_blank">Installation Instructions</a> | [23 empty] | 10.000 DW |  |  | 7.4000 IN | [89 empty] | 1.000 EA | 1.000 EA | [35 empty] | No | [42 empty] | https://www.lutron.com/TechnicalDocumentLibrary/369683.pdf | [7 empty] | Shelf Stock | [13 empty] | <a href="https://www.lutron.com/TechnicalDocumentLibrary/368-4493_Page_5.pdf" target="_blank">Tech Drawing</a> | [25 empty] | 39122206 | [6 empty] | <a href="https://lutron.widen.net/content/stbdslloil/MP4/LED+-Dimmer-with-Wire-Leads-Installation_English.MP4?w=2048" target="_blank">Product Video Clip</a> | [6 empty] | <a href="https://www.lutron.com/TechnicalDocumentLibrary/369-119_Wallbox_Warranty.pdf" target="_blank">Warranty Information</a> |  |  |  |  | 0.900 L | [14 empty] | 0 | 0 | 0 | 0 | Lighting Fixtures | 2017-09-21 10:13 | 2024-07-20 11:21 | 0000-00-00 00:00:00 | 2024-07-20 11:21 | 0000-00-00 00:00:00 | [6 empty] | Almond
1 | Lutron Electronics | DVLV-600P-LA-CSA | 4460-8423 | 4460 | 8423 | Lutron Electronics | DV-10P-LA-LG.jpg | 27557367271 | DIVA MAGNETIC LV 600W PRESET LA CSA | Diva Dimmer - Gloss Finish, Magnetic Low-Voltage, Single-pole, 120V/600VA (450W) in light almond, for Canada |  | 2.4 | 4.5 |  | DV-10P-LA-LG.jpg | http://grandbrass.xologic.com/vendors/4460/large/DV-10P-LA-LG.jpg | [47 empty] | 0 | 0 | 0 | [6 empty] | 0 | 1 | 1 | EA | 1 | Lighting Controls | [27 empty] | Dimmers | [242 empty] | <a href="https://www.lutron.com/TechnicalDocumentLibrary/030448c.pdf" target="_blank">Installation Instructions</a> | [23 empty] | 10.000 DW |  |  | 2.4000 IN | [89 empty] | 1.000 EA | 1.000 EA | [35 empty] | No | [42 empty] | https://www.lutron.com/TechnicalDocumentLibrary/DivaSatinColors.pdf | [7 empty] | Shelf Stock | [13 empty] | <a href="https://www.lutron.com/TechnicalDocumentLibrary/368-4493_Page_2.pdf" target="_blank">Tech Drawing</a> | [25 empty] | 39122206 | [13 empty] | <a href="https://www.lutron.com/TechnicalDocumentLibrary/369-119_Wallbox_Warranty.pdf" target="_blank">Warranty Information</a> |  |  |  |  | 0.250 L | [14 empty] | 0 | 0 | 0 | 0 | Lighting Fixtures | 2017-09-21 10:13 | 2024-07-20 11:25 | 0000-00-00 00:00:00 | 2024-07-20 11:25 | 0000-00-00 00:00:00
1 | Lutron Electronics | AY-10P-LA-CSA | 4460-8424 | 4460 | 8424 | Lutron Electronics | AY-10P-LA-LG.jpg | 27557367370 | ARIADNI INCANDESCENT 1000W CSA | Ariadni Dimmer, Incandescent/Halogen, Single-pole, preset, 120V/1000W in light almond, for Canada |  | 2.3 | 4.6 |  | AY-10P-LA-LG.jpg | http://grandbrass.xologic.com/vendors/4460/large/AY-10P-LA-LG.jpg | [47 empty] | 0 | 0 | 0 | [6 empty] | 0 | 1 | 1 | EA | 1 | Lighting Controls | [27 empty] | Dimmers | [242 empty] | <a href="https://www.lutron.com/TechnicalDocumentLibrary/0301689.pdf" target="_blank">Installation Instructions</a> | [23 empty] | 10.000 DW |  |  | 2.3000 IN | [89 empty] | 1.000 EA | 1.000 EA | [35 empty] | No | [42 empty] | https://assets.lutron.com/a/documents/spec%20guide%20volume%201%20with%20addendums.pdf#page=50 | [7 empty] | Shelf Stock | [13 empty] | <a href="https://www.lutron.com/TechnicalDocumentLibrary/368-4493_Page_2.pdf" target="_blank">Tech Drawing</a> | [25 empty] | 39122206 | [6 empty] | <a href="https://www.lutron.com/Education-Training/Tools/Pages/InstallDimmer.aspx?syst=Dimmers+%26+Switches&prodn=Ariadni%c2%ae+%2f+Toggler%c2%ae+dimmer" target="_blank">Product Video Clip</a> | [6 empty] | <a href="https://www.lutron.com/TechnicalDocumentLibrary/369-119_Wallbox_Warranty.pdf" target="_blank">Warranty Information</a> |  |  |  |  | 0.270 L | [14 empty] | 0 | 0 | 0 | 0 | Lighting Fixtures | 2017-09-21 10:13 | 2024-07-20 11:24 | 0000-00-00 00:00:00 | 2024-07-20 11:24 | 0000-00-00 00:00:00
1 | Lutron Electronics | S2-LF-WH-CSA | 4460-8425 | 4460 | 8425 | Lutron Electronics | S2-LF-WH-CSA.jpg | 27557370608 | SKYLARK DUAL FAN/LIGHT WH CSA | Skylark Fan/Light Control, Single-pole, fully variable fan control and dimmer, 120V/300W light, 2.5A fan in white, for Canada |  | 2.3 | 4.6 |  | S2-LF-WH-CSA.jpg | http://grandbrass.xologic.com/vendors/4460/large/S2-LF-WH-CSA.jpg | [47 empty] | 0 | 0 | 0 | [6 empty] | 0 | 1 | 1 | EA | 1 | Lighting Controls | [27 empty] | Lightswitches | [242 empty] | <a href="https://www.lutron.com/TechnicalDocumentLibrary/0301992.pdf" target="_blank">Installation Instructions</a> | [23 empty] | 10.000 DW |  |  | 2.3000 IN | [89 empty] | 1.000 EA | 1.000 EA | [35 empty] | No | [42 empty] | https://www.lutron.com/technicaldocumentlibrary/spec%20guide%20volume%201%20with%20addendums.pdf#page=20 | [7 empty] | Shelf Stock | [13 empty] | <a href="https://www.lutron.com/TechnicalDocumentLibrary/368-4493_Page_30.pdf" target="_blank">Tech Drawing</a> | [25 empty] | 39122232 | [13 empty] | <a href="https://www.lutron.com/TechnicalDocumentLibrary/369-119_Wallbox_Warranty.pdf" target="_blank">Warranty Information</a> |  |  |  |  | 0.290 L | [14 empty] | 0 | 0 | 0 | 0 | Lighting Fixtures | 2017-09-21 10:13 | 2024-07-20 11:23 | 0000-00-00 00:00:00 | 2024-07-20 11:23 | 0000-00-00 00:00:00 | [6 empty] | White
1 | Lutron Electronics | S2-LFSQ-BL-CSA | 4460-8429 | 4460 | 8429 | Lutron Electronics | S2-LFSQ-BL-CSA.jpg | 27557524353 | SKYLARK DUAL LGT/QUIET FAN BL CSA | Skylark Fan/Light Control, Single-pole, quiet 3-speed and dimmer, 120V/300W light, 1.5A fan in black, for Canada |  | 2.3 | 4.6 |  | S2-LFSQ-BL-CSA.jpg | http://grandbrass.xologic.com/vendors/4460/large/S2-LFSQ-BL-CSA.jpg | [47 empty] | 0 | 0 | 0 | [6 empty] | 0 | 1 | 1 | EA | 1 | Lighting Controls | [27 empty] | Lightswitches | [242 empty] | <a href="https://www.lutron.com/TechnicalDocumentLibrary/0301992.pdf" target="_blank">Installation Instructions</a> | [23 empty] | 15.000 DW |  |  | 2.3000 IN | [89 empty] | 1.000 EA | 1.000 EA | [35 empty] | No | [42 empty] | https://www.lutron.com/technicaldocumentlibrary/spec%20guide%20volume%201%20with%20addendums.pdf#page=20 | [7 empty] | Shelf Stock | [13 empty] | <a href="https://www.lutron.com/TechnicalDocumentLibrary/368-4493_Page_30.pdf" target="_blank">Tech Drawing</a> | [25 empty] | 39122232 | [13 empty] | <a href="https://www.lutron.com/TechnicalDocumentLibrary/369-119_Wallbox_Warranty.pdf" target="_blank">Warranty Information</a> |  |  |  |  | 0.290 L | [14 empty] | 0 | 0 | 0 | 0 | Lighting Fixtures | 2017-09-21 10:13 | 2024-07-20 11:28 | 0000-00-00 00:00:00 | 2024-07-20 11:28 | 0000-00-00 00:00:00 | [6 empty] | Black
1 | Lutron Electronics | S2-LF-GR-CSA | 4460-8430 | 4460 | 8430 | Lutron Electronics | S2-LF-GR-CSA.jpg | 27557524391 | SKYLARK DUAL FAN/LIGHT GRAY CSA | Skylark Fan/Light Control, Single-pole, fully variable fan control and dimmer, 120V/300W light, 2.5A fan in gray, for Canada |  | 2.3 | 4.6 |  | S2-LF-GR-CSA.jpg | http://grandbrass.xologic.com/vendors/4460/large/S2-LF-GR-CSA.jpg | [47 empty] | 0 | 0 | 0 | [6 empty] | 0 | 1 | 1 | EA | 1 | Lighting Controls | [27 empty] | Lightswitches | [242 empty] | <a href="https://www.lutron.com/TechnicalDocumentLibrary/0301992.pdf" target="_blank">Installation Instructions</a> | [23 empty] | 5.000 DW |  |  | 2.3000 IN | [89 empty] | 1.000 EA | 1.000 EA | [35 empty] | No | [42 empty] | https://www.lutron.com/technicaldocumentlibrary/spec%20guide%20volume%201%20with%20addendums.pdf#page=20 | [7 empty] | Shelf Stock | [13 empty] | <a href="https://www.lutron.com/TechnicalDocumentLibrary/368-4493_Page_30.pdf" target="_blank">Tech Drawing</a> | [25 empty] | 39122232 | [13 empty] | <a href="https://www.lutron.com/TechnicalDocumentLibrary/369-119_Wallbox_Warranty.pdf" target="_blank">Warranty Information</a> |  |  |  |  | 0.250 L | [14 empty] | 0 | 0 | 0 | 0 | Lighting Fixtures | 2017-09-21 10:13 | 2024-07-20 11:21 | 0000-00-00 00:00:00 | 2024-07-20 11:21 | 0000-00-00 00:00:00 | [6 empty] | Gray
1 | Lutron Electronics | SELV-300P-LA-CSA | 4460-8432 | 4460 | 8432 | Lutron Electronics | SELV-300P-LA-CSA.jpg | 27557530071 | SKYLARK 300W PRESET ELECTR LOW CSA | Skylark Dimmer with On/Off Switch, Electronic Low-Voltage, Single-pole, preset, 120V/300W in light almond, for Canada |  | 2.3 | 4.6 |  | SELV-300P-LA-CSA.jpg | http://grandbrass.xologic.com/vendors/4460/large/SELV-300P-LA-CSA.jpg | [47 empty] | 0 | 0 | 0 | [6 empty] | 0 | 1 | 1 | EA | 1 | Lighting Controls | [27 empty] | Dimmers | [242 empty] | <a href="https://www.lutron.com/TechnicalDocumentLibrary/0301295.pdf" target="_blank">Installation Instructions</a> | [23 empty] | 2.000 DW |  |  | 2.3000 IN | [89 empty] | 1.000 EA | 1.000 EA | [35 empty] | No | [42 empty] | https://www.lutron.com/technicaldocumentlibrary/spec%20guide%20volume%201%20with%20addendums.pdf#page=20 | [7 empty] | Shelf Stock | [13 empty] | <a href="https://www.lutron.com/TechnicalDocumentLibrary/368-4493_Page_41.pdf" target="_blank">Tech Drawing</a> | [25 empty] | 39122206 | [13 empty] | <a href="https://www.lutron.com/TechnicalDocumentLibrary/369-119_Wallbox_Warranty.pdf" target="_blank">Warranty Information</a> |  |  |  |  | 0.240 L | [14 empty] | 0 | 0 | 0 | 0 | Lighting Fixtures | 2017-09-21 10:13 | 2024-07-20 11:28 | 0000-00-00 00:00:00 | 2024-07-20 11:28 | 0000-00-00 00:00:00
1 | Lutron Electronics | SELV-303P-LA-CSA | 4460-8433 | 4460 | 8433 | Lutron Electronics | SELV-303P-LA-CSA.jpg | 27557530156 | SKYLARK 300W 3WY PRESET ELV LA CSA | Skylark Dimmer with On/Off Switch, Electronic Low-Voltage, 3-way, preset, 120V/300W in light almond, for Canada |  | 2.3 | 4.6 |  | SELV-303P-LA-CSA.jpg | http://grandbrass.xologic.com/vendors/4460/large/SELV-303P-LA-CSA.jpg | [47 empty] | 0 | 0 | 0 | [6 empty] | 0 | 1 | 1 | EA | 1 | Lighting Controls | [27 empty] | Dimmers | [242 empty] | <a href="https://www.lutron.com/TechnicalDocumentLibrary/0301295.pdf" target="_blank">Installation Instructions</a> | [23 empty] | 5.000 DW |  |  | 2.3000 IN | [89 empty] | 1.000 EA | 1.000 EA | [35 empty] | No | [42 empty] | https://www.lutron.com/technicaldocumentlibrary/spec%20guide%20volume%201%20with%20addendums.pdf#page=20 | [7 empty] | Shelf Stock | [13 empty] | <a href="https://www.lutron.com/TechnicalDocumentLibrary/368-4493_Page_39.pdf" target="_blank">Tech Drawing</a> | [25 empty] | 39122206 | [13 empty] | <a href="https://www.lutron.com/TechnicalDocumentLibrary/369-119_Wallbox_Warranty.pdf" target="_blank">Warranty Information</a> |  |  |  |  | 0.250 L | [14 empty] | 0 | 0 | 0 | 0 | Lighting Fixtures | 2017-09-21 10:13 | 2024-07-20 11:29 | 0000-00-00 00:00:00 | 2024-07-20 11:29 | 0000-00-00 00:00:00
1 | Lutron Electronics | SLV-600P-LA-CSA | 4460-8434 | 4460 | 8434 | Lutron Electronics | SLV-600P-LA-CSA.jpg | 27557530217 | SKYLARK 600VA LV PRESET LIGHT CSA | Skylark Dimmer with On/Off Switch, Magnetic Low-Voltage, Single-pole, preset, 120V/600VA (450W) in light almond, for Canada |  | 2.3 | 4.6 |  | SLV-600P-LA-CSA.jpg | http://grandbrass.xologic.com/vendors/4460/large/SLV-600P-LA-CSA.jpg | [47 empty] | 0 | 0 | 0 | [6 empty] | 0 | 1 | 1 | EA | 1 | Lighting Controls | [27 empty] | Dimmers | [242 empty] | <a href="https://www.lutron.com/TechnicalDocumentLibrary/0301296.pdf" target="_blank">Installation Instructions</a> | [23 empty] | 2.000 DW |  |  | 2.3000 IN | [89 empty] | 1.000 EA | 1.000 EA | [35 empty] | No | [42 empty] | https://www.lutron.com/technicaldocumentlibrary/spec%20guide%20volume%201%20with%20addendums.pdf#page=20 | [7 empty] | Shelf Stock | [13 empty] | <a href="https://www.lutron.com/TechnicalDocumentLibrary/368-4493_Page_2.pdf" target="_blank">Tech Drawing</a> | [25 empty] | 39122206 | [13 empty] | <a href="https://www.lutron.com/TechnicalDocumentLibrary/369-119_Wallbox_Warranty.pdf" target="_blank">Warranty Information</a> |  |  |  |  | 0.240 L | [14 empty] | 0 | 0 | 0 | 0 | Lighting Fixtures | 2017-09-21 10:13 | 2024-07-20 11:24 | 0000-00-00 00:00:00 | 2024-07-20 11:24 | 0000-00-00 00:00:00
1 | Lutron Electronics | AY-10P-AL-CSA | 4460-8450 | 4460 | 8450 | Lutron Electronics | AY-10P-AL-LG.jpg | 27557595681 | ARIADNI 1000W PRESET CSA | Ariadni Dimmer, Incandescent/Halogen, Single-pole, preset, 120V/1000W in almond, for Canada |  | 2.3 | 4.6 |  | AY-10P-AL-LG.jpg | http://grandbrass.xologic.com/vendors/4460/large/AY-10P-AL-LG.jpg | [47 empty] | 0 | 0 | 0 | [6 empty] | 0 | 1 | 1 | EA | 1 | Lighting Controls | [27 empty] | Dimmers | [242 empty] | <a href="https://www.lutron.com/TechnicalDocumentLibrary/0301689.pdf" target="_blank">Installation Instructions</a> | [23 empty] | 2.000 DW |  |  | 2.3000 IN | [89 empty] | 1.000 EA | 1.000 EA | [35 empty] | No | [42 empty] | https://assets.lutron.com/a/documents/spec%20guide%20volume%201%20with%20addendums.pdf#page=50 | [7 empty] | Shelf Stock | [13 empty] | <a href="https://www.lutron.com/TechnicalDocumentLibrary/368-4493_Page_2.pdf" target="_blank">Tech Drawing</a> | [25 empty] | 39122206 | [6 empty] | <a href="https://www.lutron.com/Education-Training/Tools/Pages/InstallDimmer.aspx?syst=Dimmers+%26+Switches&prodn=Ariadni%c2%ae+%2f+Toggler%c2%ae+dimmer" target="_blank">Product Video Clip</a> | [6 empty] | <a href="https://www.lutron.com/TechnicalDocumentLibrary/369-119_Wallbox_Warranty.pdf" target="_blank">Warranty Information</a> |  |  |  |  | 0.270 L | [14 empty] | 0 | 0 | 0 | 0 | Lighting Fixtures | 2017-09-21 10:14 | 2024-07-20 11:24 | 0000-00-00 00:00:00 | 2024-07-20 11:24 | 0000-00-00 00:00:00 | [6 empty] | Almond
1 | Lutron Electronics | AY-10PNL-LA-CSA | 4460-8451 | 4460 | 8451 | Lutron Electronics | AY-10PNL-LA.jpg | 27557595704 | ARIADNI 1000W NLITE LIGHT ALMOND CSA | Ariadni Dimmer with Locator Light, Incandescent/Halogen, Single-pole, preset, 120V/1000W in light almond, for Canada |  | 2.3 | 4.6 |  | AY-10PNL-LA.jpg | http://grandbrass.xologic.com/vendors/4460/large/AY-10PNL-LA.jpg | [47 empty] | 0 | 0 | 0 | [6 empty] | 0 | 1 | 1 | EA | 1 | Lighting Controls | [27 empty] | Dimmers | [242 empty] | <a href="https://www.lutron.com/TechnicalDocumentLibrary/0301689.pdf" target="_blank">Installation Instructions</a> | [23 empty] | 2.000 DW |  |  | 2.3000 IN | [89 empty] | 1.000 EA | 1.000 EA | [35 empty] | No | [42 empty] | https://assets.lutron.com/a/documents/spec%20guide%20volume%201%20with%20addendums.pdf#page=50 | [7 empty] | Shelf Stock | [13 empty] | <a href="https://www.lutron.com/TechnicalDocumentLibrary/368-4493_Page_2.pdf" target="_blank">Tech Drawing</a> | [25 empty] | 39122206 | [6 empty] | <a href="https://www.lutron.com/Education-Training/Tools/Pages/InstallDimmer.aspx?syst=Dimmers+%26+Switches&prodn=Ariadni%c2%ae+%2f+Toggler%c2%ae+dimmer" target="_blank">Product Video Clip</a> | [6 empty] | <a href="https://www.lutron.com/TechnicalDocumentLibrary/369-119_Wallbox_Warranty.pdf" target="_blank">Warranty Information</a> |  |  |  |  | 0.270 L | [14 empty] | 0 | 0 | 0 | 0 | Lighting Fixtures | 2017-09-21 10:14 | 2024-07-20 11:27 | 0000-00-00 00:00:00 | 2024-07-20 11:27 | 0000-00-00 00:00:00
4 | Lutron Electronics | AYFSQ-F-BR-CSA | 4460-8453 | 4460 | 8453 | Lutron Electronics | Ecom_AYFSQ-F-BR_withwallplate.jpeg?w=1500 | 27557595810 | ARIADNI QUIET FAN BROWN CSA | Ariadni Fan Control, 3-way/single-pole, quiet 3-speed, 120V/1.5A in brown, for Canada |  | 2.3 | 4.6 | [50 empty] | 0 | 0 | 0 | [6 empty] | 0 | 1 | 1 | EA | 1 |  |  |  | Control And Automation |  | Switches |  | Speed Switch | [263 empty] | <a href="https://www.lutron.com/TechnicalDocumentLibrary/030-1541_Combined_Language.pdf" target="_blank">Installation Instructions</a> | [23 empty] | 5.000 DW |  |  | 2.3000 IN | [89 empty] | 1.000 EA | 1.000 EA | [35 empty] | No | [42 empty] | https://assets.lutron.com/a/documents/spec%20guide%20volume%201%20with%20addendums.pdf#page=50 | [7 empty] | Shelf Stock | [13 empty] | <a href="https://www.lutron.com/TechnicalDocumentLibrary/368-4493_Page_5.pdf" target="_blank">Tech Drawing</a> | [25 empty] | 39122240 | [13 empty] | <a href="https://www.lutron.com/TechnicalDocumentLibrary/369-119_Wallbox_Warranty.pdf" target="_blank">Warranty Information</a> |  |  |  |  | 0.250 L | [14 empty] | 0 | 0 | 0 | 0 | Electrical | 2017-09-21 10:14 | 2024-07-20 11:29 | 0000-00-00 00:00:00 | 2024-07-20 11:29 | 0000-00-00 00:00:00 | [6 empty] | Brown
4 | Lutron Electronics | AYFSQ-F-LA-CSA | 4460-8454 | 4460 | 8454 | Lutron Electronics | Ecom_AYFSQ-F-LA_WithWallPlate.jpeg?w=1500 | 27557595834 | FAN SPD QUIET SGL PL/3-WAY 3-SPD LA CSA | Ariadni Fan Control, 3-way/single-pole, quiet 3-speed, 120V/1.5A in light almond, for Canada |  | 2.3 | 4.6 | [50 empty] | 0 | 0 | 0 | [6 empty] | 0 | 1 | 1 | EA | 1 |  |  |  | Control And Automation |  | Switches |  | Speed Switch | [263 empty] | <a href="https://www.lutron.com/TechnicalDocumentLibrary/030-1541_Combined_Language.pdf" target="_blank">Installation Instructions</a> | [23 empty] | 2.000 DW |  |  | 2.3000 IN | [89 empty] | 1.000 EA | 1.000 EA | [35 empty] | No | [42 empty] | https://assets.lutron.com/a/documents/spec%20guide%20volume%201%20with%20addendums.pdf#page=50 | [7 empty] | Shelf Stock | [13 empty] | <a href="https://www.lutron.com/TechnicalDocumentLibrary/368-4493_Page_5.pdf" target="_blank">Tech Drawing</a> | [25 empty] | 39122240 | [13 empty] | <a href="https://www.lutron.com/TechnicalDocumentLibrary/369-119_Wallbox_Warranty.pdf" target="_blank">Warranty Information</a> |  |  |  |  | 0.250 L | [14 empty] | 0 | 0 | 0 | 0 | Electrical | 2017-09-21 10:14 | 2024-07-20 11:24 | 0000-00-00 00:00:00 | 2024-07-20 11:24 | 0000-00-00 00:00:00
1 | Lutron Electronics | AYLV-600P-AL-CSA | 4460-8455 | 4460 | 8455 | Lutron Electronics | AY-10P-AL-LG.jpg | 27557595858 | ARIADNI 600VA LOW VOL CSA | Ariadni Dimmer, Magnetic Low-Voltage, Single-pole, preset, 120V/600VA (450W) in almond, for Canada |  | 2.3 | 4.6 |  | AY-10P-AL-LG.jpg | http://grandbrass.xologic.com/vendors/4460/large/AY-10P-AL-LG.jpg | [47 empty] | 0 | 0 | 0 | [6 empty] | 0 | 1 | 1 | EA | 1 | Lighting Controls | [27 empty] | Dimmers | [242 empty] | <a href="https://www.lutron.com/TechnicalDocumentLibrary/0301273.pdf" target="_blank">Installation Instructions</a> | [23 empty] | 2.000 DW |  |  | 2.3000 IN | [89 empty] | 1.000 EA | 1.000 EA | [35 empty] | No | [42 empty] | https://assets.lutron.com/a/documents/spec%20guide%20volume%201%20with%20addendums.pdf#page=50 | [7 empty] | Shelf Stock | [13 empty] | <a href="https://www.lutron.com/TechnicalDocumentLibrary/368-4493_Page_1.pdf" target="_blank">Tech Drawing</a> | [25 empty] | 39122206 | [6 empty] | <a href="https://www.lutron.com/Education-Training/Tools/Pages/InstallDimmer.aspx?syst=Dimmers+%26+Switches&prodn=Ariadni%c2%ae+%2f+Toggler%c2%ae+dimmer" target="_blank">Product Video Clip</a> | [6 empty] | <a href="https://www.lutron.com/TechnicalDocumentLibrary/369-119_Wallbox_Warranty.pdf" target="_blank">Warranty Information</a> |  |  |  |  | 0.200 L | [14 empty] | 0 | 0 | 0 | 0 | Lighting Fixtures | 2017-09-21 10:14 | 2024-07-20 11:25 | 0000-00-00 00:00:00 | 2024-07-20 11:25 | 0000-00-00 00:00:00 | [6 empty] | Almond
1 | Lutron Electronics | SF-103P-GR-CSA | 4460-8456 | 4460 | 8456 | Lutron Electronics | SF-103P-GR-CSA.jpg | 27557683494 | SKYLARK FLUOR 120V 1-10LP 3WY GR CSA | Skylark Dimmer with On/Off Switch, Fluorescent or LED Dimming with 3-Wire Ballasts and Drivers, 3-way, preset, 120V/8A in gray, for Canada |  | 2.3 | 4.6 |  | SF-103P-GR-CSA.jpg | http://grandbrass.xologic.com/vendors/4460/large/SF-103P-GR-CSA.jpg | [47 empty] | 0 | 0 | 0 | [6 empty] | 0 | 1 | 1 | EA | 1 | Lighting Controls | [27 empty] | Dimmers | [242 empty] | <a href="https://www.lutron.com/TechnicalDocumentLibrary/032047c.pdf" target="_blank">Installation Instructions</a> | [23 empty] | 10.000 DW |  |  | 2.3000 IN | [89 empty] | 1.000 EA | 1.000 EA | [35 empty] | No | [42 empty] | https://www.lutron.com/technicaldocumentlibrary/spec%20guide%20volume%201%20with%20addendums.pdf#page=20 | [7 empty] | Shelf Stock | [13 empty] | <a href="https://www.lutron.com/TechnicalDocumentLibrary/368-4493_Page_37.pdf" target="_blank">Tech Drawing</a> | [25 empty] | 39122206 | [13 empty] | <a href="https://www.lutron.com/TechnicalDocumentLibrary/369-119_Wallbox_Warranty.pdf" target="_blank">Warranty Information</a> |  |  |  |  | 0.320 L | [14 empty] | 0 | 0 | 0 | 0 | Lighting Fixtures | 2017-09-21 10:14 | 2024-07-20 11:24 | 0000-00-00 00:00:00 | 2024-07-20 11:24 | 0000-00-00 00:00:00 | [6 empty] | Gray
1 | Lutron Electronics | SLV-603P-GR-CSA | 4460-8458 | 4460 | 8458 | Lutron Electronics | SLV-603P-GR-CSA.jpg | 27557686426 | SKYLARK 600VA 3WY PRESET GR | Skylark Dimmer with On/Off Switch, Magnetic Low-Voltage, 3-way, preset, 120V/600VA (450W) in gray, for Canada |  | 2.3 | 4.6 |  | SLV-603P-GR-CSA.jpg | http://grandbrass.xologic.com/vendors/4460/large/SLV-603P-GR-CSA.jpg | [47 empty] | 0 | 0 | 0 | [6 empty] | 0 | 1 | 1 | EA | 1 | Lighting Controls | [27 empty] | Dimmers | [242 empty] | <a href="https://www.lutron.com/TechnicalDocumentLibrary/0301296.pdf" target="_blank">Installation Instructions</a> | [23 empty] | 2.000 DW |  |  | 2.3000 IN | [89 empty] | 1.000 EA | 1.000 EA | [35 empty] | No | [42 empty] | https://www.lutron.com/technicaldocumentlibrary/spec%20guide%20volume%201%20with%20addendums.pdf#page=20 | [7 empty] | Shelf Stock | [13 empty] | <a href="https://www.lutron.com/TechnicalDocumentLibrary/368-4493_Page_5.pdf" target="_blank">Tech Drawing</a> | [25 empty] | 39122206 | [13 empty] | <a href="https://www.lutron.com/TechnicalDocumentLibrary/369-119_Wallbox_Warranty.pdf" target="_blank">Warranty Information</a> |  |  |  |  | 0.240 L | [14 empty] | 0 | 0 | 0 | 0 | Lighting Fixtures | 2017-09-21 10:14 | 2024-07-20 11:24 | 0000-00-00 00:00:00 | 2024-07-20 11:24 | 0000-00-00 00:00:00 | [6 empty] | Gray
1 | Lutron Electronics | SLV-603P-IV-CSA | 4460-8459 | 4460 | 8459 | Lutron Electronics | SLV-603P-IV-CSA.jpg | 27557686457 | SKYLARK 600VA 3WY PRESET IV | Skylark Dimmer with On/Off Switch, Magnetic Low-Voltage, 3-way, preset, 120V/600VA (450W) in ivory, for Canada |  | 2.3 | 4.6 |  | SLV-603P-IV-CSA.jpg | http://grandbrass.xologic.com/vendors/4460/large/SLV-603P-IV-CSA.jpg | [47 empty] | 0 | 0 | 0 | [6 empty] | 0 | 1 | 1 | EA | 1 | Lighting Controls | [27 empty] | Dimmers | [242 empty] | <a href="https://www.lutron.com/TechnicalDocumentLibrary/0301296.pdf" target="_blank">Installation Instructions</a> | [23 empty] | 5.000 DW |  |  | 2.3000 IN | [89 empty] | 1.000 EA | 1.000 EA | [35 empty] | No | [42 empty] | https://www.lutron.com/technicaldocumentlibrary/spec%20guide%20volume%201%20with%20addendums.pdf#page=20 | [7 empty] | Shelf Stock | [13 empty] | <a href="https://www.lutron.com/TechnicalDocumentLibrary/368-4493_Page_5.pdf" target="_blank">Tech Drawing</a> | [25 empty] | 39122206 | [13 empty] | <a href="https://www.lutron.com/TechnicalDocumentLibrary/369-119_Wallbox_Warranty.pdf" target="_blank">Warranty Information</a> |  |  |  |  | 0.240 L | [14 empty] | 0 | 0 | 0 | 0 | Lighting Fixtures | 2017-09-21 10:14 | 2024-07-20 11:35 | 0000-00-00 00:00:00 | 2024-07-20 11:35 | 0000-00-00 00:00:00 | [6 empty] | Ivory
1 | Lutron Electronics | S-1000-WH-CSA | 4460-8464 | 4460 | 8464 | Lutron Electronics | S-1000-WH-CSA.jpg | 27557700511 | SKYLARK INC DRM 1000W WH CSA | Skylark Slide-to-Off Dimmer, Incandescent/Halogen, Single-pole, 120V/1000W in white, for Canada |  | 2.3 | 2 |  | S-1000-WH-CSA.jpg | http://grandbrass.xologic.com/vendors/4460/large/S-1000-WH-CSA.jpg | [47 empty] | 0 | 0 | 0 | [6 empty] | 0 | 1 | 1 | EA | 1 | Lighting Controls | [27 empty] | Dimmers | [242 empty] | <a href="https://www.lutron.com/TechnicalDocumentLibrary/0301370.pdf" target="_blank">Installation Instructions</a> | [23 empty] | 10.000 DW |  |  | 4.4000 IN | [89 empty] | 1.000 EA | 1.000 EA | [35 empty] | No | [42 empty] | https://www.lutron.com/technicaldocumentlibrary/spec%20guide%20volume%201%20with%20addendums.pdf#page=20 | [7 empty] | Shelf Stock | [13 empty] | <a href="https://www.lutron.com/TechnicalDocumentLibrary/368-4493_Page_2.pdf" target="_blank">Tech Drawing</a> | [25 empty] | 39122206 | [13 empty] | <a href="https://www.lutron.com/TechnicalDocumentLibrary/369-119_Wallbox_Warranty.pdf" target="_blank">Warranty Information</a> |  |  |  |  | 0.250 L | [14 empty] | 0 | 0 | 0 | 0 | Lighting Fixtures | 2017-09-21 10:14 | 2024-07-20 11:29 | 0000-00-00 00:00:00 | 2024-07-20 11:29 | 0000-00-00 00:00:00 | [6 empty] | White
1 | Lutron Electronics | DV-103P-BR-CSA | 4460-8465 | 4460 | 8465 | Lutron Electronics | DV-10P-BR-LG.jpg | 27557701006 | DIVA INC 1000W 3WAY BR CSA | Diva Dimmer - Gloss Finish, Incandescent/Halogen, 3-way, 120V/1000W in brown, for Canada |  | 2.3 | 4.6 |  | DV-10P-BR-LG.jpg | http://grandbrass.xologic.com/vendors/4460/large/DV-10P-BR-LG.jpg | [47 empty] | 0 | 0 | 0 | [6 empty] | 0 | 1 | 1 | EA | 1 | Lighting Controls | [27 empty] | Dimmers | [242 empty] | <a href="https://www.lutron.com/TechnicalDocumentLibrary/0301689.pdf" target="_blank">Installation Instructions</a> | [23 empty] | 2.000 DW |  |  | 2.3000 IN | [89 empty] | 1.000 EA | 1.000 EA | [35 empty] | No | [42 empty] | https://www.lutron.com/TechnicalDocumentLibrary/DivaSatinColors.pdf | [7 empty] | Shelf Stock | [13 empty] | <a href="https://www.lutron.com/TechnicalDocumentLibrary/368-4493_Page_5.pdf" target="_blank">Tech Drawing</a> | [25 empty] | 39122206 | [6 empty] | <a href="https://www.lutron.com/Education-Training/Tools/Pages/InstallDimmer.aspx?syst=Dimmers+%26+Switches&prodn=Diva%c2%ae+dimmer+%26+switch" target="_blank">Product Video Clip</a> | [6 empty] | <a href="https://www.lutron.com/TechnicalDocumentLibrary/369-119_Wallbox_Warranty.pdf" target="_blank">Warranty Information</a> |  |  |  |  | 0.290 L | [14 empty] | 0 | 0 | 0 | 0 | Lighting Fixtures | 2017-09-21 10:14 | 2024-07-20 11:29 | 0000-00-00 00:00:00 | 2024-07-20 11:29 | 0000-00-00 00:00:00 | [6 empty] | Brown
1 | Lutron Electronics | DV-103P-AL-CSA | 4460-8466 | 4460 | 8466 | Lutron Electronics | DV-10P-AL-LG.jpg | 27557701020 | DIVA INC 1000W 3WAY AL CSA | Diva Dimmer - Gloss Finish, Incandescent/Halogen, 3-way, 120V/1000W in almond, for Canada |  | 2.3 | 4.6 |  | DV-10P-AL-LG.jpg | http://grandbrass.xologic.com/vendors/4460/large/DV-10P-AL-LG.jpg | [47 empty] | 0 | 0 | 0 | [6 empty] | 0 | 1 | 1 | EA | 1 | Lighting Controls | [27 empty] | Dimmers | [242 empty] | <a href="https://www.lutron.com/TechnicalDocumentLibrary/0301689.pdf" target="_blank">Installation Instructions</a> | [23 empty] | 2.000 DW |  |  | 2.3000 IN | [89 empty] | 1.000 EA | 1.000 EA | [35 empty] | No | [42 empty] | https://www.lutron.com/TechnicalDocumentLibrary/DivaSatinColors.pdf | [7 empty] | Shelf Stock | [13 empty] | <a href="https://www.lutron.com/TechnicalDocumentLibrary/368-4493_Page_5.pdf" target="_blank">Tech Drawing</a> | [25 empty] | 39122206 | [6 empty] | <a href="https://www.lutron.com/Education-Training/Tools/Pages/InstallDimmer.aspx?syst=Dimmers+%26+Switches&prodn=Diva%c2%ae+dimmer+%26+switch" target="_blank">Product Video Clip</a> | [6 empty] | <a href="https://www.lutron.com/TechnicalDocumentLibrary/369-119_Wallbox_Warranty.pdf" target="_blank">Warranty Information</a> |  |  |  |  | 0.290 L | [14 empty] | 0 | 0 | 0 | 0 | Lighting Fixtures | 2017-09-21 10:14 | 2024-07-20 11:27 | 0000-00-00 00:00:00 | 2024-07-20 11:27 | 0000-00-00 00:00:00 | [6 empty] | Almond
1 | Lutron Electronics | DVLV-103P-BR-CSA | 4460-8469 | 4460 | 8469 | Lutron Electronics | DV-10P-BR-LG.jpg | 27557701396 | DIVA LOW VOL 1000W 3WY BR CSA | Diva Dimmer - Gloss Finish, Magnetic Low-Voltage, 3-way, 120V/1000VA (800W) in brown, for Canada |  | 2.25 | 0.8 |  | DV-10P-BR-LG.jpg | http://grandbrass.xologic.com/vendors/4460/large/DV-10P-BR-LG.jpg | [47 empty] | 0 | 0 | 0 | [6 empty] | 0 | 1 | 1 | EA | 1 | Lighting Controls | [27 empty] | Dimmers | [242 empty] | <a href="https://www.lutron.com/TechnicalDocumentLibrary/030448c.pdf" target="_blank">Installation Instructions</a> | [23 empty] | 10.000 DW |  |  | 1.5000 IN | [89 empty] | 1.000 EA | 1.000 EA | [35 empty] | No | [42 empty] | https://www.lutron.com/TechnicalDocumentLibrary/DivaSatinColors.pdf | [7 empty] | Shelf Stock | [13 empty] | <a href="https://www.lutron.com/TechnicalDocumentLibrary/368-4493_Page_5.pdf" target="_blank">Tech Drawing</a> | [25 empty] | 39122206 | [6 empty] | <a href="https://www.lutron.com/Education-Training/Tools/Pages/InstallDimmer.aspx?syst=Dimmers+%26+Switches&prodn=Diva%c2%ae+dimmer+%26+switch" target="_blank">Product Video Clip</a> | [6 empty] | <a href="https://www.lutron.com/TechnicalDocumentLibrary/369-119_Wallbox_Warranty.pdf" target="_blank">Warranty Information</a> |  |  |  |  | 0.080 L | [14 empty] | 0 | 0 | 0 | 0 | Lighting Fixtures | 2017-09-21 10:14 | 2024-07-20 11:25 | 0000-00-00 00:00:00 | 2024-07-20 11:25 | 0000-00-00 00:00:00 | [6 empty] | Brown
1 | Lutron Electronics | DVLV-103P-AL-CSA | 4460-8470 | 4460 | 8470 | Lutron Electronics | DV-10P-AL-LG.jpg | 27557701419 | DIVA LOW VOL 1000W 3WY AL CSA | Diva Dimmer - Gloss Finish, Magnetic Low-Voltage, 3-way, 120V/1000VA (800W) in almond, for Canada |  | 2.25 | 0.8 |  | DV-10P-AL-LG.jpg | http://grandbrass.xologic.com/vendors/4460/large/DV-10P-AL-LG.jpg | [47 empty] | 0 | 0 | 0 | [6 empty] | 0 | 1 | 1 | EA | 1 | Lighting Controls | [27 empty] | Dimmers | [242 empty] | <a href="https://www.lutron.com/TechnicalDocumentLibrary/030448c.pdf" target="_blank">Installation Instructions</a> | [23 empty] | 10.000 DW |  |  | 1.5000 IN | [89 empty] | 1.000 EA | 1.000 EA | [35 empty] | No | [42 empty] | https://www.lutron.com/TechnicalDocumentLibrary/DivaSatinColors.pdf | [7 empty] | Shelf Stock | [13 empty] | <a href="https://www.lutron.com/TechnicalDocumentLibrary/368-4493_Page_5.pdf" target="_blank">Tech Drawing</a> | [25 empty] | 39122206 | [6 empty] | <a href="https://www.lutron.com/Education-Training/Tools/Pages/InstallDimmer.aspx?syst=Dimmers+%26+Switches&prodn=Diva%c2%ae+dimmer+%26+switch" target="_blank">Product Video Clip</a> | [6 empty] | <a href="https://www.lutron.com/TechnicalDocumentLibrary/369-119_Wallbox_Warranty.pdf" target="_blank">Warranty Information</a> |  |  |  |  | 0.080 L | [14 empty] | 0 | 0 | 0 | 0 | Lighting Fixtures | 2017-09-21 10:14 | 2024-07-20 11:18 | 0000-00-00 00:00:00 | 2024-07-20 11:18 | 0000-00-00 00:00:00 | [6 empty] | Almond
1 | Lutron Electronics | MA-R-IV-CSA | 4460-8473 | 4460 | 8473 | Lutron Electronics | Ecom_MA-R-IV_NoWallplate.jpeg | 27557703383 | MAESTRO REMOTE IVORY CSA | Maestro Companion dimmer for multi-location use, 120V, Gloss finish in ivory, for Canada |  | 2.4 | 4.4 |  | Ecom_MA-R-IV_NoWallplate.jpeg | http://grandbrass.xologic.com/vendors/4460/large/Ecom_MA-R-IV_NoWallplate.jpeg | [47 empty] | 0 | 0 | 0 | [6 empty] | 0 | 1 | 1 | EA | 1 | Specialty Items | [27 empty] | Lighting Accessories | [242 empty] | <a href="https://www.lutron.com/TechnicalDocumentLibrary/0301940.pdf" target="_blank">Installation Instructions</a> | [23 empty] | 10.000 DW |  |  | 2.3000 IN | [89 empty] | 1.000 EA | 1.000 EA | [35 empty] | No | [42 empty] | https://www.lutron.com/TechnicalDocumentLibrary/Maestro.pdf | [7 empty] | Shelf Stock | [13 empty] | <a href="https://www.lutron.com/TechnicalDocumentLibrary/368-4493_Page_9.pdf" target="_blank">Tech Drawing</a> | [25 empty] | 39122221 | [13 empty] | <a href="https://www.lutron.com/TechnicalDocumentLibrary/369-119_Wallbox_Warranty.pdf" target="_blank">Warranty Information</a> |  |  |  |  | 0.200 L | [14 empty] | 0 | 0 | 0 | 0 | Lighting Fixtures | 2017-09-21 10:14 | 2024-07-20 11:27 | 0000-00-00 00:00:00 | 2024-07-20 11:27 | 0000-00-00 00:00:00 | [6 empty] | Ivory
1 | Lutron Electronics | AY-10P-WH-CSA | 4460-8474 | 4460 | 8474 | Lutron Electronics | AY-10P-WH-LG.jpg | 27557703680 | ARIADNI 1000W PRESET WHITE CSA | Ariadni Dimmer, Incandescent/Halogen, Single-pole, preset, 120V/1000W in white, for Canada |  | 2.3 | 4.6 |  | AY-10P-WH-LG.jpg | http://grandbrass.xologic.com/vendors/4460/large/AY-10P-WH-LG.jpg | [47 empty] | 0 | 0 | 0 | [6 empty] | 0 | 1 | 1 | EA | 1 | Lighting Controls | [27 empty] | Dimmers | [242 empty] | <a href="https://www.lutron.com/TechnicalDocumentLibrary/0301689.pdf" target="_blank">Installation Instructions</a> | [23 empty] | 2.000 DW |  |  | 2.3000 IN | [89 empty] | 1.000 EA | 1.000 EA | [35 empty] | No | [42 empty] | https://assets.lutron.com/a/documents/spec%20guide%20volume%201%20with%20addendums.pdf#page=50 | [7 empty] | Shelf Stock | [13 empty] | <a href="https://www.lutron.com/TechnicalDocumentLibrary/368-4493_Page_2.pdf" target="_blank">Tech Drawing</a> | [25 empty] | 39122206 | [6 empty] | <a href="https://www.lutron.com/Education-Training/Tools/Pages/InstallDimmer.aspx?syst=Dimmers+%26+Switches&prodn=Ariadni%c2%ae+%2f+Toggler%c2%ae+dimmer" target="_blank">Product Video Clip</a> | [6 empty] | <a href="https://www.lutron.com/TechnicalDocumentLibrary/369-119_Wallbox_Warranty.pdf" target="_blank">Warranty Information</a> |  |  |  |  | 0.270 L | [14 empty] | 0 | 0 | 0 | 0 | Lighting Fixtures | 2017-09-21 10:14 | 2024-07-20 11:24 | 0000-00-00 00:00:00 | 2024-07-20 11:24 | 0000-00-00 00:00:00 | [6 empty] | White
1 | Lutron Electronics | AY-10PNL-WH-CSA | 4460-8475 | 4460 | 8475 | Lutron Electronics | AY-10PNL-WH.jpg | 27557703703 | ARIADNI 1000W NLITE WH CSA | Ariadni Dimmer with Locator Light, Incandescent/Halogen, Single-pole, preset, 120V/1000W in white, for Canada |  | 2.3 | 4.6 |  | AY-10PNL-WH.jpg | http://grandbrass.xologic.com/vendors/4460/large/AY-10PNL-WH.jpg | [47 empty] | 0 | 0 | 0 | [6 empty] | 0 | 1 | 1 | EA | 1 | Lighting Controls | [27 empty] | Dimmers | [242 empty] | <a href="https://www.lutron.com/TechnicalDocumentLibrary/0301689.pdf" target="_blank">Installation Instructions</a> | [23 empty] | 5.000 DW |  |  | 2.3000 IN | [89 empty] | 1.000 EA | 1.000 EA | [35 empty] | No | [42 empty] | https://assets.lutron.com/a/documents/spec%20guide%20volume%201%20with%20addendums.pdf#page=50 | [7 empty] | Shelf Stock | [13 empty] | <a href="https://www.lutron.com/TechnicalDocumentLibrary/368-4493_Page_2.pdf" target="_blank">Tech Drawing</a> | [25 empty] | 39122206 | [6 empty] | <a href="https://www.lutron.com/Education-Training/Tools/Pages/InstallDimmer.aspx?syst=Dimmers+%26+Switches&prodn=Ariadni%c2%ae+%2f+Toggler%c2%ae+dimmer" target="_blank">Product Video Clip</a> | [6 empty] | <a href="https://www.lutron.com/TechnicalDocumentLibrary/369-119_Wallbox_Warranty.pdf" target="_blank">Warranty Information</a> |  |  |  |  | 0.270 L | [14 empty] | 0 | 0 | 0 | 0 | Lighting Fixtures | 2017-09-21 10:14 | 2024-07-20 11:18 | 0000-00-00 00:00:00 | 2024-07-20 11:18 | 0000-00-00 00:00:00 | [6 empty] | White
1 | Lutron Electronics | SFSQ-LF-IV-CSA | 4460-8478 | 4460 | 8478 | Lutron Electronics | Ecom_SFSQ-LF-IV_nowallplate.jpeg?w=1500 | 27557708012 | SKYLARK QUIET LT/FAN SPD IV | Skylark Fan-Speed Control, Single-pole, quiet 3-speed, 120V/360W light, 1.5A fan in ivory, for Canada |  | 2.3 | 4.6 | [50 empty] | 0 | 0 | 0 | [6 empty] | 0 | 1 | 1 | EA | 1 | Lighting Controls | [27 empty] | Lightswitches | [242 empty] | <a href="https://www.lutron.com/TechnicalDocumentLibrary/033203.pdf" target="_blank">Installation Instructions</a> | [23 empty] | 10.000 DW |  |  | 2.3000 IN | [89 empty] | 1.000 EA | 1.000 EA | [35 empty] | No | [42 empty] | https://www.lutron.com/technicaldocumentlibrary/spec%20guide%20volume%201%20with%20addendums.pdf#page=20 | [7 empty] | Shelf Stock | [13 empty] | <a href="https://www.lutron.com/TechnicalDocumentLibrary/368-4493_Page_31.pdf" target="_blank">Tech Drawing</a> | [25 empty] | 39122232 | [13 empty] | <a href="https://www.lutron.com/TechnicalDocumentLibrary/369-119_Wallbox_Warranty.pdf" target="_blank">Warranty Information</a> |  |  |  |  | 0.230 L | [14 empty] | 0 | 0 | 0 | 0 | Lighting Fixtures | 2017-09-21 10:14 | 2024-07-20 11:43 | 0000-00-00 00:00:00 | 2024-07-20 11:43 | 0000-00-00 00:00:00 | [6 empty] | Ivory
1 | Lutron Electronics | SF-103P-AL-CSA | 4460-8479 | 4460 | 8479 | Lutron Electronics | SF-103P-AL-CSA.jpg | 27557708111 | SKYLARK FLUOR 120V1-10LP 3WY AL CSA | Skylark Dimmer with On/Off Switch, Fluorescent or LED Dimming with 3-Wire Ballasts and Drivers, 3-way, preset, 120V/8A in almond, for Canada |  | 2.3 | 4.6 |  | SF-103P-AL-CSA.jpg | http://grandbrass.xologic.com/vendors/4460/large/SF-103P-AL-CSA.jpg | [47 empty] | 0 | 0 | 0 | [6 empty] | 0 | 1 | 1 | EA | 1 | Lighting Controls | [27 empty] | Dimmers | [242 empty] | <a href="https://www.lutron.com/TechnicalDocumentLibrary/032047c.pdf" target="_blank">Installation Instructions</a> | [23 empty] | 10.000 DW |  |  | 2.3000 IN | [89 empty] | 1.000 EA | 1.000 EA | [35 empty] | No | [42 empty] | https://www.lutron.com/technicaldocumentlibrary/spec%20guide%20volume%201%20with%20addendums.pdf#page=20 | [7 empty] | Shelf Stock | [13 empty] | <a href="https://www.lutron.com/TechnicalDocumentLibrary/368-4493_Page_37.pdf" target="_blank">Tech Drawing</a> | [25 empty] | 39122206 | [13 empty] | <a href="https://www.lutron.com/TechnicalDocumentLibrary/369-119_Wallbox_Warranty.pdf" target="_blank">Warranty Information</a> |  |  |  |  | 0.320 L | [14 empty] | 0 | 0 | 0 | 0 | Lighting Fixtures | 2017-09-21 10:14 | 2024-07-20 11:26 | 0000-00-00 00:00:00 | 2024-07-20 11:26 | 0000-00-00 00:00:00 | [6 empty] | Almond
1 | Lutron Electronics | SLV-600P-AL-CSA | 4460-8480 | 4460 | 8480 | Lutron Electronics | SLV-600P-AL-CSA.jpg | 27557708142 | SKYLARK 600VA LV PRESET AL CSA | Skylark Dimmer with On/Off Switch, Magnetic Low-Voltage, Single-pole, preset, 120V/600VA (450W) in almond, for Canada |  | 2.3 | 4.6 |  | SLV-600P-AL-CSA.jpg | http://grandbrass.xologic.com/vendors/4460/large/SLV-600P-AL-CSA.jpg | [47 empty] | 0 | 0 | 0 | [6 empty] | 0 | 1 | 1 | EA | 1 | Lighting Controls | [27 empty] | Dimmers | [242 empty] | <a href="https://www.lutron.com/TechnicalDocumentLibrary/0301296.pdf" target="_blank">Installation Instructions</a> | [23 empty] | 2.000 DW |  |  | 2.3000 IN | [89 empty] | 1.000 EA | 1.000 EA | [35 empty] | No | [42 empty] | https://www.lutron.com/technicaldocumentlibrary/spec%20guide%20volume%201%20with%20addendums.pdf#page=20 | [7 empty] | Shelf Stock | [13 empty] | <a href="https://www.lutron.com/TechnicalDocumentLibrary/368-4493_Page_2.pdf" target="_blank">Tech Drawing</a> | [25 empty] | 39122206 | [13 empty] | <a href="https://www.lutron.com/TechnicalDocumentLibrary/369-119_Wallbox_Warranty.pdf" target="_blank">Warranty Information</a> |  |  |  |  | 0.240 L | [14 empty] | 0 | 0 | 0 | 0 | Lighting Fixtures | 2017-09-21 10:14 | 2024-07-20 11:35 | 0000-00-00 00:00:00 | 2024-07-20 11:35 | 0000-00-00 00:00:00 | [6 empty] | Almond
1 | Lutron Electronics | SELV-303P-AL-CSA | 4460-8481 | 4460 | 8481 | Lutron Electronics | SELV-303P-AL-CSA.jpg | 27557708159 | SKYLARK 300 3WY PRESET ELV AL CSA | Skylark Dimmer with On/Off Switch, Electronic Low-Voltage, 3-way, preset, 120V/300W in almond, for Canada |  | 2.3 | 4.6 |  | SELV-303P-AL-CSA.jpg | http://grandbrass.xologic.com/vendors/4460/large/SELV-303P-AL-CSA.jpg | [47 empty] | 0 | 0 | 0 | [6 empty] | 0 | 1 | 1 | EA | 1 | Lighting Controls | [27 empty] | Dimmers | [242 empty] | <a href="https://www.lutron.com/TechnicalDocumentLibrary/0301295.pdf" target="_blank">Installation Instructions</a> | [23 empty] | 10.000 DW |  |  | 2.3000 IN | [89 empty] | 1.000 EA | 1.000 EA | [35 empty] | No | [42 empty] | https://www.lutron.com/technicaldocumentlibrary/spec%20guide%20volume%201%20with%20addendums.pdf#page=20 | [7 empty] | Shelf Stock | [13 empty] | <a href="https://www.lutron.com/TechnicalDocumentLibrary/368-4493_Page_39.pdf" target="_blank">Tech Drawing</a> | [25 empty] | 39122206 | [13 empty] | <a href="https://www.lutron.com/TechnicalDocumentLibrary/369-119_Wallbox_Warranty.pdf" target="_blank">Warranty Information</a> |  |  |  |  | 0.250 L | [14 empty] | 0 | 0 | 0 | 0 | Lighting Fixtures | 2017-09-21 10:14 | 2024-07-20 11:24 | 0000-00-00 00:00:00 | 2024-07-20 11:24 | 0000-00-00 00:00:00 | [6 empty] | Almond
1 | Lutron Electronics | SELV-300P-AL-CSA | 4460-8482 | 4460 | 8482 | Lutron Electronics | SELV-300P-AL-CSA.jpg | 27557708166 | SKYLARK 300W PRESET ELECTR AL | Skylark Dimmer with On/Off Switch, Electronic Low-Voltage, Single-pole, preset, 120V/300W in almond, for Canada |  | 2.3 | 4.6 |  | SELV-300P-AL-CSA.jpg | http://grandbrass.xologic.com/vendors/4460/large/SELV-300P-AL-CSA.jpg | [47 empty] | 0 | 0 | 0 | [6 empty] | 0 | 1 | 1 | EA | 1 | Lighting Controls | [27 empty] | Dimmers | [242 empty] | <a href="https://www.lutron.com/TechnicalDocumentLibrary/0301295.pdf" target="_blank">Installation Instructions</a> | [23 empty] | 5.000 DW |  |  | 2.3000 IN | [89 empty] | 1.000 EA | 1.000 EA | [35 empty] | No | [42 empty] | https://www.lutron.com/technicaldocumentlibrary/spec%20guide%20volume%201%20with%20addendums.pdf#page=20 | [7 empty] | Shelf Stock | [13 empty] | <a href="https://www.lutron.com/TechnicalDocumentLibrary/368-4493_Page_41.pdf" target="_blank">Tech Drawing</a> | [25 empty] | 39122206 | [13 empty] | <a href="https://www.lutron.com/TechnicalDocumentLibrary/369-119_Wallbox_Warranty.pdf" target="_blank">Warranty Information</a> |  |  |  |  | 0.240 L | [14 empty] | 0 | 0 | 0 | 0 | Lighting Fixtures | 2017-09-21 10:14 | 2024-07-20 11:24 | 0000-00-00 00:00:00 | 2024-07-20 11:24 | 0000-00-00 00:00:00 | [6 empty] | Almond
1 | Lutron Electronics | AYLV-603P-BR-CSA | 4460-8483 | 4460 | 8483 | Lutron Electronics | AY-10P-BR-LG.jpg | 27557708814 | ARIADNI 600VA 3WAY PRESET CSA | Ariadni Dimmer, Magnetic Low-Voltage, 3-way, preset, 120V/600VA (450W) in brown, for Canada |  | 2.3 | 4.6 |  | AY-10P-BR-LG.jpg | http://grandbrass.xologic.com/vendors/4460/large/AY-10P-BR-LG.jpg | [47 empty] | 0 | 0 | 0 | [6 empty] | 0 | 1 | 1 | EA | 1 | Lighting Controls | [27 empty] | Dimmers | [242 empty] | <a href="https://www.lutron.com/TechnicalDocumentLibrary/0301287.pdf" target="_blank">Installation Instructions</a> | [23 empty] | 10.000 DW |  |  | 2.3000 IN | [89 empty] | 1.000 EA | 1.000 EA | [35 empty] | No | [42 empty] | https://assets.lutron.com/a/documents/spec%20guide%20volume%201%20with%20addendums.pdf#page=50 | [7 empty] | Shelf Stock | [13 empty] | <a href="https://www.lutron.com/TechnicalDocumentLibrary/368-4493_Page_7.pdf" target="_blank">Tech Drawing</a> | [25 empty] | 39122206 | [6 empty] | <a href="https://www.lutron.com/Education-Training/Tools/Pages/InstallDimmer.aspx?syst=Dimmers+%26+Switches&prodn=Ariadni%c2%ae+%2f+Toggler%c2%ae+dimmer" target="_blank">Product Video Clip</a> | [6 empty] | <a href="https://www.lutron.com/TechnicalDocumentLibrary/369-119_Wallbox_Warranty.pdf" target="_blank">Warranty Information</a> |  |  |  |  | 0.200 L | [14 empty] | 0 | 0 | 0 | 0 | Lighting Fixtures | 2017-09-21 10:14 | 2024-07-20 11:18 | 0000-00-00 00:00:00 | 2024-07-20 11:18 | 0000-00-00 00:00:00 | [6 empty] | Brown
1 | Lutron Electronics | MA-RH-IV-CSA | 4460-8484 | 4460 | 8484 | Lutron Electronics | Ecom_MA-R-IV_NoWallplate.jpeg | 27557748360 | MAESTRO REMOTE DIMMER IVORY CLAM CSA | Maestro Companion dimmer for multi-location use, 120V, Gloss finish, clamshell packaging in ivory, for Canada |  | 2.4 | 6.9 |  | Ecom_MA-R-IV_NoWallplate.jpeg | http://grandbrass.xologic.com/vendors/4460/large/Ecom_MA-R-IV_NoWallplate.jpeg | [47 empty] | 0 | 0 | 0 | [6 empty] | 0 | 1 | 1 | EA | 1 | Specialty Items | [27 empty] | Lighting Accessories | [242 empty] | <a href="https://www.lutron.com/TechnicalDocumentLibrary/0301940.pdf" target="_blank">Installation Instructions</a> | [23 empty] | 10.000 DW |  |  | 4.0000 IN | [89 empty] | 1.000 EA | 1.000 EA | [35 empty] | No | [42 empty] | https://www.lutron.com/TechnicalDocumentLibrary/Maestro.pdf | [7 empty] | Shelf Stock | [13 empty] | <a href="https://www.lutron.com/TechnicalDocumentLibrary/368-4493_Page_9.pdf" target="_blank">Tech Drawing</a> | [25 empty] | 39122221 | [13 empty] | <a href="https://www.lutron.com/TechnicalDocumentLibrary/369-119_Wallbox_Warranty.pdf" target="_blank">Warranty Information</a> |  |  |  |  | 0.270 L | [14 empty] | 0 | 0 | 0 | 0 | Lighting Fixtures | 2017-09-21 10:14 | 2024-07-20 11:26 | 0000-00-00 00:00:00 | 2024-07-20 11:26 | 0000-00-00 00:00:00 | [6 empty] | Ivory
1 | Lutron Electronics | AY-10PNL-AL-CSA | 4460-8486 | 4460 | 8486 | Lutron Electronics | AY-10P-AL-LG.jpg | 27557595698 | ARIADNI 1000W NLITE ALMOND CSA | Ariadni Dimmer with Locator Light, Incandescent/Halogen, Single-pole, preset, 120V/1000W in almond, for Canada |  | 2.3 | 4.6 |  | AY-10P-AL-LG.jpg | http://grandbrass.xologic.com/vendors/4460/large/AY-10P-AL-LG.jpg | [47 empty] | 0 | 0 | 0 | [6 empty] | 0 | 1 | 1 | EA | 1 | Lighting Controls | [27 empty] | Dimmers | [242 empty] | <a href="https://www.lutron.com/TechnicalDocumentLibrary/0301689.pdf" target="_blank">Installation Instructions</a> | [23 empty] | 2.000 DW |  |  | 2.3000 IN | [89 empty] | 1.000 EA | 1.000 EA | [35 empty] | No | [42 empty] | https://assets.lutron.com/a/documents/spec%20guide%20volume%201%20with%20addendums.pdf#page=50 | [7 empty] | Shelf Stock | [13 empty] | <a href="https://www.lutron.com/TechnicalDocumentLibrary/368-4493_Page_2.pdf" target="_blank">Tech Drawing</a> | [25 empty] | 39122206 | [13 empty] | <a href="https://www.lutron.com/TechnicalDocumentLibrary/369-119_Wallbox_Warranty.pdf" target="_blank">Warranty Information</a> |  |  |  |  | 0.270 L | [14 empty] | 0 | 0 | 0 | 0 | Lighting Fixtures | 2017-09-21 10:14 | 2024-07-20 11:29 | 0000-00-00 00:00:00 | 2024-07-20 11:29 | 0000-00-00 00:00:00 | [6 empty] | Almond
1 | Lutron Electronics | AY2-LFSQ-AL-CSA | 4460-8487 | 4460 | 8487 | Lutron Electronics | Ecom_AY2-LFSQ-AL_withwallplate.jpeg?w=1500 | 27557595711 | ARIADNI DUAL PRESET FANSPEED ALMOND CSA | Ariadni Fan/Light Control, Fan control and dimmer, single-pole - quiet 3-speed, 120V/1.5A/300W in almond, for Canada |  | 2.3 | 4.6 | [50 empty] | 0 | 0 | 0 | [6 empty] | 0 | 1 | 1 | EA | 1 | Lighting Controls | [27 empty] | Lightswitches | [242 empty] | <a href="https://www.lutron.com/TechnicalDocumentLibrary/0301992.pdf" target="_blank">Installation Instructions</a> | [23 empty] | 10.000 DW |  |  | 2.3000 IN | [89 empty] | 1.000 EA | 1.000 EA | [35 empty] | No | [42 empty] | https://assets.lutron.com/a/documents/spec%20guide%20volume%201%20with%20addendums.pdf#page=50 | [7 empty] | Shelf Stock | [13 empty] | <a href="https://www.lutron.com/TechnicalDocumentLibrary/368-4493_Page_30.pdf" target="_blank">Tech Drawing</a> | [25 empty] | 39122232 | [13 empty] | <a href="https://www.lutron.com/TechnicalDocumentLibrary/369-119_Wallbox_Warranty.pdf" target="_blank">Warranty Information</a> |  |  |  |  | 0.270 L | [14 empty] | 0 | 0 | 0 | 0 | Lighting Fixtures | 2017-09-21 10:14 | 2024-07-20 11:29 | 0000-00-00 00:00:00 | 2024-07-20 11:29 | 0000-00-00 00:00:00 | [6 empty] | Almond
4 | Lutron Electronics | AYFSQ-F-IV-CSA | 4460-8489 | 4460 | 8489 | Lutron Electronics | Ecom_AYFSQ-F-IV_nowallplate.jpeg?w=1500 | 27557595827 | ARIADNI QUIET FAN IVORY CSA | Ariadni Fan Control, 3-way/single-pole, quiet 3-speed, 120V/1.5A in ivory, for Canada |  | 2.3 | 4.6 | [50 empty] | 0 | 0 | 0 | [6 empty] | 0 | 1 | 1 | EA | 1 |  |  |  | Control And Automation |  | Switches |  | Speed Switch | [263 empty] | <a href="https://www.lutron.com/TechnicalDocumentLibrary/030-1541_Combined_Language.pdf" target="_blank">Installation Instructions</a> | [23 empty] | 2.000 DW |  |  | 2.3000 IN | [89 empty] | 1.000 EA | 1.000 EA | [35 empty] | No | [42 empty] | https://assets.lutron.com/a/documents/spec%20guide%20volume%201%20with%20addendums.pdf#page=50 | [7 empty] | Shelf Stock | [13 empty] | <a href="https://www.lutron.com/TechnicalDocumentLibrary/368-4493_Page_5.pdf" target="_blank">Tech Drawing</a> | [25 empty] | 39122240 | [13 empty] | <a href="https://www.lutron.com/TechnicalDocumentLibrary/369-119_Wallbox_Warranty.pdf" target="_blank">Warranty Information</a> |  |  |  |  | 0.250 L | [14 empty] | 0 | 0 | 0 | 0 | Electrical | 2017-09-21 10:14 | 2024-07-20 11:26 | 0000-00-00 00:00:00 | 2024-07-20 11:26 | 0000-00-00 00:00:00 | [6 empty] | Ivory
4 | Lutron Electronics | AYFSQ-F-WH-CSA | 4460-8490 | 4460 | 8490 | Lutron Electronics | Ecom_AYFSQ-F-WH_nowallplate.jpeg?w=1500 | 27557595841 | ARIADNI QUIET FAN WHITE CSA | Ariadni Fan Control, 3-way/single-pole, quiet 3-speed, 120V/1.5A in white, for Canada |  | 2.3 | 4.6 | [50 empty] | 0 | 0 | 0 | [6 empty] | 0 | 1 | 1 | EA | 1 |  |  |  | Control And Automation |  | Switches |  | Speed Switch | [263 empty] | <a href="https://www.lutron.com/TechnicalDocumentLibrary/030-1541_Combined_Language.pdf" target="_blank">Installation Instructions</a> | [23 empty] | 2.000 DW |  |  | 2.3000 IN | [89 empty] | 1.000 EA | 1.000 EA | [35 empty] | No | [42 empty] | https://assets.lutron.com/a/documents/spec%20guide%20volume%201%20with%20addendums.pdf#page=50 | [7 empty] | Shelf Stock | [13 empty] | <a href="https://www.lutron.com/TechnicalDocumentLibrary/368-4493_Page_5.pdf" target="_blank">Tech Drawing</a> | [25 empty] | 39122240 | [13 empty] | <a href="https://www.lutron.com/TechnicalDocumentLibrary/369-119_Wallbox_Warranty.pdf" target="_blank">Warranty Information</a> |  |  |  |  | 0.250 L | [14 empty] | 0 | 0 | 0 | 0 | Electrical | 2017-09-21 10:14 | 2024-07-20 11:21 | 0000-00-00 00:00:00 | 2024-07-20 11:21 | 0000-00-00 00:00:00 | [6 empty] | White
1 | Lutron Electronics | AYLV-603P-AL-CSA | 4460-8491 | 4460 | 8491 | Lutron Electronics | AY-10P-AL-LG.jpg | 27557595865 | ARIADNI 600VA 3WY LOW VOL CSA | Ariadni Dimmer, Magnetic Low-Voltage, 3-way, preset, 120V/600VA (450W) in almond, for Canada |  | 2.3 | 4.6 |  | AY-10P-AL-LG.jpg | http://grandbrass.xologic.com/vendors/4460/large/AY-10P-AL-LG.jpg | [47 empty] | 0 | 0 | 0 | [6 empty] | 0 | 1 | 1 | EA | 1 | Lighting Controls | [27 empty] | Dimmers | [242 empty] | <a href="https://www.lutron.com/TechnicalDocumentLibrary/0301287.pdf" target="_blank">Installation Instructions</a> | [23 empty] | 2.000 DW |  |  | 2.3000 IN | [89 empty] | 1.000 EA | 1.000 EA | [35 empty] | No | [42 empty] | https://assets.lutron.com/a/documents/spec%20guide%20volume%201%20with%20addendums.pdf#page=50 | [7 empty] | Shelf Stock | [13 empty] | <a href="https://www.lutron.com/TechnicalDocumentLibrary/368-4493_Page_7.pdf" target="_blank">Tech Drawing</a> | [25 empty] | 39122206 | [13 empty] | <a href="https://www.lutron.com/TechnicalDocumentLibrary/369-119_Wallbox_Warranty.pdf" target="_blank">Warranty Information</a> |  |  |  |  | 0.200 L | [14 empty] | 0 | 0 | 0 | 0 | Lighting Fixtures | 2017-09-21 10:14 | 2024-07-20 11:24 | 0000-00-00 00:00:00 | 2024-07-20 11:24 | 0000-00-00 00:00:00 | [6 empty] | Almond
1 | Lutron Electronics | SFSQ-LF-LA-CSA | 4460-8492 | 4460 | 8492 | Lutron Electronics | SFSQ-LF-LA.jpeg?w=1500 | 27557653329 | SKYLARK QUIET LIGHT/FAN SPD CSA | Skylark Fan-Speed Control, Single-pole, quiet 3-speed, 120V/360W light, 1.5A fan in light almond, for Canada |  | 2.3 | 4.6 | [50 empty] | 0 | 0 | 0 | [6 empty] | 0 | 1 | 1 | EA | 1 | Lighting Controls | [27 empty] | Lightswitches | [242 empty] | <a href="https://www.lutron.com/TechnicalDocumentLibrary/033203.pdf" target="_blank">Installation Instructions</a> | [23 empty] | 10.000 DW |  |  | 2.3000 IN | [89 empty] | 1.000 EA | 1.000 EA | [35 empty] | No | [42 empty] | https://www.lutron.com/technicaldocumentlibrary/spec%20guide%20volume%201%20with%20addendums.pdf#page=20 | [7 empty] | Shelf Stock | [13 empty] | <a href="https://www.lutron.com/TechnicalDocumentLibrary/368-4493_Page_31.pdf" target="_blank">Tech Drawing</a> | [25 empty] | 39122232 | [13 empty] | <a href="https://www.lutron.com/TechnicalDocumentLibrary/369-119_Wallbox_Warranty.pdf" target="_blank">Warranty Information</a> |  |  |  |  | 0.230 L | [14 empty] | 0 | 0 | 0 | 0 | Lighting Fixtures | 2017-09-21 10:14 | 2024-07-20 11:23 | 0000-00-00 00:00:00 | 2024-07-20 11:23 | 0000-00-00 00:00:00
4 | Lutron Electronics | SFSQ-F-LA-CSA | 4460-8493 | 4460 | 8493 | Lutron Electronics | Ecom_SFSQ-FH-LA_nowallplate.jpeg?w=1500 | 27557655453 | SKYLARK QUIET FAN SPEED LIGHT CSA | Skylark Fan-Speed Control, Single-pole, quiet 3-speed, 120V/1.5A in light almond, for Canada |  | 2.3 | 4.6 | [50 empty] | 0 | 0 | 0 | [6 empty] | 0 | 1 | 1 | EA | 1 |  |  |  | Control And Automation |  | Switches |  | Speed Switch | [263 empty] | <a href="https://www.lutron.com/TechnicalDocumentLibrary/033206.pdf" target="_blank">Installation Instructions</a> | [23 empty] | 30.000 DW |  |  | 2.3000 IN | [89 empty] | 1.000 EA | 1.000 EA | [35 empty] | No | [42 empty] | https://www.lutron.com/technicaldocumentlibrary/spec%20guide%20volume%201%20with%20addendums.pdf#page=20 | [7 empty] | Shelf Stock | [13 empty] | <a href="https://www.lutron.com/TechnicalDocumentLibrary/368-4493_Page_2.pdf" target="_blank">Tech Drawing</a> | [25 empty] | 39122240 | [13 empty] | <a href="https://www.lutron.com/TechnicalDocumentLibrary/369-119_Wallbox_Warranty.pdf" target="_blank">Warranty Information</a> |  |  |  |  | 0.220 L | [14 empty] | 0 | 0 | 0 | 0 | Electrical | 2017-09-21 10:14 | 2024-07-20 11:26 | 0000-00-00 00:00:00 | 2024-07-20 11:26 | 0000-00-00 00:00:00
1 | Lutron Electronics | S2-LF-LA-CSA | 4460-8494 | 4460 | 8494 | Lutron Electronics | S2-LF-LA-CSA.jpg | 27557655507 | SKYLARK DUAL FAN/LIGHT/LIGHT CSA | Skylark Fan/Light Control, Single-pole, fully variable fan control and dimmer, 120V/300W light, 2.5A fan in light almond, for Canada |  | 2.3 | 4.6 |  | S2-LF-LA-CSA.jpg | http://grandbrass.xologic.com/vendors/4460/large/S2-LF-LA-CSA.jpg | [47 empty] | 0 | 0 | 0 | [6 empty] | 0 | 1 | 1 | EA | 1 | Lighting Controls | [27 empty] | Lightswitches | [242 empty] | <a href="https://www.lutron.com/TechnicalDocumentLibrary/0301992.pdf" target="_blank">Installation Instructions</a> | [23 empty] | 5.000 DW |  |  | 2.3000 IN | [89 empty] | 1.000 EA | 1.000 EA | [35 empty] | No | [42 empty] | https://www.lutron.com/technicaldocumentlibrary/spec%20guide%20volume%201%20with%20addendums.pdf#page=20 | [7 empty] | Shelf Stock | [13 empty] | <a href="https://www.lutron.com/TechnicalDocumentLibrary/368-4493_Page_30.pdf" target="_blank">Tech Drawing</a> | [25 empty] | 39122232 | [13 empty] | <a href="https://www.lutron.com/TechnicalDocumentLibrary/369-119_Wallbox_Warranty.pdf" target="_blank">Warranty Information</a> |  |  |  |  | 0.290 L | [14 empty] | 0 | 0 | 0 | 0 | Lighting Fixtures | 2017-09-21 10:15 | 2024-07-20 11:18 | 0000-00-00 00:00:00 | 2024-07-20 11:18 | 0000-00-00 00:00:00
4 | Lutron Electronics | SFS-5E-LA-CSA | 4460-8495 | 4460 | 8495 | Lutron Electronics | Ecom_SFS-5E-LA_WithWallPlate.jpeg?w=1500 | 27557655521 | SKYLARK 120V 5A FAN SPD LIGHT CSA | Skylark Fan-Speed Control, Single-pole, slide-to-off, fully variable fan control, 120V/5A in light almond, for Canada |  | 2.3 | 4.6 | [50 empty] | 0 | 0 | 0 | [6 empty] | 0 | 1 | 1 | EA | 1 |  |  |  | Control And Automation |  | Switches |  | Speed Switch | [263 empty] | <a href="https://www.lutron.com/TechnicalDocumentLibrary/033203.pdf" target="_blank">Installation Instructions</a> | [23 empty] | 5.000 DW |  |  | 2.3000 IN | [89 empty] | 1.000 EA | 1.000 EA | [35 empty] | No | [42 empty] | https://www.lutron.com/technicaldocumentlibrary/spec%20guide%20volume%201%20with%20addendums.pdf#page=20 | [7 empty] | Shelf Stock | [13 empty] | <a href="https://www.lutron.com/TechnicalDocumentLibrary/368-4493_Page_31.pdf" target="_blank">Tech Drawing</a> | [25 empty] | 39122240 | [13 empty] | <a href="https://www.lutron.com/TechnicalDocumentLibrary/369-119_Wallbox_Warranty.pdf" target="_blank">Warranty Information</a> |  |  |  |  | 0.250 L | [14 empty] | 0 | 0 | 0 | 0 | Electrical | 2017-09-21 10:15 | 2024-07-20 11:26 | 0000-00-00 00:00:00 | 2024-07-20 11:26 | 0000-00-00 00:00:00
1 | Lutron Electronics | SF-103P-IV-CSA | 4460-8497 | 4460 | 8497 | Lutron Electronics | SF-103P-IV-CSA.jpg | 27557683487 | SKYLARK FLUOR 120V 1-10LP 3WY IVORY CSA | Skylark Dimmer with On/Off Switch, Fluorescent or LED Dimming with 3-Wire Ballasts and Drivers, 3-way, preset, 120V/8A in ivory, for Canada |  | 2.3 | 4.6 |  | SF-103P-IV-CSA.jpg | http://grandbrass.xologic.com/vendors/4460/large/SF-103P-IV-CSA.jpg | [47 empty] | 0 | 0 | 0 | [6 empty] | 0 | 1 | 1 | EA | 1 | Lighting Controls | [27 empty] | Dimmers | [242 empty] | <a href="https://www.lutron.com/TechnicalDocumentLibrary/032047c.pdf" target="_blank">Installation Instructions</a> | [23 empty] | 2.000 DW |  |  | 2.3000 IN | [89 empty] | 1.000 EA | 1.000 EA | [35 empty] | No | [42 empty] | https://www.lutron.com/technicaldocumentlibrary/spec%20guide%20volume%201%20with%20addendums.pdf#page=20 | [7 empty] | Shelf Stock | [13 empty] | <a href="https://www.lutron.com/TechnicalDocumentLibrary/368-4493_Page_37.pdf" target="_blank">Tech Drawing</a> | [25 empty] | 39122206 | [13 empty] | <a href="https://www.lutron.com/TechnicalDocumentLibrary/369-119_Wallbox_Warranty.pdf" target="_blank">Warranty Information</a> |  |  |  |  | 0.320 L | [14 empty] | 0 | 0 | 0 | 0 | Lighting Fixtures | 2017-09-21 10:15 | 2024-07-20 11:26 | 0000-00-00 00:00:00 | 2024-07-20 11:26 | 0000-00-00 00:00:00 | [6 empty] | Ivory
1 | Lutron Electronics | SLV-603P-WH-CSA | 4460-8499 | 4460 | 8499 | Lutron Electronics | SLV-603P-WH-CSA.jpg | 27557686433 | SKYLARK 600VA 3WY PRESET WH | Skylark Dimmer with On/Off Switch, Magnetic Low-Voltage, 3-way, preset, 120V/600VA (450W) in white, for Canada |  | 2.3 | 4.6 |  | SLV-603P-WH-CSA.jpg | http://grandbrass.xologic.com/vendors/4460/large/SLV-603P-WH-CSA.jpg | [47 empty] | 0 | 0 | 0 | [6 empty] | 0 | 1 | 1 | EA | 1 | Lighting Controls | [27 empty] | Dimmers | [242 empty] | <a href="https://www.lutron.com/TechnicalDocumentLibrary/0301296.pdf" target="_blank">Installation Instructions</a> | [23 empty] | 2.000 DW |  |  | 2.3000 IN | [89 empty] | 1.000 EA | 1.000 EA | [35 empty] | No | [42 empty] | https://www.lutron.com/technicaldocumentlibrary/spec%20guide%20volume%201%20with%20addendums.pdf#page=20 | [7 empty] | Shelf Stock | [13 empty] | <a href="https://www.lutron.com/TechnicalDocumentLibrary/368-4493_Page_5.pdf" target="_blank">Tech Drawing</a> | [25 empty] | 39122206 | [13 empty] | <a href="https://www.lutron.com/TechnicalDocumentLibrary/369-119_Wallbox_Warranty.pdf" target="_blank">Warranty Information</a> |  |  |  |  | 0.240 L | [14 empty] | 0 | 0 | 0 | 0 | Lighting Fixtures | 2017-09-21 10:15 | 2024-07-20 11:26 | 0000-00-00 00:00:00 | 2024-07-20 11:26 | 0000-00-00 00:00:00 | [6 empty] | White
1 | Lutron Electronics | SLV-600P-BL-CSA | 4460-8500 | 4460 | 8500 | Lutron Electronics | SLV-600P-BL-CSA.jpg | 27557686778 | SKYLARK 600VA LV PRSET BL CSA | Skylark Dimmer with On/Off Switch, Magnetic Low-Voltage, Single-pole, preset, 120V/600VA (450W) in black, for Canada |  | 2.3 | 4.6 |  | SLV-600P-BL-CSA.jpg | http://grandbrass.xologic.com/vendors/4460/large/SLV-600P-BL-CSA.jpg | [47 empty] | 0 | 0 | 0 | [6 empty] | 0 | 1 | 1 | EA | 1 | Lighting Controls | [27 empty] | Dimmers | [242 empty] | <a href="https://www.lutron.com/TechnicalDocumentLibrary/0301296.pdf" target="_blank">Installation Instructions</a> | [23 empty] | 10.000 DW |  |  | 2.3000 IN | [89 empty] | 1.000 EA | 1.000 EA | [35 empty] | No | [42 empty] | https://www.lutron.com/technicaldocumentlibrary/spec%20guide%20volume%201%20with%20addendums.pdf#page=20 | [7 empty] | Shelf Stock | [13 empty] | <a href="https://www.lutron.com/TechnicalDocumentLibrary/368-4493_Page_2.pdf" target="_blank">Tech Drawing</a> | [25 empty] | 39122206 | [13 empty] | <a href="https://www.lutron.com/TechnicalDocumentLibrary/369-119_Wallbox_Warranty.pdf" target="_blank">Warranty Information</a> |  |  |  |  | 0.240 L | [14 empty] | 0 | 0 | 0 | 0 | Lighting Fixtures | 2017-09-21 10:15 | 2024-07-20 11:21 | 0000-00-00 00:00:00 | 2024-07-20 11:21 | 0000-00-00 00:00:00 | [6 empty] | Black
1 | Lutron Electronics | SFSQ-LFH-WH-CSA | 4460-8505 | 4460 | 8505 | Lutron Electronics | Ecom_SFSQ-LFH-WH_nowallplate.jpeg?w=1500 | 27557700078 | SKYLARK QUIET FAN LIGHT WH CLAMSHELL CSA | Skylark Fan-Speed Control, Single-pole, quiet 3-speed, 120V/360W light, 1.5A fan, clamshell packaging in white, for Canada |  | 2.4 | 5.8 | [50 empty] | 0 | 0 | 0 | [6 empty] | 0 | 1 | 1 | EA | 1 | Lighting Controls | [27 empty] | Lightswitches | [242 empty] | <a href="https://www.lutron.com/TechnicalDocumentLibrary/033203.pdf" target="_blank">Installation Instructions</a> | [23 empty] | 10.000 DW |  |  | 4.0000 IN | [89 empty] | 1.000 EA | 1.000 EA | [35 empty] | No | [42 empty] | https://www.lutron.com/technicaldocumentlibrary/spec%20guide%20volume%201%20with%20addendums.pdf#page=20 | [7 empty] | Shelf Stock | [13 empty] | <a href="https://www.lutron.com/TechnicalDocumentLibrary/368-4493_Page_31.pdf" target="_blank">Tech Drawing</a> | [25 empty] | 39122232 | [13 empty] | <a href="https://www.lutron.com/TechnicalDocumentLibrary/369-119_Wallbox_Warranty.pdf" target="_blank">Warranty Information</a> |  |  |  |  | 0.250 L | [14 empty] | 0 | 0 | 0 | 0 | Lighting Fixtures | 2017-09-21 10:15 | 2024-07-20 11:21 | 0000-00-00 00:00:00 | 2024-07-20 11:21 | 0000-00-00 00:00:00 | [6 empty] | White
1 | Lutron Electronics | S-1000-IV-CSA | 4460-8506 | 4460 | 8506 | Lutron Electronics | S-1000-IV-CSA.jpg | 27557700504 | SKYLARK INC DMR 1000W IV CSA | Skylark Slide-to-Off Dimmer, Incandescent/Halogen, Single-pole, 120V/1000W in ivory, for Canada |  | 2.3 | 4.6 |  | S-1000-IV-CSA.jpg | http://grandbrass.xologic.com/vendors/4460/large/S-1000-IV-CSA.jpg | [47 empty] | 0 | 0 | 0 | [6 empty] | 0 | 1 | 1 | EA | 1 | Lighting Controls | [27 empty] | Dimmers | [242 empty] | <a href="https://www.lutron.com/TechnicalDocumentLibrary/0301370.pdf" target="_blank">Installation Instructions</a> | [23 empty] | 10.000 DW |  |  | 2.3000 IN | [89 empty] | 1.000 EA | 1.000 EA | [35 empty] | No | [42 empty] | https://www.lutron.com/technicaldocumentlibrary/spec%20guide%20volume%201%20with%20addendums.pdf#page=20 | [7 empty] | Shelf Stock | [13 empty] | <a href="https://www.lutron.com/TechnicalDocumentLibrary/368-4493_Page_2.pdf" target="_blank">Tech Drawing</a> | [25 empty] | 39122206 | [13 empty] | <a href="https://www.lutron.com/TechnicalDocumentLibrary/369-119_Wallbox_Warranty.pdf" target="_blank">Warranty Information</a> |  |  |  |  | 0.280 L | [14 empty] | 0 | 0 | 0 | 0 | Lighting Fixtures | 2017-09-21 10:15 | 2024-07-20 11:26 | 0000-00-00 00:00:00 | 2024-07-20 11:26 | 0000-00-00 00:00:00 | [6 empty] | Ivory
1 | Lutron Electronics | DV-103P-GR-CSA | 4460-8507 | 4460 | 8507 | Lutron Electronics | DV-10P-GR-LG.jpg | 27557700993 | DIVA INC 1000W 3WAY GR CSA | Diva Dimmer - Gloss Finish, Incandescent/Halogen, 3-way, 120V/1000W in gray, for Canada |  | 2.3 | 4.6 |  | DV-10P-GR-LG.jpg | http://grandbrass.xologic.com/vendors/4460/large/DV-10P-GR-LG.jpg | [47 empty] | 0 | 0 | 0 | [6 empty] | 0 | 1 | 1 | EA | 1 | Lighting Controls | [27 empty] | Dimmers | [242 empty] | <a href="https://www.lutron.com/TechnicalDocumentLibrary/0301689.pdf" target="_blank">Installation Instructions</a> | [23 empty] | 5.000 DW |  |  | 2.3000 IN | [89 empty] | 1.000 EA | 1.000 EA | [35 empty] | No | [42 empty] | https://www.lutron.com/TechnicalDocumentLibrary/DivaSatinColors.pdf | [7 empty] | Shelf Stock | [13 empty] | <a href="https://www.lutron.com/TechnicalDocumentLibrary/368-4493_Page_5.pdf" target="_blank">Tech Drawing</a> | [25 empty] | 39122206 | [6 empty] | <a href="https://www.lutron.com/Education-Training/Tools/Pages/InstallDimmer.aspx?syst=Dimmers+%26+Switches&prodn=Diva%c2%ae+dimmer+%26+switch" target="_blank">Product Video Clip</a> | [6 empty] | <a href="https://www.lutron.com/TechnicalDocumentLibrary/369-119_Wallbox_Warranty.pdf" target="_blank">Warranty Information</a> |  |  |  |  | 0.290 L | [14 empty] | 0 | 0 | 0 | 0 | Lighting Fixtures | 2017-09-21 10:15 | 2024-07-20 11:23 | 0000-00-00 00:00:00 | 2024-07-20 11:23 | 0000-00-00 00:00:00 | [6 empty] | Gray
1 | Lutron Electronics | DV-103P-BL-CSA | 4460-8508 | 4460 | 8508 | Lutron Electronics | DV-10P-BL-LG.jpg | 27557701013 | DIVA INC 1000W 3WAY BL CSA | Diva Dimmer - Gloss Finish, Incandescent/Halogen, 3-way, 120V/1000W in black, for Canada |  | 2.3 | 4.6 |  | DV-10P-BL-LG.jpg | http://grandbrass.xologic.com/vendors/4460/large/DV-10P-BL-LG.jpg | [47 empty] | 0 | 0 | 0 | [6 empty] | 0 | 1 | 1 | EA | 1 | Lighting Controls | [27 empty] | Dimmers | [242 empty] | <a href="https://www.lutron.com/TechnicalDocumentLibrary/0301689.pdf" target="_blank">Installation Instructions</a> | [23 empty] | 2.000 DW |  |  | 2.3000 IN | [89 empty] | 1.000 EA | 1.000 EA | [35 empty] | No | [42 empty] | https://www.lutron.com/TechnicalDocumentLibrary/DivaSatinColors.pdf | [7 empty] | Shelf Stock | [13 empty] | <a href="https://www.lutron.com/TechnicalDocumentLibrary/368-4493_Page_5.pdf" target="_blank">Tech Drawing</a> | [25 empty] | 39122206 | [6 empty] | <a href="https://www.lutron.com/Education-Training/Tools/Pages/InstallDimmer.aspx?syst=Dimmers+%26+Switches&prodn=Diva%c2%ae+dimmer+%26+switch" target="_blank">Product Video Clip</a> | [6 empty] | <a href="https://www.lutron.com/TechnicalDocumentLibrary/369-119_Wallbox_Warranty.pdf" target="_blank">Warranty Information</a> |  |  |  |  | 0.290 L | [14 empty] | 0 | 0 | 0 | 0 | Lighting Fixtures | 2017-09-21 10:15 | 2024-07-20 11:23 | 0000-00-00 00:00:00 | 2024-07-20 11:23 | 0000-00-00 00:00:00 | [6 empty] | Black
1 | Lutron Electronics | DVLV-103P-GR-CSA | 4460-8510 | 4460 | 8510 | Lutron Electronics | DV-10P-GR-LG.jpg | 27557701402 | DIVA LOW VOL 1000W 3WY GR CSA | Diva Dimmer - Gloss Finish, Magnetic Low-Voltage, 3-way, 120V/1000VA (800W) in gray, for Canada |  | 2.25 | 0.8 |  | DV-10P-GR-LG.jpg | http://grandbrass.xologic.com/vendors/4460/large/DV-10P-GR-LG.jpg | [47 empty] | 0 | 0 | 0 | [6 empty] | 0 | 1 | 1 | EA | 1 | Lighting Controls | [27 empty] | Dimmers | [242 empty] | <a href="https://www.lutron.com/TechnicalDocumentLibrary/030448c.pdf" target="_blank">Installation Instructions</a> | [23 empty] | 10.000 DW |  |  | 1.5000 IN | [89 empty] | 1.000 EA | 1.000 EA | [35 empty] | No | [42 empty] | https://www.lutron.com/TechnicalDocumentLibrary/DivaSatinColors.pdf | [7 empty] | Shelf Stock | [13 empty] | <a href="https://www.lutron.com/TechnicalDocumentLibrary/368-4493_Page_5.pdf" target="_blank">Tech Drawing</a> | [25 empty] | 39122206 | [6 empty] | <a href="https://www.lutron.com/Education-Training/Tools/Pages/InstallDimmer.aspx?syst=Dimmers+%26+Switches&prodn=Diva%c2%ae+dimmer+%26+switch" target="_blank">Product Video Clip</a> | [6 empty] | <a href="https://www.lutron.com/TechnicalDocumentLibrary/369-119_Wallbox_Warranty.pdf" target="_blank">Warranty Information</a> |  |  |  |  | 0.080 L | [14 empty] | 0 | 0 | 0 | 0 | Lighting Fixtures | 2017-09-21 10:15 | 2024-07-20 11:27 | 0000-00-00 00:00:00 | 2024-07-20 11:27 | 0000-00-00 00:00:00 | [6 empty] | Gray
1 | Lutron Electronics | DVLV-103P-IV-CSA | 4460-8511 | 4460 | 8511 | Lutron Electronics | DV-10P-IV-LG.jpg | 27557701426 | DIVA LOW VOL 1000W 3WY IV CSA | Diva Dimmer - Gloss Finish, Magnetic Low-Voltage, 3-way, 120V/1000VA (800W) in ivory, for Canada |  | 2.25 | 0.8 |  | DV-10P-IV-LG.jpg | http://grandbrass.xologic.com/vendors/4460/large/DV-10P-IV-LG.jpg | [47 empty] | 0 | 0 | 0 | [6 empty] | 0 | 1 | 1 | EA | 1 | Lighting Controls | [27 empty] | Dimmers | [242 empty] | <a href="https://www.lutron.com/TechnicalDocumentLibrary/030448c.pdf" target="_blank">Installation Instructions</a> | [23 empty] | 10.000 DW |  |  | 1.5000 IN | [89 empty] | 1.000 EA | 1.000 EA | [35 empty] | No | [42 empty] | https://www.lutron.com/TechnicalDocumentLibrary/DivaSatinColors.pdf | [7 empty] | Shelf Stock | [13 empty] | <a href="https://www.lutron.com/TechnicalDocumentLibrary/368-4493_Page_5.pdf" target="_blank">Tech Drawing</a> | [25 empty] | 39122206 | [6 empty] | <a href="https://www.lutron.com/Education-Training/Tools/Pages/InstallDimmer.aspx?syst=Dimmers+%26+Switches&prodn=Diva%c2%ae+dimmer+%26+switch" target="_blank">Product Video Clip</a> | [6 empty] | <a href="https://www.lutron.com/TechnicalDocumentLibrary/369-119_Wallbox_Warranty.pdf" target="_blank">Warranty Information</a> |  |  |  |  | 0.080 L | [14 empty] | 0 | 0 | 0 | 0 | Lighting Fixtures | 2017-09-21 10:15 | 2024-07-20 11:23 | 0000-00-00 00:00:00 | 2024-07-20 11:23 | 0000-00-00 00:00:00 | [6 empty] | Ivory
1 | Lutron Electronics | P-BDGPRO-PKG3AWC | 4460-8512 | 4460 | 8512 | Lutron Electronics | P-BDGPRO-PKG3AWC.jpg | 784276177627 | SMART BRIDGE PRO KIT CA | Caseta Wireless package - includes 3 Pico Wireless 3-button with raise/lower audio controls, 2 single-mount pedestals, 1 Smart Bridge Pro, and 1 wallbox adaptor for Canada |  | 9.5 | 4.75 |  | P-BDGPRO-PKG3AWC.jpg | http://grandbrass.xologic.com/vendors/4460/large/P-BDGPRO-PKG3AWC.jpg | [47 empty] | 0 | 0 | 0 | [6 empty] | 0 | 1 | 1 | EA | 1 | Lighting Controls | [27 empty] | Dimmers | [242 empty] | <a href="https://www.lutron.com/TechnicalDocumentLibrary/Quick%20Start%20Guide%20-%20Caseta%20Smart%20Bridge%20Pro.pdf" target="_blank">Installation Instructions</a> | [23 empty] | 2.000 DW |  |  | 7.5000 IN | [89 empty] | 1.000 EA | 1.000 EA | [35 empty] | No | [42 empty] | https://www.lutron.com/TechnicalDocumentLibrary/3672499CA_Caseta_Trade_Brochure_sg.pdf | [7 empty] | Shelf Stock | [39 empty] | 39122206 | [13 empty] | <a href="https://www.lutron.com/TechnicalDocumentLibrary/369-119_Wallbox_Warranty.pdf" target="_blank">Warranty Information</a> |  |  |  |  | 1.750 L | [14 empty] | 0 | 0 | 0 | 0 | Lighting Fixtures | 2017-09-21 10:15 | 2024-07-20 11:18 | 0000-00-00 00:00:00 | 2024-07-20 11:18 | 0000-00-00 00:00:00
1 | Lutron Electronics | CTCL-153PH-WH-C | 4460-8514 | 4460 | 8514 | Lutron Electronics | CTCL-153P-WH.jpeg?w=1500 | 27557002950 | CONTOUR CFL/LED CLAM WHITE CSA | Skylark Contour LED+ Dimmer, Incandescent/Halogen, 3-way/single-pole, 150W LED or 600W inc/hal, clamshell packaging in white, for Canada |  | 4.1 | 2.5 | [50 empty] | 0 | 0 | 0 | [6 empty] | 0 | 1 | 1 | EA | 1 | Lighting Controls | [27 empty] | Dimmers | [242 empty] | <a href="https://www.lutron.com/TechnicalDocumentLibrary/0301882.pdf" target="_blank">Installation Instructions</a> | [23 empty] | 10.000 DW |  |  | 6.1000 IN | [89 empty] | 1.000 EA | 1.000 EA | [35 empty] | No | [42 empty] | https://www.lutron.com/TechnicalDocumentLibrary/369683.pdf | [7 empty] | Shelf Stock | [13 empty] | <a href="https://www.lutron.com/TechnicalDocumentLibrary/368-4493_Page_5.pdf" target="_blank">Tech Drawing</a> | [25 empty] | 39122206 | [6 empty] | <a href="https://lutron.widen.net/content/stbdslloil/MP4/LED+-Dimmer-with-Wire-Leads-Installation_English.MP4?w=2048" target="_blank">Product Video Clip</a> | [6 empty] | <a href="https://www.lutron.com/TechnicalDocumentLibrary/369-119_Wallbox_Warranty.pdf" target="_blank">Warranty Information</a> |  |  |  |  | 0.240 L | [14 empty] | 0 | 0 | 0 | 0 | Lighting Fixtures | 2017-09-21 10:15 | 2024-07-20 11:24 | 0000-00-00 00:00:00 | 2024-07-20 11:24 | 0000-00-00 00:00:00 | [6 empty] | White
1 | Lutron Electronics | DVCL-153PH-ALC | 4460-8515 | 4460 | 8515 | Lutron Electronics | Ecom_DVCL-153P-AL_nowallplate.jpeg | 27557003339 | DIVA CFL/LED CLAM ALMOND CSA | Diva LED+ Dimmer - Gloss Finish, LED, Incandescent/Halogen, 3-way/single-pole, 150W LED or 600W inc/hal clamshell packaging in almond, for Canada |  | 5.83 | 3.9 |  | Ecom_DVCL-153P-AL_nowallplate.jpeg | http://grandbrass.xologic.com/vendors/4460/large/Ecom_DVCL-153P-AL_nowallplate.jpeg | [47 empty] | 0 | 0 | 0 | [6 empty] | 0 | 1 | 1 | EA | 1 | Lighting Controls | [27 empty] | Dimmers | [242 empty] | <a href="https://www.lutron.com/TechnicalDocumentLibrary/0301882.pdf" target="_blank">Installation Instructions</a> | [23 empty] | 10.000 DW |  |  | 2.3800 IN | [89 empty] | 1.000 EA | 1.000 EA | [35 empty] | No | [42 empty] | https://www.lutron.com/TechnicalDocumentLibrary/369682.pdf | [7 empty] | Shelf Stock | [13 empty] | <a href="https://www.lutron.com/TechnicalDocumentLibrary/368-4493_Page_5.pdf" target="_blank">Tech Drawing</a> | [25 empty] | 39122206 | [13 empty] | <a href="https://www.lutron.com/TechnicalDocumentLibrary/369-119_Wallbox_Warranty.pdf" target="_blank">Warranty Information</a> |  |  |  |  | 0.270 L | [14 empty] | 0 | 0 | 0 | 0 | Lighting Fixtures | 2017-09-21 10:15 | 2024-07-20 11:24 | 0000-00-00 00:00:00 | 2024-07-20 11:24 | 0000-00-00 00:00:00
1 | Lutron Electronics | TTCL-100H-BR-C | 4460-8516 | 4460 | 8516 | Lutron Electronics | TTCL-100H-BR-C.jpg | 27557003544 | CREDENZA CFL/LED CLAM BROWN CSA | Credenza LED+ Lamp Dimmer, LED, Incandescent/Halogen, Single-pole, 100W LED or 250W inc/hal in brown, for Canada |  | 4.2 | 2.8 |  | TTCL-100H-BR-C.jpg | http://grandbrass.xologic.com/vendors/4460/large/TTCL-100H-BR-C.jpg | [47 empty] | 0 | 0 | 0 | [6 empty] | 0 | 1 | 1 | EA | 1 | Lighting Controls | [27 empty] | Dimmers | [242 empty] | <a href="https://www.lutron.com/TechnicalDocumentLibrary/032-391.pdf" target="_blank">Installation Instructions</a> | [23 empty] | 10.000 DW |  |  | 6.1000 IN | [89 empty] | 1.000 EA | 1.000 EA | [35 empty] | No | [42 empty] | https://assets.lutron.com/a/documents/spec%20guide%20volume%201%20with%20addendums.pdf#page=82 | [7 empty] | Shelf Stock | [39 empty] | 39122206 | [13 empty] | <a href="https://www.lutron.com/TechnicalDocumentLibrary/369-119_Wallbox_Warranty.pdf" target="_blank">Warranty Information</a> |  |  |  |  | 0.450 L | [14 empty] | 0 | 0 | 0 | 0 | Lighting Fixtures | 2017-09-21 10:15 | 2024-07-20 11:43 | 0000-00-00 00:00:00 | 2024-07-20 11:43 | 0000-00-00 00:00:00 | [6 empty] | Brown
1 | Lutron Electronics | MA-R-WH-CSA | 4460-8527 | 4460 | 8527 | Lutron Electronics | MA-R-WH.jpeg?w=1500 | 27557703390 | MAESTRO REMOTE WHITE CSA | Maestro Companion dimmer for multi-location use, 120V, Gloss finish in white, for Canada |  | 2.4 | 4.6 | [50 empty] | 0 | 0 | 0 | [6 empty] | 0 | 1 | 1 | EA | 1 | Specialty Items | [27 empty] | Lighting Accessories | [242 empty] | <a href="https://www.lutron.com/TechnicalDocumentLibrary/0301940.pdf" target="_blank">Installation Instructions</a> | [23 empty] | 10.000 DW |  |  | 2.4000 IN | [89 empty] | 1.000 EA | 1.000 EA | [35 empty] | No | [42 empty] | https://www.lutron.com/TechnicalDocumentLibrary/Maestro.pdf | [7 empty] | Shelf Stock | [13 empty] | <a href="https://www.lutron.com/TechnicalDocumentLibrary/368-4493_Page_9.pdf" target="_blank">Tech Drawing</a> | [25 empty] | 39122221 | [13 empty] | <a href="https://www.lutron.com/TechnicalDocumentLibrary/369-119_Wallbox_Warranty.pdf" target="_blank">Warranty Information</a> |  |  |  |  | 0.200 L | [14 empty] | 0 | 0 | 0 | 0 | Lighting Fixtures | 2017-09-21 10:15 | 2024-07-20 11:24 | 0000-00-00 00:00:00 | 2024-07-20 11:24 | 0000-00-00 00:00:00 | [6 empty] | White
1 | Lutron Electronics | AY-10P-IV-CSA | 4460-8528 | 4460 | 8528 | Lutron Electronics | AY-10P-IV-LG.jpg | 27557703697 | ARIADNI 1000W PRESET IVORY CSA | Ariadni Dimmer, Incandescent/Halogen, Single-pole, preset, 120V/1000W in ivory, for Canada |  | 2.3 | 4.6 |  | AY-10P-IV-LG.jpg | http://grandbrass.xologic.com/vendors/4460/large/AY-10P-IV-LG.jpg | [47 empty] | 0 | 0 | 0 | [6 empty] | 0 | 1 | 1 | EA | 1 | Lighting Controls | [27 empty] | Dimmers | [242 empty] | <a href="https://www.lutron.com/TechnicalDocumentLibrary/0301689.pdf" target="_blank">Installation Instructions</a> | [23 empty] | 2.000 DW |  |  | 2.3000 IN | [89 empty] | 1.000 EA | 1.000 EA | [35 empty] | No | [42 empty] | https://assets.lutron.com/a/documents/spec%20guide%20volume%201%20with%20addendums.pdf#page=50 | [7 empty] | Shelf Stock | [13 empty] | <a href="https://www.lutron.com/TechnicalDocumentLibrary/368-4493_Page_2.pdf" target="_blank">Tech Drawing</a> | [25 empty] | 39122206 | [6 empty] | <a href="https://www.lutron.com/Education-Training/Tools/Pages/InstallDimmer.aspx?syst=Dimmers+%26+Switches&prodn=Ariadni%c2%ae+%2f+Toggler%c2%ae+dimmer" target="_blank">Product Video Clip</a> | [6 empty] | <a href="https://www.lutron.com/TechnicalDocumentLibrary/369-119_Wallbox_Warranty.pdf" target="_blank">Warranty Information</a> |  |  |  |  | 0.270 L | [14 empty] | 0 | 0 | 0 | 0 | Lighting Fixtures | 2017-09-21 10:15 | 2024-07-20 11:22 | 0000-00-00 00:00:00 | 2024-07-20 11:22 | 0000-00-00 00:00:00 | [6 empty] | Ivory
1 | Lutron Electronics | AY-10PNL-IV-CSA | 4460-8529 | 4460 | 8529 | Lutron Electronics | AY-10PNL-IV.jpg | 27557703710 | ARIADNI 1000W NLITE IV CSA | Ariadni Dimmer with Locator Light, Incandescent/Halogen, Single-pole, preset, 120V/1000W in ivory, for Canada |  | 2.3 | 4.6 |  | AY-10PNL-IV.jpg | http://grandbrass.xologic.com/vendors/4460/large/AY-10PNL-IV.jpg | [47 empty] | 0 | 0 | 0 | [6 empty] | 0 | 1 | 1 | EA | 1 | Lighting Controls | [27 empty] | Dimmers | [242 empty] | <a href="https://www.lutron.com/TechnicalDocumentLibrary/0301689.pdf" target="_blank">Installation Instructions</a> | [23 empty] | 5.000 DW |  |  | 2.3000 IN | [89 empty] | 1.000 EA | 1.000 EA | [35 empty] | No | [42 empty] | https://assets.lutron.com/a/documents/spec%20guide%20volume%201%20with%20addendums.pdf#page=50 | [7 empty] | Shelf Stock | [13 empty] | <a href="https://www.lutron.com/TechnicalDocumentLibrary/368-4493_Page_2.pdf" target="_blank">Tech Drawing</a> | [25 empty] | 39122206 | [6 empty] | <a href="https://www.lutron.com/Education-Training/Tools/Pages/InstallDimmer.aspx?syst=Dimmers+%26+Switches&prodn=Ariadni%c2%ae+%2f+Toggler%c2%ae+dimmer" target="_blank">Product Video Clip</a> | [6 empty] | <a href="https://www.lutron.com/TechnicalDocumentLibrary/369-119_Wallbox_Warranty.pdf" target="_blank">Warranty Information</a> |  |  |  |  | 0.270 L | [14 empty] | 0 | 0 | 0 | 0 | Lighting Fixtures | 2017-09-21 10:15 | 2024-07-20 11:27 | 0000-00-00 00:00:00 | 2024-07-20 11:27 | 0000-00-00 00:00:00 | [6 empty] | Ivory
1 | Lutron Electronics | DVLV-603P-GR-CSA | 4460-8530 | 4460 | 8530 | Lutron Electronics | DV-10P-GR-LG.jpg | 27557706780 | DIVA LOW VOLT 600W 3WY CSA GR | Diva Dimmer - Gloss Finish, Magnetic Low-Voltage, 3-way, 120V/600VA (450W) in gray, for Canada |  | 2.25 | 0.8 |  | DV-10P-GR-LG.jpg | http://grandbrass.xologic.com/vendors/4460/large/DV-10P-GR-LG.jpg | [47 empty] | 0 | 0 | 0 | [6 empty] | 0 | 1 | 1 | EA | 1 | Lighting Controls | [27 empty] | Dimmers | [242 empty] | <a href="https://www.lutron.com/TechnicalDocumentLibrary/030448c.pdf" target="_blank">Installation Instructions</a> | [23 empty] | 10.000 DW |  |  | 1.5000 IN | [89 empty] | 1.000 EA | 1.000 EA | [35 empty] | No | [42 empty] | https://www.lutron.com/TechnicalDocumentLibrary/DivaSatinColors.pdf | [7 empty] | Shelf Stock | [13 empty] | <a href="https://www.lutron.com/TechnicalDocumentLibrary/368-4493_Page_5.pdf" target="_blank">Tech Drawing</a> | [25 empty] | 39122206 | [6 empty] | <a href="https://www.lutron.com/Education-Training/Tools/Pages/InstallDimmer.aspx?syst=Dimmers+%26+Switches&prodn=Diva%c2%ae+dimmer+%26+switch" target="_blank">Product Video Clip</a> | [6 empty] | <a href="https://www.lutron.com/TechnicalDocumentLibrary/369-119_Wallbox_Warranty.pdf" target="_blank">Warranty Information</a> |  |  |  |  | 0.080 L | [14 empty] | 0 | 0 | 0 | 0 | Lighting Fixtures | 2017-09-21 10:15 | 2024-07-20 11:26 | 0000-00-00 00:00:00 | 2024-07-20 11:26 | 0000-00-00 00:00:00 | [6 empty] | Gray
1 | Lutron Electronics | SFSQ-LF-BL-CSA | 4460-8534 | 4460 | 8534 | Lutron Electronics | Ecom_SFSQ-LF-BL_withwallplate.jpeg?w=1500 | 27557708029 | SKYLARK QUIET LT/FAN SPD BL | Skylark Fan-Speed Control, Single-pole, quiet 3-speed, 120V/360W light, 1.5A fan in black, for Canada |  | 2.3 | 4.6 | [50 empty] | 0 | 0 | 0 | [6 empty] | 0 | 1 | 1 | EA | 1 | Lighting Controls | [27 empty] | Lightswitches | [242 empty] | <a href="https://www.lutron.com/TechnicalDocumentLibrary/033203.pdf" target="_blank">Installation Instructions</a> | [23 empty] | 10.000 DW |  |  | 2.3000 IN | [89 empty] | 1.000 EA | 1.000 EA | [35 empty] | No | [42 empty] | https://www.lutron.com/technicaldocumentlibrary/spec%20guide%20volume%201%20with%20addendums.pdf#page=20 | [7 empty] | Shelf Stock | [13 empty] | <a href="https://www.lutron.com/TechnicalDocumentLibrary/368-4493_Page_31.pdf" target="_blank">Tech Drawing</a> | [25 empty] | 39122232 | [13 empty] | <a href="https://www.lutron.com/TechnicalDocumentLibrary/369-119_Wallbox_Warranty.pdf" target="_blank">Warranty Information</a> |  |  |  |  | 0.230 L | [14 empty] | 0 | 0 | 0 | 0 | Lighting Fixtures | 2017-09-21 10:15 | 2024-07-20 11:27 | 0000-00-00 00:00:00 | 2024-07-20 11:27 | 0000-00-00 00:00:00 | [6 empty] | Black
1 | Lutron Electronics | SLV-603P-AL-CSA | 4460-8535 | 4460 | 8535 | Lutron Electronics | SLV-603P-AL-CSA.jpg | 27557708135 | SKYLARK 600VA 3WY PRESET AL CSA | Skylark Dimmer with On/Off Switch, Magnetic Low-Voltage, 3-way, preset, 120V/600VA (450W) in almond, for Canada |  | 2.3 | 4.6 |  | SLV-603P-AL-CSA.jpg | http://grandbrass.xologic.com/vendors/4460/large/SLV-603P-AL-CSA.jpg | [47 empty] | 0 | 0 | 0 | [6 empty] | 0 | 1 | 1 | EA | 1 | Lighting Controls | [27 empty] | Dimmers | [242 empty] | <a href="https://www.lutron.com/TechnicalDocumentLibrary/0301296.pdf" target="_blank">Installation Instructions</a> | [23 empty] | 5.000 DW |  |  | 2.3000 IN | [89 empty] | 1.000 EA | 1.000 EA | [35 empty] | No | [42 empty] | https://www.lutron.com/technicaldocumentlibrary/spec%20guide%20volume%201%20with%20addendums.pdf#page=20 | [7 empty] | Shelf Stock | [13 empty] | <a href="https://www.lutron.com/TechnicalDocumentLibrary/368-4493_Page_5.pdf" target="_blank">Tech Drawing</a> | [25 empty] | 39122206 | [13 empty] | <a href="https://www.lutron.com/TechnicalDocumentLibrary/369-119_Wallbox_Warranty.pdf" target="_blank">Warranty Information</a> |  |  |  |  | 0.240 L | [14 empty] | 0 | 0 | 0 | 0 | Lighting Fixtures | 2017-09-21 10:15 | 2024-07-20 11:18 | 0000-00-00 00:00:00 | 2024-07-20 11:18 | 0000-00-00 00:00:00 | [6 empty] | Almond
1 | Lutron Electronics | MA-RH-WH-CSA | 4460-8536 | 4460 | 8536 | Lutron Electronics | MA-R-WH.jpeg?w=1500 | 27557748346 | MAESTRO REMOTE DIMMER WHITE CLAM CSA | Maestro Companion dimmer for multi-location use, 120V, Gloss finish, clamshell packaging in white, for Canada |  | 4.1 | 2.5 | [50 empty] | 0 | 0 | 0 | [6 empty] | 0 | 1 | 1 | EA | 1 | Specialty Items | [27 empty] | Lighting Accessories | [242 empty] | <a href="https://www.lutron.com/TechnicalDocumentLibrary/0301940.pdf" target="_blank">Installation Instructions</a> | [23 empty] | 10.000 DW |  |  | 6.1000 IN | [89 empty] | 1.000 EA | 1.000 EA | [35 empty] | No | [42 empty] | https://www.lutron.com/TechnicalDocumentLibrary/Maestro.pdf | [7 empty] | Shelf Stock | [13 empty] | <a href="https://www.lutron.com/TechnicalDocumentLibrary/368-4493_Page_9.pdf" target="_blank">Tech Drawing</a> | [25 empty] | 39122221 | [13 empty] | <a href="https://www.lutron.com/TechnicalDocumentLibrary/369-119_Wallbox_Warranty.pdf" target="_blank">Warranty Information</a> |  |  |  |  | 0.300 L | [14 empty] | 0 | 0 | 0 | 0 | Lighting Fixtures | 2017-09-21 10:15 | 2024-07-20 11:27 | 0000-00-00 00:00:00 | 2024-07-20 11:27 | 0000-00-00 00:00:00 | [6 empty] | White
1 | Lutron Electronics | DVLV-600PH-WHCSA | 4460-8538 | 4460 | 8538 | Lutron Electronics | DV-10P-WH-LG.jpg | 27557752299 | DIVA LOW VOL 600W WH CLAM CSA | Diva Dimmer - Gloss Finish, Magnetic Low-Voltage, Single-pole, 120V/600VA (450W) clamshell packaging in white, for Canada |  | 4 | 6 |  | DV-10P-WH-LG.jpg | http://grandbrass.xologic.com/vendors/4460/large/DV-10P-WH-LG.jpg | [47 empty] | 0 | 0 | 0 | [6 empty] | 0 | 1 | 1 | EA | 1 | Lighting Controls | [27 empty] | Dimmers | [242 empty] | <a href="https://www.lutron.com/TechnicalDocumentLibrary/030448c.pdf" target="_blank">Installation Instructions</a> | [23 empty] | 10.000 DW |  |  | 2.3000 IN | [89 empty] | 1.000 EA | 1.000 EA | [35 empty] | No | [42 empty] | https://www.lutron.com/TechnicalDocumentLibrary/DivaSatinColors.pdf | [7 empty] | Shelf Stock | [13 empty] | <a href="https://www.lutron.com/TechnicalDocumentLibrary/368-4493_Page_2.pdf" target="_blank">Tech Drawing</a> | [25 empty] | 39122206 | [6 empty] | <a href="https://www.lutron.com/Education-Training/Tools/Pages/InstallDimmer.aspx?syst=Dimmers+%26+Switches&prodn=Diva%c2%ae+dimmer+%26+switch" target="_blank">Product Video Clip</a> | [6 empty] | <a href="https://www.lutron.com/TechnicalDocumentLibrary/369-119_Wallbox_Warranty.pdf" target="_blank">Warranty Information</a> |  |  |  |  | 0.080 L | [14 empty] | 0 | 0 | 0 | 0 | Lighting Fixtures | 2017-09-21 10:15 | 2024-07-20 11:23 | 0000-00-00 00:00:00 | 2024-07-20 11:23 | 0000-00-00 00:00:00
1 | Lutron Electronics | DVLV-603PH-WHCSA | 4460-8539 | 4460 | 8539 | Lutron Electronics | DV-10P-WH-LG.jpg | 27557752329 | DIVA LOW VOL 600W 3WY WH CLAM CSA | Diva Dimmer - Gloss Finish, Magnetic Low-Voltage, 3-way, 120V/600VA (450W) clamshell packaging in white, for Canada |  | 4 | 6 |  | DV-10P-WH-LG.jpg | http://grandbrass.xologic.com/vendors/4460/large/DV-10P-WH-LG.jpg | [47 empty] | 0 | 0 | 0 | [6 empty] | 0 | 1 | 1 | EA | 1 | Lighting Controls | [27 empty] | Dimmers | [242 empty] | <a href="https://www.lutron.com/TechnicalDocumentLibrary/030448c.pdf" target="_blank">Installation Instructions</a> | [23 empty] | 10.000 DW |  |  | 2.5000 IN | [89 empty] | 1.000 EA | 1.000 EA | [35 empty] | No | [42 empty] | https://www.lutron.com/TechnicalDocumentLibrary/DivaSatinColors.pdf | [7 empty] | Shelf Stock | [13 empty] | <a href="https://www.lutron.com/TechnicalDocumentLibrary/368-4493_Page_5.pdf" target="_blank">Tech Drawing</a> | [25 empty] | 39122206 | [6 empty] | <a href="https://www.lutron.com/Education-Training/Tools/Pages/InstallDimmer.aspx?syst=Dimmers+%26+Switches&prodn=Diva%c2%ae+dimmer+%26+switch" target="_blank">Product Video Clip</a> | [6 empty] | <a href="https://www.lutron.com/TechnicalDocumentLibrary/369-119_Wallbox_Warranty.pdf" target="_blank">Warranty Information</a> |  |  |  |  | 0.080 L | [14 empty] | 0 | 0 | 0 | 0 | Lighting Fixtures | 2017-09-21 10:15 | 2024-07-20 11:24 | 0000-00-00 00:00:00 | 2024-07-20 11:24 | 0000-00-00 00:00:00
4 | Lutron Electronics | CAR-15-DDTR-WH-C | 4460-8541 | 4460 | 8541 | Lutron Electronics | CAR-15-DDTR-WH.png | 27557779104 | CLARO 15A TPR RSIST DUAL DIM RCPT WH CSA | Claro, Gloss, Dual dimming, tamper resistant receptacle, 15A/125V in white, for Canada |  |  |  |  | CAR-15-DDTR-WH.png | http://grandbrass.xologic.com/vendors/4460/large/CAR-15-DDTR-WH.png | [47 empty] | 0 | 0 | 0 | [6 empty] | 0 | 1 | 1 | EA | 1 | Lighting Controls |  |  | Electrical Distribution Equipment |  | Receptacles |  | Electrical Receptacles | [20 empty] | Dimmers | [242 empty] | <a href="https://www.lutron.com/TechnicalDocumentLibrary/0301636.pdf" target="_blank">Installation Instructions</a> | [23 empty] | 2.000 DW | [92 empty] | 1.000 EA | 1.000 EA | [35 empty] | No | [42 empty] | https://www.lutron.com/TechnicalDocumentLibrary/369269_ENG.pdf | [7 empty] | Shelf Stock | [39 empty] | 39121406 | [13 empty] | <a href="https://www.lutron.com/TechnicalDocumentLibrary/369-119_Wallbox_Warranty.pdf" target="_blank">Warranty Information</a> |  |  |  |  | 0.500 L | [14 empty] | 0 | 0 | 0 | 0 | Electrical | 2017-09-21 10:15 | 2024-07-20 11:25 | 0000-00-00 00:00:00 | 2025-11-29 02:00 | 0000-00-00 00:00:00 | [6 empty] | White
4 | Lutron Electronics | CAR-15-HDTR-BL-C | 4460-8542 | 4460 | 8542 | Lutron Electronics | CAR-15-HDTR-BL.png | 27557779166 | CLARO 15A TPR RSIST HALF DIM RCPT BL CSA | Claro, Gloss, Half dimming, tamper resistant receptacle, 15A/125V in black, for Canada |  |  |  |  | CAR-15-HDTR-BL.png | http://grandbrass.xologic.com/vendors/4460/large/CAR-15-HDTR-BL.png | [47 empty] | 0 | 0 | 0 | [6 empty] | 0 | 1 | 1 | EA | 1 | Lighting Controls |  |  | Electrical Distribution Equipment |  | Receptacles |  | Electrical Receptacles | [20 empty] | Dimmers | [242 empty] | <a href="https://www.lutron.com/TechnicalDocumentLibrary/0301636.pdf" target="_blank">Installation Instructions</a> | [23 empty] | 2.000 DW | [92 empty] | 1.000 EA | 1.000 EA | [35 empty] | No | [42 empty] | https://www.lutron.com/TechnicalDocumentLibrary/369269_ENG.pdf | [7 empty] | Shelf Stock | [39 empty] | 39121406 | [13 empty] | <a href="https://www.lutron.com/TechnicalDocumentLibrary/369-119_Wallbox_Warranty.pdf" target="_blank">Warranty Information</a> |  |  |  |  | 0.500 L | [14 empty] | 0 | 0 | 0 | 0 | Electrical | 2017-09-21 10:15 | 2024-07-20 11:18 | 0000-00-00 00:00:00 | 2025-11-29 02:00 | 0000-00-00 00:00:00 | [6 empty] | Black
4 | Lutron Electronics | NTR-15-HDTR-BR-C | 4460-8545 | 4460 | 8545 | Lutron Electronics | NTR-15-HDTR-BR.png | 27557780155 | NOVAT 15A TPR RSIST HALF DIM RCPT BR CSA | Architectural, half dimming, tamper resistant receptacle (Gloss), 15A/125V in brown, for Canada |  |  |  |  | NTR-15-HDTR-BR.png | http://grandbrass.xologic.com/vendors/4460/large/NTR-15-HDTR-BR.png | [47 empty] | 0 | 0 | 0 | [6 empty] | 0 | 1 | 1 | EA | 1 | Lighting Controls |  |  | Electrical Distribution Equipment |  | Receptacles |  | Electrical Receptacles | [20 empty] | Dimmers | [242 empty] | <a href="https://www.lutron.com/TechnicalDocumentLibrary/0301636.pdf" target="_blank">Installation Instructions</a> | [23 empty] | 10.000 DW | [92 empty] | 1.000 EA | 1.000 EA | [35 empty] | No | [42 empty] | https://www.lutron.com/TechnicalDocumentLibrary/369269_ENG.pdf | [7 empty] | Shelf Stock | [39 empty] | 39121406 | [13 empty] | <a href="https://www.lutron.com/TechnicalDocumentLibrary/369-119_Wallbox_Warranty.pdf" target="_blank">Warranty Information</a> |  |  |  |  | 0.500 L | [14 empty] | 0 | 0 | 0 | 0 | Electrical | 2017-09-21 10:15 | 2024-07-20 11:24 | 0000-00-00 00:00:00 | 2025-11-29 02:00 | 0000-00-00 00:00:00 | [6 empty] | Brown
4 | Lutron Electronics | SCR-15-DDTR-BI-C | 4460-8549 | 4460 | 8549 | Lutron Electronics | SCR-15-DDTR-BI-C.JPG | 27557780995 | SATIN 15A TPR RSIST DUAL DIM RCPT BI CSA | Claro, Satin, dual dimming, tamper resistant receptacle, 15A/125V in biscuit, for Canada |  | 0.23 | 4.7 |  | SCR-15-DDTR-BI-C.JPG | http://grandbrass.xologic.com/vendors/4460/large/SCR-15-DDTR-BI-C.JPG | [47 empty] | 0 | 0 | 0 | [6 empty] | 0 | 1 | 1 | EA | 1 | Lighting Controls |  |  | Electrical Distribution Equipment |  | Receptacles |  | Electrical Receptacles | [20 empty] | Dimmers | [242 empty] | <a href="https://www.lutron.com/TechnicalDocumentLibrary/0301636.pdf" target="_blank">Installation Instructions</a> | [23 empty] | 10.000 DW |  |  | 0.2400 IN | [89 empty] | 1.000 EA | 1.000 EA | [35 empty] | No | [42 empty] | https://www.lutron.com/TechnicalDocumentLibrary/369269_ENG.pdf | [7 empty] | Shelf Stock | [39 empty] | 39121406 | [13 empty] | <a href="https://www.lutron.com/TechnicalDocumentLibrary/369-119_Wallbox_Warranty.pdf" target="_blank">Warranty Information</a> |  |  |  |  | 0.250 L | [14 empty] | 0 | 0 | 0 | 0 | Electrical | 2017-09-21 10:15 | 2024-07-20 11:43 | 0000-00-00 00:00:00 | 2025-11-29 02:00 | 0000-00-00 00:00:00 | [6 empty] | Biscuit
4 | Lutron Electronics | SCR-15-DDTR-SW-C | 4460-8550 | 4460 | 8550 | Lutron Electronics | SCR-15-DDTR-SW-C.JPG | 27557781442 | SATIN 15A TPR RSIST DUAL DIM RCPT SW CSA | Claro, Satin, dual dimming, tamper resistant receptacle, 15A/125V in snow, for Canada |  |  |  |  | SCR-15-DDTR-SW-C.JPG | http://grandbrass.xologic.com/vendors/4460/large/SCR-15-DDTR-SW-C.JPG | [47 empty] | 0 | 0 | 0 | [6 empty] | 0 | 1 | 1 | EA | 1 | Lighting Controls |  |  | Electrical Distribution Equipment |  | Receptacles |  | Electrical Receptacles | [20 empty] | Dimmers | [242 empty] | <a href="https://www.lutron.com/TechnicalDocumentLibrary/0301636.pdf" target="_blank">Installation Instructions</a> | [23 empty] | 10.000 DW | [92 empty] | 1.000 EA | 1.000 EA | [35 empty] | No | [42 empty] | https://www.lutron.com/TechnicalDocumentLibrary/369269_ENG.pdf | [7 empty] | Shelf Stock | [39 empty] | 39121406 | [13 empty] | <a href="https://www.lutron.com/TechnicalDocumentLibrary/369-119_Wallbox_Warranty.pdf" target="_blank">Warranty Information</a> |  |  |  |  | 0.500 L | [14 empty] | 0 | 0 | 0 | 0 | Electrical | 2017-09-21 10:15 | 2024-07-20 11:23 | 0000-00-00 00:00:00 | 2025-11-29 02:00 | 0000-00-00 00:00:00 | [6 empty] | Snow
4 | Lutron Electronics | DVWFSQ-FH-WH-CSA | 4460-8551 | 4460 | 8551 | Lutron Electronics | DVWFSQ-FH-WH.jpg | 27557270595 | DIVA DUOW/PL QUIET FAN CLAM WH | Diva Quiet Fan-Speed Control - Satin Finish, 3-way fan control, clamshell packaging, wallplate included, 1.5A in white, for Canada |  | 6.2 | 2.7 |  | DVWFSQ-FH-WH.jpg | http://grandbrass.xologic.com/vendors/4460/large/DVWFSQ-FH-WH.jpg | [47 empty] | 0 | 0 | 0 | [6 empty] | 0 | 1 | 1 | EA | 1 | Fan Accessories |  |  | Control And Automation |  | Switches |  | Speed Switch | [20 empty] | Fan Wall Mount Controls | [242 empty] | <a href="https://www.lutron.com/TechnicalDocumentLibrary/0301990.pdf" target="_blank">Installation Instructions</a> | [23 empty] | 10.000 DW |  |  | 7.1000 IN | [89 empty] | 1.000 EA | 1.000 EA | [35 empty] | No | [42 empty] | https://www.lutron.com/TechnicalDocumentLibrary/DivaSatinColors.pdf | [7 empty] | Shelf Stock | [13 empty] | <a href="https://www.lutron.com/TechnicalDocumentLibrary/368-4493_Page_5.pdf" target="_blank">Tech Drawing</a> | [25 empty] | 39122240 | [13 empty] | <a href="https://www.lutron.com/TechnicalDocumentLibrary/369-119_Wallbox_Warranty.pdf" target="_blank">Warranty Information</a> |  |  |  |  | 0.450 L | [14 empty] | 0 | 0 | 0 | 0 | Electrical | 2017-09-21 10:15 | 2024-07-20 11:29 | 0000-00-00 00:00:00 | 2025-11-29 02:00 | 0000-00-00 00:00:00 | [6 empty] | White
1 | Lutron Electronics | MA-1000-LA-CSA | 4460-8557 | 4460 | 8557 | Lutron Electronics | MA-1000-LA.jpg | 27557469548 | MAESTRO INC 1000W LIGHT ALMOND CSA | Maestro Dimmer - Gloss Finish, Incandescent/Halogen, Multi-location/single-pole, 120V/1000W in light almond, for Canada |  | 2.3 | 4.6 |  | MA-1000-LA.jpg | http://grandbrass.xologic.com/vendors/4460/large/MA-1000-LA.jpg | [47 empty] | 0 | 0 | 0 | [6 empty] | 0 | 1 | 1 | EA | 1 | Lighting Controls | [27 empty] | Dimmers | [242 empty] | <a href="https://www.lutron.com/TechnicalDocumentLibrary/0301940.pdf" target="_blank">Installation Instructions</a> | [23 empty] | 2.000 DW |  |  | 2.3000 IN | [89 empty] | 1.000 EA | 1.000 EA | [35 empty] | No | [42 empty] | https://www.lutron.com/TechnicalDocumentLibrary/Maestro.pdf | [7 empty] | Shelf Stock | [13 empty] | <a href="https://www.lutron.com/TechnicalDocumentLibrary/368-4493_Page_9.pdf" target="_blank">Tech Drawing</a> | [25 empty] | 39122206 | [6 empty] | <a href="https://www.lutron.com/Service-Support/Technical/InstallationInstructions/Pages/Videos.aspx?syst=Dimmers+%26+Switches&prodn=Maestro%c2%ae+dimmer+%26+switch" target="_blank">Product Video Clip</a> | [6 empty] | <a href="https://www.lutron.com/TechnicalDocumentLibrary/369-119_Wallbox_Warranty.pdf" target="_blank">Warranty Information</a> |  |  |  |  | 0.270 L | [14 empty] | 0 | 0 | 0 | 0 | Lighting Fixtures | 2017-09-21 10:15 | 2024-07-20 11:21 | 0000-00-00 00:00:00 | 2024-07-20 11:21 | 0000-00-00 00:00:00
1 | Lutron Electronics | MALV-600-LA-CSA | 4460-8558 | 4460 | 8558 | Lutron Electronics | MALV-600-LA-CSA.jpg | 27557469555 | MAESTRO LOW VOLT 600VA LIGHT | Maestro Dimmer - Gloss Finish, Magnetic Low-Voltage, Multi-location/single-pole, 120V/600VA (450W) in light almond, for Canada |  | 2.3 | 4.6 |  | MALV-600-LA-CSA.jpg | http://grandbrass.xologic.com/vendors/4460/large/MALV-600-LA-CSA.jpg | [47 empty] | 0 | 0 | 0 | [6 empty] | 0 | 1 | 1 | EA | 1 | Lighting Controls | [27 empty] | Dimmers | [242 empty] | <a href="https://www.lutron.com/TechnicalDocumentLibrary/0301940.pdf" target="_blank">Installation Instructions</a> | [23 empty] | 2.000 DW |  |  | 2.3000 IN | [89 empty] | 1.000 EA | 1.000 EA | [35 empty] | No | [42 empty] | https://www.lutron.com/TechnicalDocumentLibrary/Maestro.pdf | [7 empty] | Shelf Stock | [13 empty] | <a href="https://www.lutron.com/TechnicalDocumentLibrary/368-4493_Page_9.pdf" target="_blank">Tech Drawing</a> | [25 empty] | 39122206 | [6 empty] | <a href="https://www.lutron.com/Service-Support/Technical/InstallationInstructions/Pages/Videos.aspx?syst=Dimmers+%26+Switches&prodn=Maestro%c2%ae+dimmer+%26+switch" target="_blank">Product Video Clip</a> | [6 empty] | <a href="https://www.lutron.com/TechnicalDocumentLibrary/369-119_Wallbox_Warranty.pdf" target="_blank">Warranty Information</a> |  |  |  |  | 0.270 L | [14 empty] | 0 | 0 | 0 | 0 | Lighting Fixtures | 2017-09-21 10:16 | 2024-07-20 11:24 | 0000-00-00 00:00:00 | 2024-07-20 11:24 | 0000-00-00 00:00:00
1 | Lutron Electronics | S-103P-LA-CSA | 4460-8562 | 4460 | 8562 | Lutron Electronics | S-103P-LA-CSA.jpg | 27557528290 | SKYLARK INC 1000W PRESET 3WY CSA | Skylark Dimmer with On/Off Switch, Incandescent/Halogen, 3-way, preset, 120V/1000W in light almond, for Canada |  | 2.3 | 4.6 |  | S-103P-LA-CSA.jpg | http://grandbrass.xologic.com/vendors/4460/large/S-103P-LA-CSA.jpg | [47 empty] | 0 | 0 | 0 | [6 empty] | 0 | 1 | 1 | EA | 1 | Lighting Controls | [27 empty] | Dimmers | [242 empty] | <a href="https://www.lutron.com/TechnicalDocumentLibrary/0301370.pdf" target="_blank">Installation Instructions</a> | [23 empty] | 2.000 DW |  |  | 2.3000 IN | [89 empty] | 1.000 EA | 1.000 EA | [35 empty] | No | [42 empty] | https://www.lutron.com/technicaldocumentlibrary/spec%20guide%20volume%201%20with%20addendums.pdf#page=20 | [7 empty] | Shelf Stock | [13 empty] | <a href="https://www.lutron.com/TechnicalDocumentLibrary/368-4493_Page_5.pdf" target="_blank">Tech Drawing</a> | [25 empty] | 39122206 | [13 empty] | <a href="https://www.lutron.com/TechnicalDocumentLibrary/369-119_Wallbox_Warranty.pdf" target="_blank">Warranty Information</a> |  |  |  |  | 0.280 L | [14 empty] | 0 | 0 | 0 | 0 | Lighting Fixtures | 2017-09-21 10:16 | 2024-07-20 11:43 | 0000-00-00 00:00:00 | 2024-07-20 11:43 | 0000-00-00 00:00:00
1 | Lutron Electronics | AY-103P-BR-CSA | 4460-8575 | 4460 | 8575 | Lutron Electronics | AY-10P-BR-LG.jpg | 27557683418 | ARIADNI 1000W PRESET 3WY BROWN CSA | Ariadni Dimmer, Incandescent/Halogen, 3-way, preset, 120V/1000W in brown, for Canada |  | 2.3 | 4.6 |  | AY-10P-BR-LG.jpg | http://grandbrass.xologic.com/vendors/4460/large/AY-10P-BR-LG.jpg | [47 empty] | 0 | 0 | 0 | [6 empty] | 0 | 1 | 1 | EA | 1 | Lighting Controls | [27 empty] | Dimmers | [242 empty] | <a href="https://www.lutron.com/TechnicalDocumentLibrary/0301689.pdf" target="_blank">Installation Instructions</a> | [23 empty] | 10.000 DW |  |  | 2.3000 IN | [89 empty] | 1.000 EA | 1.000 EA | [35 empty] | No | [42 empty] | https://assets.lutron.com/a/documents/spec%20guide%20volume%201%20with%20addendums.pdf#page=50 | [7 empty] | Shelf Stock | [13 empty] | <a href="https://www.lutron.com/TechnicalDocumentLibrary/368-4493_Page_5.pdf" target="_blank">Tech Drawing</a> | [25 empty] | 39122206 | [6 empty] | <a href="https://www.lutron.com/Education-Training/Tools/Pages/InstallDimmer.aspx?syst=Dimmers+%26+Switches&prodn=Ariadni%c2%ae+%2f+Toggler%c2%ae+dimmer" target="_blank">Product Video Clip</a> | [6 empty] | <a href="https://www.lutron.com/TechnicalDocumentLibrary/369-119_Wallbox_Warranty.pdf" target="_blank">Warranty Information</a> |  |  |  |  | 0.270 L | [14 empty] | 0 | 0 | 0 | 0 | Lighting Fixtures | 2017-09-21 10:16 | 2024-07-20 11:18 | 0000-00-00 00:00:00 | 2024-07-20 11:18 | 0000-00-00 00:00:00 | [6 empty] | Brown
1 | Lutron Electronics | SELV-300P-IV-CSA | 4460-8576 | 4460 | 8576 | Lutron Electronics | SELV-300P-IV-CSA.jpg | 27557683609 | SKYLARK 300W PRESET ELECTR LV IV CSA | Skylark Dimmer with On/Off Switch, Electronic Low-Voltage, Single-pole, preset, 120V/300W in ivory, for Canada |  | 2.3 | 4.6 |  | SELV-300P-IV-CSA.jpg | http://grandbrass.xologic.com/vendors/4460/large/SELV-300P-IV-CSA.jpg | [47 empty] | 0 | 0 | 0 | [6 empty] | 0 | 1 | 1 | EA | 1 | Lighting Controls | [27 empty] | Dimmers | [242 empty] | <a href="https://www.lutron.com/TechnicalDocumentLibrary/0301295.pdf" target="_blank">Installation Instructions</a> | [23 empty] | 2.000 DW |  |  | 2.3000 IN | [89 empty] | 1.000 EA | 1.000 EA | [35 empty] | No | [42 empty] | https://www.lutron.com/technicaldocumentlibrary/spec%20guide%20volume%201%20with%20addendums.pdf#page=20 | [7 empty] | Shelf Stock | [13 empty] | <a href="https://www.lutron.com/TechnicalDocumentLibrary/368-4493_Page_41.pdf" target="_blank">Tech Drawing</a> | [25 empty] | 39122206 | [13 empty] | <a href="https://www.lutron.com/TechnicalDocumentLibrary/369-119_Wallbox_Warranty.pdf" target="_blank">Warranty Information</a> |  |  |  |  | 0.240 L | [14 empty] | 0 | 0 | 0 | 0 | Lighting Fixtures | 2017-09-21 10:16 | 2024-07-20 11:43 | 0000-00-00 00:00:00 | 2024-07-20 11:43 | 0000-00-00 00:00:00 | [6 empty] | Ivory
1 | Lutron Electronics | SELV-300P-GR-CSA | 4460-8577 | 4460 | 8577 | Lutron Electronics | SELV-300P-GR-CSA.jpg | 27557683616 | SKYLARK 300W PRESET ELECTR LV GRAY CSA | Skylark Dimmer with On/Off Switch, Electronic Low-Voltage, Single-pole, preset, 120V/300W in gray, for Canada |  | 2.3 | 4.6 |  | SELV-300P-GR-CSA.jpg | http://grandbrass.xologic.com/vendors/4460/large/SELV-300P-GR-CSA.jpg | [47 empty] | 0 | 0 | 0 | [6 empty] | 0 | 1 | 1 | EA | 1 | Lighting Controls | [27 empty] | Dimmers | [242 empty] | <a href="https://www.lutron.com/TechnicalDocumentLibrary/0301295.pdf" target="_blank">Installation Instructions</a> | [23 empty] | 5.000 DW |  |  | 2.3000 IN | [89 empty] | 1.000 EA | 1.000 EA | [35 empty] | No | [42 empty] | https://www.lutron.com/technicaldocumentlibrary/spec%20guide%20volume%201%20with%20addendums.pdf#page=20 | [7 empty] | Shelf Stock | [13 empty] | <a href="https://www.lutron.com/TechnicalDocumentLibrary/368-4493_Page_41.pdf" target="_blank">Tech Drawing</a> | [25 empty] | 39122206 | [13 empty] | <a href="https://www.lutron.com/TechnicalDocumentLibrary/369-119_Wallbox_Warranty.pdf" target="_blank">Warranty Information</a> |  |  |  |  | 0.240 L | [14 empty] | 0 | 0 | 0 | 0 | Lighting Fixtures | 2017-09-21 10:16 | 2024-07-20 11:24 | 0000-00-00 00:00:00 | 2024-07-20 11:24 | 0000-00-00 00:00:00 | [6 empty] | Gray
1 | Lutron Electronics | S2-LFSQH-WH-CSA | 4460-8584 | 4460 | 8584 | Lutron Electronics | S2-LFSQH-WH-CSA.jpg | 27557696371 | SKYLARK DUAL QUIET LT/FAN CSA | Skylark Fan/Light Control, Single-pole, quiet 3-speed and dimmer, 120V/300W light, 1.5A fan, clamshell packaging in white, for Canada |  | 2.4 | 5.8 |  | S2-LFSQH-WH-CSA.jpg | http://grandbrass.xologic.com/vendors/4460/large/S2-LFSQH-WH-CSA.jpg | [47 empty] | 0 | 0 | 0 | [6 empty] | 0 | 1 | 1 | EA | 1 | Lighting Controls | [27 empty] | Lightswitches | [242 empty] | <a href="https://www.lutron.com/TechnicalDocumentLibrary/0301992.pdf" target="_blank">Installation Instructions</a> | [23 empty] | 15.000 DW |  |  | 4.0000 IN | [89 empty] | 1.000 EA | 1.000 EA | [35 empty] | No | [42 empty] | https://www.lutron.com/technicaldocumentlibrary/spec%20guide%20volume%201%20with%20addendums.pdf#page=20 | [7 empty] | Shelf Stock | [13 empty] | <a href="https://www.lutron.com/TechnicalDocumentLibrary/368-4493_Page_30.pdf" target="_blank">Tech Drawing</a> | [25 empty] | 39122232 | [13 empty] | <a href="https://www.lutron.com/TechnicalDocumentLibrary/369-119_Wallbox_Warranty.pdf" target="_blank">Warranty Information</a> |  |  |  |  | 0.310 L | [14 empty] | 0 | 0 | 0 | 0 | Lighting Fixtures | 2017-09-21 10:16 | 2024-07-20 11:24 | 0000-00-00 00:00:00 | 2024-07-20 11:24 | 0000-00-00 00:00:00 | [6 empty] | White
1 | Lutron Electronics | DVLV-10P-BR-CSA | 4460-8585 | 4460 | 8585 | Lutron Electronics | DV-10P-BR-LG.jpg | 27557701365 | DIVA LOW VOL 1000W BR CSA | Diva Dimmer - Gloss Finish, Magnetic Low-Voltage, Single-pole, 120V/1000VA (800W) in brown, for Canada |  | 2.25 | 0.8 |  | DV-10P-BR-LG.jpg | http://grandbrass.xologic.com/vendors/4460/large/DV-10P-BR-LG.jpg | [47 empty] | 0 | 0 | 0 | [6 empty] | 0 | 1 | 1 | EA | 1 | Lighting Controls | [27 empty] | Dimmers | [242 empty] | <a href="https://www.lutron.com/TechnicalDocumentLibrary/030448c.pdf" target="_blank">Installation Instructions</a> | [23 empty] | 10.000 DW |  |  | 1.5000 IN | [89 empty] | 1.000 EA | 1.000 EA | [35 empty] | No | [42 empty] | https://www.lutron.com/TechnicalDocumentLibrary/DivaSatinColors.pdf | [7 empty] | Shelf Stock | [13 empty] | <a href="https://www.lutron.com/TechnicalDocumentLibrary/368-4493_Page_2.pdf" target="_blank">Tech Drawing</a> | [25 empty] | 39122206 | [6 empty] | <a href="https://www.lutron.com/Education-Training/Tools/Pages/InstallDimmer.aspx?syst=Dimmers+%26+Switches&prodn=Diva%c2%ae+dimmer+%26+switch" target="_blank">Product Video Clip</a> | [6 empty] | <a href="https://www.lutron.com/TechnicalDocumentLibrary/369-119_Wallbox_Warranty.pdf" target="_blank">Warranty Information</a> |  |  |  |  | 0.080 L | [14 empty] | 0 | 0 | 0 | 0 | Lighting Fixtures | 2017-09-21 10:16 | 2024-07-20 11:35 | 0000-00-00 00:00:00 | 2024-07-20 11:35 | 0000-00-00 00:00:00 | [6 empty] | Brown
1 | Lutron Electronics | AYLV-600P-IV-CSA | 4460-8586 | 4460 | 8586 | Lutron Electronics | AYLV-600P-IV.jpg | 27557703772 | ARIADNI 600VA PRESET IV CSA | Ariadni Dimmer, Magnetic Low-Voltage, Single-pole, preset, 120V/600VA (450W) in ivory, for Canada |  | 2.3 | 4.6 |  | AYLV-600P-IV.jpg | http://grandbrass.xologic.com/vendors/4460/large/AYLV-600P-IV.jpg | [47 empty] | 0 | 0 | 0 | [6 empty] | 0 | 1 | 1 | EA | 1 | Lighting Controls | [27 empty] | Dimmers | [242 empty] | <a href="https://www.lutron.com/TechnicalDocumentLibrary/0301273.pdf" target="_blank">Installation Instructions</a> | [23 empty] | 2.000 DW |  |  | 2.3000 IN | [89 empty] | 1.000 EA | 1.000 EA | [35 empty] | No | [42 empty] | https://assets.lutron.com/a/documents/spec%20guide%20volume%201%20with%20addendums.pdf#page=50 | [7 empty] | Shelf Stock | [13 empty] | <a href="https://www.lutron.com/TechnicalDocumentLibrary/368-4493_Page_1.pdf" target="_blank">Tech Drawing</a> | [25 empty] | 39122206 | [6 empty] | <a href="https://www.lutron.com/Education-Training/Tools/Pages/InstallDimmer.aspx?syst=Dimmers+%26+Switches&prodn=Ariadni%c2%ae+%2f+Toggler%c2%ae+dimmer" target="_blank">Product Video Clip</a> | [6 empty] | <a href="https://www.lutron.com/TechnicalDocumentLibrary/369-119_Wallbox_Warranty.pdf" target="_blank">Warranty Information</a> |  |  |  |  | 0.200 L | [14 empty] | 0 | 0 | 0 | 0 | Lighting Fixtures | 2017-09-21 10:16 | 2024-07-20 11:24 | 0000-00-00 00:00:00 | 2024-07-20 11:24 | 0000-00-00 00:00:00 | [6 empty] | Ivory
1 | Lutron Electronics | MA-1000-IV-CSA | 4460-8587 | 4460 | 8587 | Lutron Electronics | MA-1000-IV.jpg | 27557704007 | MAESTRO INC 1000W IV CSA | Maestro Dimmer - Gloss Finish, Incandescent/Halogen, Multi-location/single-pole, 120V/1000W in ivory, for Canada |  | 2.3 | 4.6 |  | MA-1000-IV.jpg | http://grandbrass.xologic.com/vendors/4460/large/MA-1000-IV.jpg | [47 empty] | 0 | 0 | 0 | [6 empty] | 0 | 1 | 1 | EA | 1 | Lighting Controls | [27 empty] | Dimmers | [242 empty] | <a href="https://www.lutron.com/TechnicalDocumentLibrary/0301940.pdf" target="_blank">Installation Instructions</a> | [23 empty] | 2.000 DW |  |  | 2.3000 IN | [89 empty] | 1.000 EA | 1.000 EA | [35 empty] | No | [42 empty] | https://www.lutron.com/TechnicalDocumentLibrary/Maestro.pdf | [7 empty] | Shelf Stock | [13 empty] | <a href="https://www.lutron.com/TechnicalDocumentLibrary/368-4493_Page_9.pdf" target="_blank">Tech Drawing</a> | [25 empty] | 39122206 | [6 empty] | <a href="https://www.lutron.com/Service-Support/Technical/InstallationInstructions/Pages/Videos.aspx?syst=Dimmers+%26+Switches&prodn=Maestro%c2%ae+dimmer+%26+switch" target="_blank">Product Video Clip</a> | [6 empty] | <a href="https://www.lutron.com/TechnicalDocumentLibrary/369-119_Wallbox_Warranty.pdf" target="_blank">Warranty Information</a> |  |  |  |  | 0.270 L | [14 empty] | 0 | 0 | 0 | 0 | Lighting Fixtures | 2017-09-21 10:16 | 2024-07-20 11:24 | 0000-00-00 00:00:00 | 2024-07-20 11:24 | 0000-00-00 00:00:00 | [6 empty] | Ivory
1 | Lutron Electronics | MA-1000-GR-CSA | 4460-8588 | 4460 | 8588 | Lutron Electronics | MA-1000-GR.jpg | 27557704014 | MAESTRO INC 1000W GR CSA | Maestro Dimmer - Gloss Finish, Incandescent/Halogen, Multi-location/single-pole, 120V/1000W in gray, for Canada |  | 2.3 | 4.6 |  | MA-1000-GR.jpg | http://grandbrass.xologic.com/vendors/4460/large/MA-1000-GR.jpg | [47 empty] | 0 | 0 | 0 | [6 empty] | 0 | 1 | 1 | EA | 1 | Lighting Controls | [27 empty] | Dimmers | [242 empty] | <a href="https://www.lutron.com/TechnicalDocumentLibrary/0301940.pdf" target="_blank">Installation Instructions</a> | [23 empty] | 2.000 DW |  |  | 2.3000 IN | [89 empty] | 1.000 EA | 1.000 EA | [35 empty] | No | [42 empty] | https://www.lutron.com/TechnicalDocumentLibrary/Maestro.pdf | [7 empty] | Shelf Stock | [13 empty] | <a href="https://www.lutron.com/TechnicalDocumentLibrary/368-4493_Page_9.pdf" target="_blank">Tech Drawing</a> | [25 empty] | 39122206 | [6 empty] | <a href="https://www.lutron.com/Service-Support/Technical/InstallationInstructions/Pages/Videos.aspx?syst=Dimmers+%26+Switches&prodn=Maestro%c2%ae+dimmer+%26+switch" target="_blank">Product Video Clip</a> | [6 empty] | <a href="https://www.lutron.com/TechnicalDocumentLibrary/369-119_Wallbox_Warranty.pdf" target="_blank">Warranty Information</a> |  |  |  |  | 0.270 L | [14 empty] | 0 | 0 | 0 | 0 | Lighting Fixtures | 2017-09-21 10:16 | 2024-07-20 11:29 | 0000-00-00 00:00:00 | 2024-07-20 11:29 | 0000-00-00 00:00:00 | [6 empty] | Gray
1 | Lutron Electronics | MA-R-BL-CSA | 4460-8589 | 4460 | 8589 | Lutron Electronics | Ecom_MA-R-BL_NoWallplate.jpeg | 27557704106 | MAESTRO REMOTE BLACK CSA | Maestro Companion dimmer for multi-location use, 120V, Gloss finish in black, for Canada |  | 2.3 | 4.5 |  | Ecom_MA-R-BL_NoWallplate.jpeg | http://grandbrass.xologic.com/vendors/4460/large/Ecom_MA-R-BL_NoWallplate.jpeg | [47 empty] | 0 | 0 | 0 | [6 empty] | 0 | 1 | 1 | EA | 1 | Specialty Items | [27 empty] | Lighting Accessories | [242 empty] | <a href="https://www.lutron.com/TechnicalDocumentLibrary/0301940.pdf" target="_blank">Installation Instructions</a> | [23 empty] | 10.000 DW |  |  | 2.3000 IN | [89 empty] | 1.000 EA | 1.000 EA | [35 empty] | No | [42 empty] | https://www.lutron.com/TechnicalDocumentLibrary/Maestro.pdf | [7 empty] | Shelf Stock | [13 empty] | <a href="https://www.lutron.com/TechnicalDocumentLibrary/368-4493_Page_9.pdf" target="_blank">Tech Drawing</a> | [25 empty] | 39122221 | [13 empty] | <a href="https://www.lutron.com/TechnicalDocumentLibrary/369-119_Wallbox_Warranty.pdf" target="_blank">Warranty Information</a> |  |  |  |  | 0.200 L | [14 empty] | 0 | 0 | 0 | 0 | Lighting Fixtures | 2017-09-21 10:16 | 2024-07-20 11:29 | 0000-00-00 00:00:00 | 2024-07-20 11:29 | 0000-00-00 00:00:00 | [6 empty] | Black
1 | Lutron Electronics | MALV-1000-GR-CSA | 4460-8590 | 4460 | 8590 | Lutron Electronics | MALV-1000-GR-CSA.jpg | 27557704199 | MAESTRO LOW VOLT 100VA GR CSA | Maestro Dimmer - Gloss Finish, Magnetic Low-Voltage, Multi-location/single-pole, 120V/1000VA (800W) in gray, for Canada |  | 2.3 | 4.6 |  | MALV-1000-GR-CSA.jpg | http://grandbrass.xologic.com/vendors/4460/large/MALV-1000-GR-CSA.jpg | [47 empty] | 0 | 0 | 0 | [6 empty] | 0 | 1 | 1 | EA | 1 | Lighting Controls | [27 empty] | Dimmers | [242 empty] | <a href="https://www.lutron.com/TechnicalDocumentLibrary/0301940.pdf" target="_blank">Installation Instructions</a> | [23 empty] | 2.000 DW |  |  | 2.3000 IN | [89 empty] | 1.000 EA | 1.000 EA | [35 empty] | No | [42 empty] | https://www.lutron.com/TechnicalDocumentLibrary/Maestro.pdf | [7 empty] | Shelf Stock | [13 empty] | <a href="https://www.lutron.com/TechnicalDocumentLibrary/368-4493_Page_9.pdf" target="_blank">Tech Drawing</a> | [25 empty] | 39122206 | [6 empty] | <a href="https://www.lutron.com/Service-Support/Technical/InstallationInstructions/Pages/Videos.aspx?syst=Dimmers+%26+Switches&prodn=Maestro%c2%ae+dimmer+%26+switch" target="_blank">Product Video Clip</a> | [6 empty] | <a href="https://www.lutron.com/TechnicalDocumentLibrary/369-119_Wallbox_Warranty.pdf" target="_blank">Warranty Information</a> |  |  |  |  | 0.270 L | [14 empty] | 0 | 0 | 0 | 0 | Lighting Fixtures | 2017-09-21 10:16 | 2024-07-20 11:22 | 0000-00-00 00:00:00 | 2024-07-20 11:22 | 0000-00-00 00:00:00 | [6 empty] | Gray
1 | Lutron Electronics | MALV-600-WH-CSA | 4460-8591 | 4460 | 8591 | Lutron Electronics | MALV-600-WH-CSA.jpg | 27557704229 | MAESTRO LOW VOLT 600VA WH CSA | Maestro Dimmer - Gloss Finish, Magnetic Low-Voltage, Multi-location/single-pole, 120V/600VA (450W) in white, for Canada |  | 2.3 | 4.6 |  | MALV-600-WH-CSA.jpg | http://grandbrass.xologic.com/vendors/4460/large/MALV-600-WH-CSA.jpg | [47 empty] | 0 | 0 | 0 | [6 empty] | 0 | 1 | 1 | EA | 1 | Lighting Controls | [27 empty] | Dimmers | [242 empty] | <a href="https://www.lutron.com/TechnicalDocumentLibrary/0301940.pdf" target="_blank">Installation Instructions</a> | [23 empty] | 10.000 DW |  |  | 2.3000 IN | [89 empty] | 1.000 EA | 1.000 EA | [35 empty] | No | [42 empty] | https://www.lutron.com/TechnicalDocumentLibrary/Maestro.pdf | [7 empty] | Shelf Stock | [13 empty] | <a href="https://www.lutron.com/TechnicalDocumentLibrary/368-4493_Page_9.pdf" target="_blank">Tech Drawing</a> | [25 empty] | 39122206 | [6 empty] | <a href="https://www.lutron.com/Service-Support/Technical/InstallationInstructions/Pages/Videos.aspx?syst=Dimmers+%26+Switches&prodn=Maestro%c2%ae+dimmer+%26+switch" target="_blank">Product Video Clip</a> | [6 empty] | <a href="https://www.lutron.com/TechnicalDocumentLibrary/369-119_Wallbox_Warranty.pdf" target="_blank">Warranty Information</a> |  |  |  |  | 0.250 L | [14 empty] | 0 | 0 | 0 | 0 | Lighting Fixtures | 2017-09-21 10:16 | 2024-07-20 11:29 | 0000-00-00 00:00:00 | 2024-07-20 11:29 | 0000-00-00 00:00:00 | [6 empty] | White
1 | Lutron Electronics | MALV-600-AL-CSA | 4460-8592 | 4460 | 8592 | Lutron Electronics | MALV-600-AL-CSA.jpg | 27557704236 | MAESTRO LOW VOLT 600VA AL CSA | Maestro Dimmer - Gloss Finish, Magnetic Low-Voltage, Multi-location/single-pole, 120V/600VA (450W) in almond, for Canada |  | 2.3 | 4.6 |  | MALV-600-AL-CSA.jpg | http://grandbrass.xologic.com/vendors/4460/large/MALV-600-AL-CSA.jpg | [47 empty] | 0 | 0 | 0 | [6 empty] | 0 | 1 | 1 | EA | 1 | Lighting Controls | [27 empty] | Dimmers | [242 empty] | <a href="https://www.lutron.com/TechnicalDocumentLibrary/0301940.pdf" target="_blank">Installation Instructions</a> | [23 empty] | 2.000 DW |  |  | 2.3000 IN | [89 empty] | 1.000 EA | 1.000 EA | [35 empty] | No | [42 empty] | https://www.lutron.com/TechnicalDocumentLibrary/Maestro.pdf | [7 empty] | Shelf Stock | [13 empty] | <a href="https://www.lutron.com/TechnicalDocumentLibrary/368-4493_Page_9.pdf" target="_blank">Tech Drawing</a> | [25 empty] | 39122206 | [6 empty] | <a href="https://www.lutron.com/Service-Support/Technical/InstallationInstructions/Pages/Videos.aspx?syst=Dimmers+%26+Switches&prodn=Maestro%c2%ae+dimmer+%26+switch" target="_blank">Product Video Clip</a> | [6 empty] | <a href="https://www.lutron.com/TechnicalDocumentLibrary/369-119_Wallbox_Warranty.pdf" target="_blank">Warranty Information</a> |  |  |  |  | 0.270 L | [14 empty] | 0 | 0 | 0 | 0 | Lighting Fixtures | 2017-09-21 10:16 | 2024-07-20 11:25 | 0000-00-00 00:00:00 | 2024-07-20 11:25 | 0000-00-00 00:00:00 | [6 empty] | Almond
1 | Lutron Electronics | S-103P-BL-CSA | 4460-8593 | 4460 | 8593 | Lutron Electronics | S-103P-BL-CSA.jpg | 27557705769 | SKYLARK 1000W 3WY PSET BL CSA | Skylark Dimmer with On/Off Switch, Incandescent/Halogen, 3-way, preset, 120V/1000W in black, for Canada |  | 2.3 | 4.6 |  | S-103P-BL-CSA.jpg | http://grandbrass.xologic.com/vendors/4460/large/S-103P-BL-CSA.jpg | [47 empty] | 0 | 0 | 0 | [6 empty] | 0 | 1 | 1 | EA | 1 | Lighting Controls | [27 empty] | Dimmers | [242 empty] | <a href="https://www.lutron.com/TechnicalDocumentLibrary/0301370.pdf" target="_blank">Installation Instructions</a> | [23 empty] | 5.000 DW |  |  | 2.3000 IN | [89 empty] | 1.000 EA | 1.000 EA | [35 empty] | No | [42 empty] | https://www.lutron.com/technicaldocumentlibrary/spec%20guide%20volume%201%20with%20addendums.pdf#page=20 | [7 empty] | Shelf Stock | [13 empty] | <a href="https://www.lutron.com/TechnicalDocumentLibrary/368-4493_Page_5.pdf" target="_blank">Tech Drawing</a> | [25 empty] | 39122206 | [13 empty] | <a href="https://www.lutron.com/TechnicalDocumentLibrary/369-119_Wallbox_Warranty.pdf" target="_blank">Warranty Information</a> |  |  |  |  | 0.280 L | [14 empty] | 0 | 0 | 0 | 0 | Lighting Fixtures | 2017-09-21 10:16 | 2024-07-20 11:29 | 0000-00-00 00:00:00 | 2024-07-20 11:29 | 0000-00-00 00:00:00 | [6 empty] | Black
1 | Lutron Electronics | S-10P-AL-CSA | 4460-8594 | 4460 | 8594 | Lutron Electronics | S-10P-AL-CSA.jpg | 27557705783 | SKYLARK 1000W PRESET AL CSA | Skylark Dimmer with On/Off Switch, Incandescent/Halogen, Single-pole, preset, 120V/1000W in almond, for Canada |  | 2.3 | 4.6 |  | S-10P-AL-CSA.jpg | http://grandbrass.xologic.com/vendors/4460/large/S-10P-AL-CSA.jpg | [47 empty] | 0 | 0 | 0 | [6 empty] | 0 | 1 | 1 | EA | 1 | Lighting Controls | [27 empty] | Dimmers | [242 empty] | <a href="https://www.lutron.com/TechnicalDocumentLibrary/0301370.pdf" target="_blank">Installation Instructions</a> | [23 empty] | 2.000 DW |  |  | 2.3000 IN | [89 empty] | 1.000 EA | 1.000 EA | [35 empty] | No | [42 empty] | https://www.lutron.com/technicaldocumentlibrary/spec%20guide%20volume%201%20with%20addendums.pdf#page=20 | [7 empty] | Shelf Stock | [13 empty] | <a href="https://www.lutron.com/TechnicalDocumentLibrary/368-4493_Page_2.pdf" target="_blank">Tech Drawing</a> | [25 empty] | 39122206 | [13 empty] | <a href="https://www.lutron.com/TechnicalDocumentLibrary/369-119_Wallbox_Warranty.pdf" target="_blank">Warranty Information</a> |  |  |  |  | 0.270 L | [14 empty] | 0 | 0 | 0 | 0 | Lighting Fixtures | 2017-09-21 10:16 | 2024-07-20 11:22 | 0000-00-00 00:00:00 | 2024-07-20 11:22 | 0000-00-00 00:00:00 | [6 empty] | Almond
1 | Lutron Electronics | S-10P-IV-CSA | 4460-8595 | 4460 | 8595 | Lutron Electronics | S-10P-IV-CSA.jpg | 27557705790 | SKYLARK 1000W PRESET IVORY CSA | Skylark Dimmer with On/Off Switch, Incandescent/Halogen, Single-pole, preset, 120V/1000W in ivory, for Canada |  | 2.3 | 4.6 |  | S-10P-IV-CSA.jpg | http://grandbrass.xologic.com/vendors/4460/large/S-10P-IV-CSA.jpg | [47 empty] | 0 | 0 | 0 | [6 empty] | 0 | 1 | 1 | EA | 1 | Lighting Controls | [27 empty] | Dimmers | [242 empty] | <a href="https://www.lutron.com/TechnicalDocumentLibrary/0301370.pdf" target="_blank">Installation Instructions</a> | [23 empty] | 2.000 DW |  |  | 2.3000 IN | [89 empty] | 1.000 EA | 1.000 EA | [35 empty] | No | [42 empty] | https://www.lutron.com/technicaldocumentlibrary/spec%20guide%20volume%201%20with%20addendums.pdf#page=20 | [7 empty] | Shelf Stock | [13 empty] | <a href="https://www.lutron.com/TechnicalDocumentLibrary/368-4493_Page_2.pdf" target="_blank">Tech Drawing</a> | [25 empty] | 39122206 | [13 empty] | <a href="https://www.lutron.com/TechnicalDocumentLibrary/369-119_Wallbox_Warranty.pdf" target="_blank">Warranty Information</a> |  |  |  |  | 0.270 L | [14 empty] | 0 | 0 | 0 | 0 | Lighting Fixtures | 2017-09-21 10:16 | 2024-07-20 11:23 | 0000-00-00 00:00:00 | 2024-07-20 11:23 | 0000-00-00 00:00:00 | [6 empty] | Ivory
4 | Lutron Electronics | SFSQ-F-IV-CSA | 4460-8596 | 4460 | 8596 | Lutron Electronics | Ecom_SFSQ-FH-IV_nowallplate.jpeg?w=1500 | 27557705974 | SKYLARK QUIET FANSPEED IV CSA | Skylark Fan-Speed Control, Single-pole, quiet 3-speed, 120V/1.5A in ivory, for Canada |  | 2.3 | 4.6 | [50 empty] | 0 | 0 | 0 | [6 empty] | 0 | 1 | 1 | EA | 1 |  |  |  | Control And Automation |  | Switches |  | Speed Switch | [263 empty] | <a href="https://www.lutron.com/TechnicalDocumentLibrary/033206.pdf" target="_blank">Installation Instructions</a> | [23 empty] | 30.000 DW |  |  | 2.3000 IN | [89 empty] | 1.000 EA | 1.000 EA | [35 empty] | No | [42 empty] | https://www.lutron.com/technicaldocumentlibrary/spec%20guide%20volume%201%20with%20addendums.pdf#page=20 | [7 empty] | Shelf Stock | [13 empty] | <a href="https://www.lutron.com/TechnicalDocumentLibrary/368-4493_Page_2.pdf" target="_blank">Tech Drawing</a> | [25 empty] | 39122240 | [13 empty] | <a href="https://www.lutron.com/TechnicalDocumentLibrary/369-119_Wallbox_Warranty.pdf" target="_blank">Warranty Information</a> |  |  |  |  | 0.220 L | [14 empty] | 0 | 0 | 0 | 0 | Electrical | 2017-09-21 10:16 | 2024-07-20 11:22 | 0000-00-00 00:00:00 | 2024-07-20 11:22 | 0000-00-00 00:00:00 | [6 empty] | Ivory
1 | Lutron Electronics | DVLV-600P-AL-CSA | 4460-8597 | 4460 | 8597 | Lutron Electronics | DV-10P-AL-LG.jpg | 27557706698 | DIVA LOW VOLT 600W CSA AL | Diva Dimmer - Gloss Finish, Magnetic Low-Voltage, Single-pole, 120V/600VA (450W) in almond, for Canada |  | 2.25 | 0.8 |  | DV-10P-AL-LG.jpg | http://grandbrass.xologic.com/vendors/4460/large/DV-10P-AL-LG.jpg | [47 empty] | 0 | 0 | 0 | [6 empty] | 0 | 1 | 1 | EA | 1 | Lighting Controls | [27 empty] | Dimmers | [242 empty] | <a href="https://www.lutron.com/TechnicalDocumentLibrary/030448c.pdf" target="_blank">Installation Instructions</a> | [23 empty] | 10.000 DW |  |  | 1.5000 IN | [89 empty] | 1.000 EA | 1.000 EA | [35 empty] | No | [42 empty] | https://www.lutron.com/TechnicalDocumentLibrary/DivaSatinColors.pdf | [7 empty] | Shelf Stock | [13 empty] | <a href="https://www.lutron.com/TechnicalDocumentLibrary/368-4493_Page_2.pdf" target="_blank">Tech Drawing</a> | [25 empty] | 39122206 | [6 empty] | <a href="https://www.lutron.com/Education-Training/Tools/Pages/InstallDimmer.aspx?syst=Dimmers+%26+Switches&prodn=Diva%c2%ae+dimmer+%26+switch" target="_blank">Product Video Clip</a> | [6 empty] | <a href="https://www.lutron.com/TechnicalDocumentLibrary/369-119_Wallbox_Warranty.pdf" target="_blank">Warranty Information</a> |  |  |  |  | 0.080 L | [14 empty] | 0 | 0 | 0 | 0 | Lighting Fixtures | 2017-09-21 10:16 | 2024-07-20 11:26 | 0000-00-00 00:00:00 | 2024-07-20 11:26 | 0000-00-00 00:00:00 | [6 empty] | Almond
1 | Lutron Electronics | DVLV-600P-GR-CSA | 4460-8598 | 4460 | 8598 | Lutron Electronics | DV-10P-GR-LG.jpg | 27557706728 | DIVA LOW VOLT 600W CSA GR | Diva Dimmer - Gloss Finish, Magnetic Low-Voltage, Single-pole, 120V/600VA (450W) in gray, for Canada |  | 2.25 | 0.8 |  | DV-10P-GR-LG.jpg | http://grandbrass.xologic.com/vendors/4460/large/DV-10P-GR-LG.jpg | [47 empty] | 0 | 0 | 0 | [6 empty] | 0 | 1 | 1 | EA | 1 | Lighting Controls | [27 empty] | Dimmers | [242 empty] | <a href="https://www.lutron.com/TechnicalDocumentLibrary/030448c.pdf" target="_blank">Installation Instructions</a> | [23 empty] | 10.000 DW |  |  | 1.5000 IN | [89 empty] | 1.000 EA | 1.000 EA | [35 empty] | No | [42 empty] | https://www.lutron.com/TechnicalDocumentLibrary/DivaSatinColors.pdf | [7 empty] | Shelf Stock | [13 empty] | <a href="https://www.lutron.com/TechnicalDocumentLibrary/368-4493_Page_2.pdf" target="_blank">Tech Drawing</a> | [25 empty] | 39122206 | [6 empty] | <a href="https://www.lutron.com/Education-Training/Tools/Pages/InstallDimmer.aspx?syst=Dimmers+%26+Switches&prodn=Diva%c2%ae+dimmer+%26+switch" target="_blank">Product Video Clip</a> | [6 empty] | <a href="https://www.lutron.com/TechnicalDocumentLibrary/369-119_Wallbox_Warranty.pdf" target="_blank">Warranty Information</a> |  |  |  |  | 0.080 L | [14 empty] | 0 | 0 | 0 | 0 | Lighting Fixtures | 2017-09-21 10:16 | 2024-07-20 11:27 | 0000-00-00 00:00:00 | 2024-07-20 11:27 | 0000-00-00 00:00:00 | [6 empty] | Gray
4 | Lutron Electronics | DVFSQ-F-BL-CSA | 4460-8599 | 4460 | 8599 | Lutron Electronics | Ecom_DVFSQ-F-BL_nowallplate.jpeg | 27557706827 | DIVA QUIET FAN SPEED CSA BL | Lutron Diva 3-Speed 1.5A Fan Control, Single-Pole/3-Way, Black |  | 2.3 | 4.6 |  | Ecom_DVFSQ-F-BL_nowallplate.jpeg | http://grandbrass.xologic.com/vendors/4460/large/Ecom_DVFSQ-F-BL_nowallplate.jpeg | [47 empty] | 0 | 0 | 0 | [6 empty] | 0 | 1 | 1 | EA | 1 | Fan Accessories |  |  | Control And Automation |  | Switches |  | Speed Switch | [20 empty] | Fan Wall Mount Controls | [242 empty] | <a href="https://www.lutron.com/TechnicalDocumentLibrary/0301990.pdf" target="_blank">Installation Instructions</a> | [23 empty] | 10.000 DW |  |  | 2.3000 IN | [89 empty] | 1.000 EA | 1.000 EA | [35 empty] | No | [42 empty] | https://www.lutron.com/TechnicalDocumentLibrary/DivaSatinColors.pdf | [7 empty] | Shelf Stock | [13 empty] | <a href="https://www.lutron.com/TechnicalDocumentLibrary/368-4493_Page_5.pdf" target="_blank">Tech Drawing</a> | [25 empty] | 39122240 | [13 empty] | <a href="https://www.lutron.com/TechnicalDocumentLibrary/369-119_Wallbox_Warranty.pdf" target="_blank">Warranty Information</a> |  |  |  |  | 0.300 L | [14 empty] | 0 | 0 | 0 | 0 | Electrical | 2017-09-21 10:16 | 2024-07-20 11:22 | 0000-00-00 00:00:00 | 2025-11-29 02:00 | 0000-00-00 00:00:00 | [6 empty] | Black
4 | Lutron Electronics | CAR-20-DDTR-BL-C | 4460-8601 | 4460 | 8601 | Lutron Electronics | CAR-20-DDTR-BL.png | 27557779371 | CLARO 20A TPR RSIST DUAL DIM RCPT BL CSA | Claro, Gloss, Dual dimming, tamper resistant receptacle, 20A/125V in black, for Canada |  |  |  |  | CAR-20-DDTR-BL.png | http://grandbrass.xologic.com/vendors/4460/large/CAR-20-DDTR-BL.png | [47 empty] | 0 | 0 | 0 | [6 empty] | 0 | 1 | 1 | EA | 1 | Lighting Controls |  |  | Electrical Distribution Equipment |  | Receptacles |  | Electrical Receptacles | [20 empty] | Dimmers | [242 empty] | <a href="https://www.lutron.com/TechnicalDocumentLibrary/369269_ENG.pdf" target="_blank">Installation Instructions</a> | [23 empty] | 5.000 DW | [92 empty] | 1.000 EA | 1.000 EA | [35 empty] | No | [42 empty] | https://www.lutron.com/TechnicalDocumentLibrary/369269_ENG.pdf | [7 empty] | Shelf Stock | [39 empty] | 39121406 | [13 empty] | <a href="https://www.lutron.com/TechnicalDocumentLibrary/369-119_Wallbox_Warranty.pdf" target="_blank">Warranty Information</a> |  |  |  |  | 0.500 L | [14 empty] | 0 | 0 | 0 | 0 | Electrical | 2017-09-21 10:16 | 2024-07-20 11:26 | 0000-00-00 00:00:00 | 2025-11-29 02:00 | 0000-00-00 00:00:00 | [6 empty] | Black
4 | Lutron Electronics | NTR-15-DDTR-LA-C | 4460-8602 | 4460 | 8602 | Lutron Electronics | NTR-15-DDTR-LA-C.png | 27557779944 | NOVAT 15 A TR DUAL DIM RECPT CSA LA | Architectural, dual dimming, tamper resistant receptacle (Gloss), 15A/125V in light almond for Canada |  |  |  |  | NTR-15-DDTR-LA-C.png | http://grandbrass.xologic.com/vendors/4460/large/NTR-15-DDTR-LA-C.png | [47 empty] | 0 | 0 | 0 | [6 empty] | 0 | 1 | 1 | EA | 1 | Lighting Controls |  |  | Electrical Distribution Equipment |  | Receptacles |  | Electrical Receptacles | [20 empty] | Dimmers | [242 empty] | <a href="https://www.lutron.com/TechnicalDocumentLibrary/0301636.pdf" target="_blank">Installation Instructions</a> | [23 empty] | 2.000 DW | [92 empty] | 1.000 EA | 1.000 EA | [35 empty] | No | [42 empty] | https://www.lutron.com/TechnicalDocumentLibrary/369269_ENG.pdf | [7 empty] | Shelf Stock | [39 empty] | 39121406 | [13 empty] | <a href="https://www.lutron.com/TechnicalDocumentLibrary/369-119_Wallbox_Warranty.pdf" target="_blank">Warranty Information</a> |  |  |  |  | 0.500 L | [14 empty] | 0 | 0 | 0 | 0 | Electrical | 2017-09-21 10:16 | 2024-07-20 11:23 | 0000-00-00 00:00:00 | 2025-11-29 02:00 | 0000-00-00 00:00:00
1 | Lutron Electronics | DVLV-600PH-IVCSA | 4460-8603 | 4460 | 8603 | Lutron Electronics | DV-10P-IV-LG.jpg | 27557752305 | DIVA LOW VOL 600W IV CLAM CSA | Diva Dimmer - Gloss Finish, Magnetic Low-Voltage, Single-pole, 120V/600VA (450W) clamshell packaging in ivory, for Canada |  | 2.25 | 0.8 |  | DV-10P-IV-LG.jpg | http://grandbrass.xologic.com/vendors/4460/large/DV-10P-IV-LG.jpg | [47 empty] | 0 | 0 | 0 | [6 empty] | 0 | 1 | 1 | EA | 1 | Lighting Controls | [27 empty] | Dimmers | [242 empty] | <a href="https://www.lutron.com/TechnicalDocumentLibrary/030448c.pdf" target="_blank">Installation Instructions</a> | [23 empty] | 10.000 DW |  |  | 1.5000 IN | [89 empty] | 1.000 EA | 1.000 EA | [35 empty] | No | [42 empty] | https://www.lutron.com/TechnicalDocumentLibrary/DivaSatinColors.pdf | [7 empty] | Shelf Stock | [13 empty] | <a href="https://www.lutron.com/TechnicalDocumentLibrary/368-4493_Page_2.pdf" target="_blank">Tech Drawing</a> | [25 empty] | 39122206 | [6 empty] | <a href="https://www.lutron.com/Education-Training/Tools/Pages/InstallDimmer.aspx?syst=Dimmers+%26+Switches&prodn=Diva%c2%ae+dimmer+%26+switch" target="_blank">Product Video Clip</a> | [6 empty] | <a href="https://www.lutron.com/TechnicalDocumentLibrary/369-119_Wallbox_Warranty.pdf" target="_blank">Warranty Information</a> |  |  |  |  | 0.080 L | [14 empty] | 0 | 0 | 0 | 0 | Lighting Fixtures | 2017-09-21 10:17 | 2024-07-20 11:18 | 0000-00-00 00:00:00 | 2024-07-20 11:18 | 0000-00-00 00:00:00
4 | Lutron Electronics | DVFSQ-FH-WH-CSA | 4460-8604 | 4460 | 8604 | Lutron Electronics | Ecom_DVFSQ-F-WH_nowallplate.jpeg | 27557752367 | DIVA QUIET FANSPEED WH CLAM CSA | Lutron Diva 3-Speed 1.5A Fan Control, Single-Pole/3-Way, Clamshell Packaging, White |  | 4.1 | 2.5 |  | Ecom_DVFSQ-F-WH_nowallplate.jpeg | http://grandbrass.xologic.com/vendors/4460/large/Ecom_DVFSQ-F-WH_nowallplate.jpeg | [47 empty] | 0 | 0 | 0 | [6 empty] | 0 | 1 | 1 | EA | 1 | Fan Accessories |  |  | Control And Automation |  | Switches |  | Speed Switch | [20 empty] | Fan Wall Mount Controls | [242 empty] | <a href="https://www.lutron.com/TechnicalDocumentLibrary/0301990.pdf" target="_blank">Installation Instructions</a> | [23 empty] | 10.000 DW |  |  | 6.1000 IN | [89 empty] | 1.000 EA | 1.000 EA | [35 empty] | No | [42 empty] | https://www.lutron.com/TechnicalDocumentLibrary/DivaSatinColors.pdf | [7 empty] | Shelf Stock | [13 empty] | <a href="https://www.lutron.com/TechnicalDocumentLibrary/368-4493_Page_5.pdf" target="_blank">Tech Drawing</a> | [25 empty] | 39122240 | [13 empty] | <a href="https://www.lutron.com/TechnicalDocumentLibrary/369-119_Wallbox_Warranty.pdf" target="_blank">Warranty Information</a> |  |  |  |  | 0.350 L | [14 empty] | 0 | 0 | 0 | 0 | Electrical | 2017-09-21 10:17 | 2024-07-20 11:26 | 0000-00-00 00:00:00 | 2025-11-29 02:00 | 0000-00-00 00:00:00 | [6 empty] | White
4 | Lutron Electronics | CAR-15-DDTR-LA-C | 4460-8605 | 4460 | 8605 | Lutron Electronics | CAR-15-DDTR-LA-C.png | 27557779074 | CLARO 15A TR DUAL DIM RCPT CSA LA | Claro, Gloss, Dual dimming, tamper resistant receptacle, 15A/125V in light almond, for Canada |  |  |  |  | CAR-15-DDTR-LA-C.png | http://grandbrass.xologic.com/vendors/4460/large/CAR-15-DDTR-LA-C.png | [47 empty] | 0 | 0 | 0 | [6 empty] | 0 | 1 | 1 | EA | 1 | Lighting Controls |  |  | Electrical Distribution Equipment |  | Receptacles |  | Electrical Receptacles | [20 empty] | Dimmers | [242 empty] | <a href="https://www.lutron.com/TechnicalDocumentLibrary/0301636.pdf" target="_blank">Installation Instructions</a> | [23 empty] | 2.000 DW | [92 empty] | 1.000 EA | 1.000 EA | [35 empty] | No | [42 empty] | https://www.lutron.com/TechnicalDocumentLibrary/369269_ENG.pdf | [7 empty] | Shelf Stock | [39 empty] | 39121406 | [13 empty] | <a href="https://www.lutron.com/TechnicalDocumentLibrary/369-119_Wallbox_Warranty.pdf" target="_blank">Warranty Information</a> |  |  |  |  | 0.500 L | [14 empty] | 0 | 0 | 0 | 0 | Electrical | 2017-09-21 10:17 | 2024-07-20 11:27 | 0000-00-00 00:00:00 | 2025-11-29 02:00 | 0000-00-00 00:00:00
4 | Lutron Electronics | CAR-20-HDTR-BL-C | 4460-8607 | 4460 | 8607 | Lutron Electronics | CAR-20-HDTR-BL-C.png | 27557779586 | CLARO 20A TR HALF DIM RECPT CSA BL | Claro, Gloss, Half dimming, tamper resistant receptacle, 20A/125V in black, for Canada |  |  |  |  | CAR-20-HDTR-BL-C.png | http://grandbrass.xologic.com/vendors/4460/large/CAR-20-HDTR-BL-C.png | [47 empty] | 0 | 0 | 0 | [6 empty] | 0 | 1 | 1 | EA | 1 | Lighting Controls |  |  | Electrical Distribution Equipment |  | Receptacles |  | Electrical Receptacles | [20 empty] | Dimmers | [242 empty] | <a href="https://www.lutron.com/TechnicalDocumentLibrary/369269_ENG.pdf" target="_blank">Installation Instructions</a> | [23 empty] | 2.000 DW | [92 empty] | 1.000 EA | 1.000 EA | [35 empty] | No | [42 empty] | https://www.lutron.com/TechnicalDocumentLibrary/369269_ENG.pdf | [7 empty] | Shelf Stock | [39 empty] | 39121406 | [13 empty] | <a href="https://www.lutron.com/TechnicalDocumentLibrary/369-119_Wallbox_Warranty.pdf" target="_blank">Warranty Information</a> |  |  |  |  | 0.500 L | [14 empty] | 0 | 0 | 0 | 0 | Electrical | 2017-09-21 10:17 | 2024-07-20 11:26 | 0000-00-00 00:00:00 | 2025-11-29 02:00 | 0000-00-00 00:00:00 | [6 empty] | Black
4 | Lutron Electronics | NTR-15-HDTR-BL-C | 4460-8609 | 4460 | 8609 | Lutron Electronics | NTR-15-HDTR-BL.png | 27557780124 | NOVAT 15A TPR RSIST HALF DIM RCPT BL CSA | Architectural, half dimming, tamper resistant receptacle (Gloss), 15A/125V in black, for Canada |  |  |  |  | NTR-15-HDTR-BL.png | http://grandbrass.xologic.com/vendors/4460/large/NTR-15-HDTR-BL.png | [47 empty] | 0 | 0 | 0 | [6 empty] | 0 | 1 | 1 | EA | 1 | Lighting Controls |  |  | Electrical Distribution Equipment |  | Receptacles |  | Electrical Receptacles | [20 empty] | Dimmers | [242 empty] | <a href="https://www.lutron.com/TechnicalDocumentLibrary/0301636.pdf" target="_blank">Installation Instructions</a> | [23 empty] | 10.000 DW | [92 empty] | 1.000 EA | 1.000 EA | [35 empty] | No | [42 empty] | https://www.lutron.com/TechnicalDocumentLibrary/369269_ENG.pdf | [7 empty] | Shelf Stock | [39 empty] | 39121406 | [13 empty] | <a href="https://www.lutron.com/TechnicalDocumentLibrary/369-119_Wallbox_Warranty.pdf" target="_blank">Warranty Information</a> |  |  |  |  | 0.500 L | [14 empty] | 0 | 0 | 0 | 0 | Electrical | 2017-09-21 10:17 | 2024-07-20 11:25 | 0000-00-00 00:00:00 | 2025-11-29 02:00 | 0000-00-00 00:00:00 | [6 empty] | Black
4 | Lutron Electronics | NTR-15-HDTR-GR-C | 4460-8610 | 4460 | 8610 | Lutron Electronics | NTR-15-HDTR-GR-C.png | 27557780186 | NOVAT 15 A TAMPER RESIST - GREENBRIAR | Architectural, half dimming, tamper resistant receptacle (Gloss), 15A/125V in gray for Canada |  |  |  |  | NTR-15-HDTR-GR-C.png | http://grandbrass.xologic.com/vendors/4460/large/NTR-15-HDTR-GR-C.png | [47 empty] | 0 | 0 | 0 | [6 empty] | 0 | 1 | 1 | EA | 1 | Lighting Controls |  |  | Electrical Distribution Equipment |  | Receptacles |  | Electrical Receptacles | [20 empty] | Dimmers | [242 empty] | <a href="https://www.lutron.com/TechnicalDocumentLibrary/0301636.pdf" target="_blank">Installation Instructions</a> | [23 empty] | 10.000 DW | [92 empty] | 1.000 EA | 1.000 EA | [35 empty] | No | [42 empty] | https://www.lutron.com/TechnicalDocumentLibrary/369269_ENG.pdf | [7 empty] | Shelf Stock | [39 empty] | 39121406 | [13 empty] | <a href="https://www.lutron.com/TechnicalDocumentLibrary/369-119_Wallbox_Warranty.pdf" target="_blank">Warranty Information</a> |  |  |  |  | 0.500 L | [14 empty] | 0 | 0 | 0 | 0 | Electrical | 2017-09-21 10:17 | 2024-07-20 11:30 | 0000-00-00 00:00:00 | 2025-11-29 02:00 | 0000-00-00 00:00:00 | [6 empty] | Gray
4 | Lutron Electronics | NTR-20-DDTR-WH-C | 4460-8611 | 4460 | 8611 | Lutron Electronics | NTR-20-DDTR-WH.jpg | 27557780636 | NOVAT 20A TPR RSIST DUAL DIM RCPT WH CSA | Architectural, dual dimming, tamper resistant receptacle (Gloss), 20A/125V in white, for Canada |  |  |  |  | NTR-20-DDTR-WH.jpg | http://grandbrass.xologic.com/vendors/4460/large/NTR-20-DDTR-WH.jpg | [47 empty] | 0 | 0 | 0 | [6 empty] | 0 | 1 | 1 | EA | 1 | Lighting Controls |  |  | Electrical Distribution Equipment |  | Receptacles |  | Electrical Receptacles | [20 empty] | Other Lighting Controls | [242 empty] | <a href="https://www.lutron.com/TechnicalDocumentLibrary/0301636.pdf" target="_blank">Installation Instructions</a> | [23 empty] | 10.000 DW | [92 empty] | 1.000 EA | 1.000 EA | [35 empty] | No | [42 empty] | https://www.lutron.com/TechnicalDocumentLibrary/369269_ENG.pdf | [7 empty] | Shelf Stock | [39 empty] | 39121406 | [13 empty] | <a href="https://www.lutron.com/TechnicalDocumentLibrary/369-119_Wallbox_Warranty.pdf" target="_blank">Warranty Information</a> |  |  |  |  | 0.500 L | [14 empty] | 0 | 0 | 0 | 0 | Electrical | 2017-09-21 10:17 | 2024-07-20 11:29 | 0000-00-00 00:00:00 | 2025-11-29 02:00 | 0000-00-00 00:00:00 | [6 empty] | White
4 | Lutron Electronics | SCR-20-DDTR-PD-C | 4460-8621 | 4460 | 8621 | Lutron Electronics | SCR-20-DDTR-PD-C.JPG | 27557782494 | SATIN 20A TPR RSIST DUAL DIM RCPT PD CSA | Claro, Satin, dual dimming, tamper resistant receptacle, 20A/125V in palladium, for Canada |  |  |  |  | SCR-20-DDTR-PD-C.JPG | http://grandbrass.xologic.com/vendors/4460/large/SCR-20-DDTR-PD-C.JPG | [47 empty] | 0 | 0 | 0 | [6 empty] | 0 | 1 | 1 | EA | 1 | Lighting Controls |  |  | Electrical Distribution Equipment |  | Receptacles |  | Electrical Receptacles | [20 empty] | Dimmers | [242 empty] | <a href="https://www.lutron.com/TechnicalDocumentLibrary/0301636.pdf" target="_blank">Installation Instructions</a> | [23 empty] | 10.000 DW | [92 empty] | 1.000 EA | 1.000 EA | [35 empty] | No | [42 empty] | https://www.lutron.com/TechnicalDocumentLibrary/369269_ENG.pdf | [7 empty] | Shelf Stock | [39 empty] | 39121406 | [13 empty] | <a href="https://www.lutron.com/TechnicalDocumentLibrary/369-119_Wallbox_Warranty.pdf" target="_blank">Warranty Information</a> |  |  |  |  | 0.500 L | [14 empty] | 0 | 0 | 0 | 0 | Electrical | 2017-09-21 10:17 | 2024-07-20 11:23 | 0000-00-00 00:00:00 | 2025-11-29 02:00 | 0000-00-00 00:00:00 | [6 empty] | Palladium
4 | Lutron Electronics | SCR-20-HDTR-HT-C | 4460-8622 | 4460 | 8622 | Lutron Electronics | SCR-20-HDTR-HT.JPG | 27557782944 | SATIN 20 A TAMPER RESIST - HOT | Claro, Satin, half dimming, tamper resistant receptacle, 20A/125V in hot, for Canada |  |  |  |  | SCR-20-HDTR-HT.JPG | http://grandbrass.xologic.com/vendors/4460/large/SCR-20-HDTR-HT.JPG | [47 empty] | 0 | 0 | 0 | [6 empty] | 0 | 1 | 1 | EA | 1 | Lighting Controls |  |  | Electrical Distribution Equipment |  | Receptacles |  | Electrical Receptacles | [20 empty] | Dimmers | [242 empty] | <a href="https://www.lutron.com/TechnicalDocumentLibrary/0301636.pdf" target="_blank">Installation Instructions</a> | [23 empty] | 10.000 DW | [92 empty] | 1.000 EA | 1.000 EA | [35 empty] | No | [42 empty] | https://www.lutron.com/TechnicalDocumentLibrary/369269_ENG.pdf | [7 empty] | Shelf Stock | [39 empty] | 39121406 | [13 empty] | <a href="https://www.lutron.com/TechnicalDocumentLibrary/369-119_Wallbox_Warranty.pdf" target="_blank">Warranty Information</a> |  |  |  |  | 0.500 L | [14 empty] | 0 | 0 | 0 | 0 | Electrical | 2017-09-21 10:17 | 2024-07-20 11:25 | 0000-00-00 00:00:00 | 2025-11-29 02:00 | 0000-00-00 00:00:00
4 | Lutron Electronics | SCR-20-HDTR-MN-C | 4460-8623 | 4460 | 8623 | Lutron Electronics | SCR-20-HDTR-MN-C.JPG | 27557783002 | SATIN 20A TPR RSIST HALF DIM RCPT MN CSA | Claro, Satin, half dimming, tamper resistant receptacle, 20A/125V in midnight, for Canada |  |  |  |  | SCR-20-HDTR-MN-C.JPG | http://grandbrass.xologic.com/vendors/4460/large/SCR-20-HDTR-MN-C.JPG | [47 empty] | 0 | 0 | 0 | [6 empty] | 0 | 1 | 1 | EA | 1 | Lighting Controls |  |  | Electrical Distribution Equipment |  | Receptacles |  | Electrical Receptacles | [20 empty] | Dimmers | [242 empty] | <a href="https://www.lutron.com/TechnicalDocumentLibrary/0301636.pdf" target="_blank">Installation Instructions</a> | [23 empty] | 10.000 DW | [92 empty] | 1.000 EA | 1.000 EA | [35 empty] | No | [42 empty] | https://www.lutron.com/TechnicalDocumentLibrary/369269_ENG.pdf | [7 empty] | Shelf Stock | [39 empty] | 39121406 | [13 empty] | <a href="https://www.lutron.com/TechnicalDocumentLibrary/369-119_Wallbox_Warranty.pdf" target="_blank">Warranty Information</a> |  |  |  |  | 0.500 L | [14 empty] | 0 | 0 | 0 | 0 | Electrical | 2017-09-21 10:17 | 2024-07-20 11:22 | 0000-00-00 00:00:00 | 2025-11-29 02:00 | 0000-00-00 00:00:00 | [6 empty] | Midnight
1 | Lutron Electronics | TTCL-100H-BL-C | 4460-8628 | 4460 | 8628 | Lutron Electronics | TTCL-100H-BL-C.jpg | 27557003537 | CREDENZA CFL/LED CLAM BLACK CSA | Credenza LED+ Lamp Dimmer, LED, Incandescent/Halogen, Single-pole, 100W LED or 250W inc/hal in black, for Canada |  | 3.6 | 2.5 |  | TTCL-100H-BL-C.jpg | http://grandbrass.xologic.com/vendors/4460/large/TTCL-100H-BL-C.jpg | [47 empty] | 0 | 0 | 0 | [6 empty] | 0 | 1 | 1 | EA | 1 | Lighting Controls | [27 empty] | Dimmers | [242 empty] | <a href="https://www.lutron.com/TechnicalDocumentLibrary/032-391.pdf" target="_blank">Installation Instructions</a> | [23 empty] | 10.000 DW |  |  | 5.7000 IN | [89 empty] | 1.000 EA | 1.000 EA | [35 empty] | No | [42 empty] | https://assets.lutron.com/a/documents/spec%20guide%20volume%201%20with%20addendums.pdf#page=82 | [7 empty] | Shelf Stock | [39 empty] | 39122206 | [13 empty] | <a href="https://www.lutron.com/TechnicalDocumentLibrary/369-119_Wallbox_Warranty.pdf" target="_blank">Warranty Information</a> |  |  |  |  | 0.450 L | [14 empty] | 0 | 0 | 0 | 0 | Lighting Fixtures | 2017-09-21 10:17 | 2024-07-20 11:24 | 0000-00-00 00:00:00 | 2024-07-20 11:24 | 0000-00-00 00:00:00 | [6 empty] | Black
1 | Lutron Electronics | CTCL-153PH-LA-C | 4460-8629 | 4460 | 8629 | Lutron Electronics | Ecom_CTCL-153PDH-LA_nowallplate.jpeg?w=1500 | 27557003629 | CONTOUR CFL/LED CLAM LIGHT ALMOND CSA | Skylark Contour LED+ Dimmer, Incandescent/Halogen, 3-way/single-pole, 150W LED or 600W inc/hal, clamshell packaging in light almond, for Canada |  | 4.1 | 2.5 | [50 empty] | 0 | 0 | 0 | [6 empty] | 0 | 1 | 1 | EA | 1 | Lighting Controls | [27 empty] | Dimmers | [242 empty] | <a href="https://www.lutron.com/TechnicalDocumentLibrary/0301882.pdf" target="_blank">Installation Instructions</a> | [23 empty] | 10.000 DW |  |  | 6.1000 IN | [89 empty] | 1.000 EA | 1.000 EA | [35 empty] | No | [42 empty] | https://www.lutron.com/TechnicalDocumentLibrary/369683.pdf | [7 empty] | Shelf Stock | [13 empty] | <a href="https://www.lutron.com/TechnicalDocumentLibrary/368-4493_Page_5.pdf" target="_blank">Tech Drawing</a> | [25 empty] | 39122206 | [6 empty] | <a href="https://lutron.widen.net/content/stbdslloil/MP4/LED+-Dimmer-with-Wire-Leads-Installation_English.MP4?w=2048" target="_blank">Product Video Clip</a> | [6 empty] | <a href="https://www.lutron.com/TechnicalDocumentLibrary/369-119_Wallbox_Warranty.pdf" target="_blank">Warranty Information</a> |  |  |  |  | 0.400 L | [14 empty] | 0 | 0 | 0 | 0 | Lighting Fixtures | 2017-09-21 10:17 | 2024-07-20 11:24 | 0000-00-00 00:00:00 | 2024-07-20 11:24 | 0000-00-00 00:00:00
1 | Lutron Electronics | CTCL-153PH-BR-C | 4460-8630 | 4460 | 8630 | Lutron Electronics | Ecom_CTCL-153P-BR_nowallplate.jpeg?w=1500 | 27557003643 | CONTOUR CFL/LED CLAM BROWN CSA | Skylark Contour LED+ Dimmer, Incandescent/Halogen, 3-way/single-pole, 150W LED or 600W inc/hal, clamshell packaging in brown, for Canada |  | 4.1 | 2.7 | [50 empty] | 0 | 0 | 0 | [6 empty] | 0 | 1 | 1 | EA | 1 | Lighting Controls | [27 empty] | Dimmers | [242 empty] | <a href="https://www.lutron.com/TechnicalDocumentLibrary/0301882.pdf" target="_blank">Installation Instructions</a> | [23 empty] | 10.000 DW |  |  | 6.1000 IN | [89 empty] | 1.000 EA | 1.000 EA | [35 empty] | No | [42 empty] | https://www.lutron.com/TechnicalDocumentLibrary/369683.pdf | [7 empty] | Shelf Stock | [13 empty] | <a href="https://www.lutron.com/TechnicalDocumentLibrary/368-4493_Page_5.pdf" target="_blank">Tech Drawing</a> | [25 empty] | 39122206 | [6 empty] | <a href="https://lutron.widen.net/content/stbdslloil/MP4/LED+-Dimmer-with-Wire-Leads-Installation_English.MP4?w=2048" target="_blank">Product Video Clip</a> | [6 empty] | <a href="https://www.lutron.com/TechnicalDocumentLibrary/369-119_Wallbox_Warranty.pdf" target="_blank">Warranty Information</a> |  |  |  |  | 0.300 L | [14 empty] | 0 | 0 | 0 | 0 | Lighting Fixtures | 2017-09-21 10:17 | 2024-07-20 11:23 | 0000-00-00 00:00:00 | 2024-07-20 11:23 | 0000-00-00 00:00:00 | [6 empty] | Brown
1 | Lutron Electronics | DVLV-603P-LA-CSA | 4460-8638 | 4460 | 8638 | Lutron Electronics | DV-10P-LA-LG.jpg | 27557367233 | DIVA MLV 600 WATT 3-WAY PRESET LA CSA | Diva Dimmer - Gloss Finish, Magnetic Low-Voltage, 3-way, 120V/600VA (450W) in light almond, for Canada |  | 2.25 | 0.8 |  | DV-10P-LA-LG.jpg | http://grandbrass.xologic.com/vendors/4460/large/DV-10P-LA-LG.jpg | [47 empty] | 0 | 0 | 0 | [6 empty] | 0 | 1 | 1 | EA | 1 | Lighting Controls | [27 empty] | Dimmers | [242 empty] | <a href="https://www.lutron.com/TechnicalDocumentLibrary/030448c.pdf" target="_blank">Installation Instructions</a> | [23 empty] | 10.000 DW |  |  | 1.5000 IN | [89 empty] | 1.000 EA | 1.000 EA | [35 empty] | No | [42 empty] | https://www.lutron.com/TechnicalDocumentLibrary/DivaSatinColors.pdf | [7 empty] | Shelf Stock | [13 empty] | <a href="https://www.lutron.com/TechnicalDocumentLibrary/368-4493_Page_5.pdf" target="_blank">Tech Drawing</a> | [25 empty] | 39122206 | [6 empty] | <a href="https://www.lutron.com/Education-Training/Tools/Pages/InstallDimmer.aspx?syst=Dimmers+%26+Switches&prodn=Diva%c2%ae+dimmer+%26+switch" target="_blank">Product Video Clip</a> | [6 empty] | <a href="https://www.lutron.com/TechnicalDocumentLibrary/369-119_Wallbox_Warranty.pdf" target="_blank">Warranty Information</a> |  |  |  |  | 0.080 L | [14 empty] | 0 | 0 | 0 | 0 | Lighting Fixtures | 2017-09-21 10:17 | 2024-07-20 11:43 | 0000-00-00 00:00:00 | 2024-07-20 11:43 | 0000-00-00 00:00:00
4 | Lutron Electronics | SCR-15-DDTR-TP-C | 4460-8648 | 4460 | 8648 | Lutron Electronics | SCR-15-DDTR-TP-C.JPG | 27557781503 | SATIN 15A TPR RSIST DUAL DIM RCPT TP CSA | Claro, Satin, dual dimming, tamper resistant receptacle, 15A/125V in taupe, for Canada |  |  |  |  | SCR-15-DDTR-TP-C.JPG | http://grandbrass.xologic.com/vendors/4460/large/SCR-15-DDTR-TP-C.JPG | [47 empty] | 0 | 0 | 0 | [6 empty] | 0 | 1 | 1 | EA | 1 | Lighting Controls |  |  | Electrical Distribution Equipment |  | Receptacles |  | Electrical Receptacles | [20 empty] | Dimmers | [242 empty] | <a href="https://www.lutron.com/TechnicalDocumentLibrary/0301636.pdf" target="_blank">Installation Instructions</a> | [23 empty] | 10.000 DW | [92 empty] | 1.000 EA | 1.000 EA | [35 empty] | No | [42 empty] | https://www.lutron.com/TechnicalDocumentLibrary/369269_ENG.pdf | [7 empty] | Shelf Stock | [39 empty] | 39121406 | [13 empty] | <a href="https://www.lutron.com/TechnicalDocumentLibrary/369-119_Wallbox_Warranty.pdf" target="_blank">Warranty Information</a> |  |  |  |  | 0.500 L | [14 empty] | 0 | 0 | 0 | 0 | Electrical | 2017-09-21 10:17 | 2024-07-20 11:22 | 0000-00-00 00:00:00 | 2025-11-29 02:00 | 0000-00-00 00:00:00 | [6 empty] | Taupe
4 | Lutron Electronics | SCR-15-HDTR-PD-C | 4460-8649 | 4460 | 8649 | Lutron Electronics | SCR-15-HDTR-PD-C.JPG | 27557781893 | SATIN 15A TPR RSIST HALF DIM RCPT PD CSA | Claro, Satin, half dimming, tamper resistant receptacle, 15A/125V in palladium, for Canada |  |  |  |  | SCR-15-HDTR-PD-C.JPG | http://grandbrass.xologic.com/vendors/4460/large/SCR-15-HDTR-PD-C.JPG | [47 empty] | 0 | 0 | 0 | [6 empty] | 0 | 1 | 1 | EA | 1 | Lighting Controls |  |  | Electrical Distribution Equipment |  | Receptacles |  | Electrical Receptacles | [20 empty] | Dimmers | [242 empty] | <a href="https://www.lutron.com/TechnicalDocumentLibrary/0301636.pdf" target="_blank">Installation Instructions</a> | [23 empty] | 10.000 DW | [92 empty] | 1.000 EA | 1.000 EA | [35 empty] | No | [42 empty] | https://www.lutron.com/TechnicalDocumentLibrary/369269_ENG.pdf | [7 empty] | Shelf Stock | [39 empty] | 39121406 | [13 empty] | <a href="https://www.lutron.com/TechnicalDocumentLibrary/369-119_Wallbox_Warranty.pdf" target="_blank">Warranty Information</a> |  |  |  |  | 0.500 L | [14 empty] | 0 | 0 | 0 | 0 | Electrical | 2017-09-21 10:17 | 2024-07-20 11:25 | 0000-00-00 00:00:00 | 2025-11-29 02:00 | 0000-00-00 00:00:00 | [6 empty] | Palladium
4 | Lutron Electronics | SCR-20-DDTR-MN-C | 4460-8651 | 4460 | 8651 | Lutron Electronics | SCR-20-DDTR-MN.JPG | 27557782401 | SATIN 20 A TAMPER RESIST - MIDNIGHT | Claro, Satin, dual dimming, tamper resistant receptacle, 20A/125V in midnight, for Canada |  |  |  |  | SCR-20-DDTR-MN.JPG | http://grandbrass.xologic.com/vendors/4460/large/SCR-20-DDTR-MN.JPG | [47 empty] | 0 | 0 | 0 | [6 empty] | 0 | 1 | 1 | EA | 1 | Lighting Controls |  |  | Electrical Distribution Equipment |  | Receptacles |  | Electrical Receptacles | [20 empty] | Dimmers | [242 empty] | <a href="https://www.lutron.com/TechnicalDocumentLibrary/0301636.pdf" target="_blank">Installation Instructions</a> | [23 empty] | 10.000 DW | [92 empty] | 1.000 EA | 1.000 EA | [35 empty] | No | [42 empty] | https://www.lutron.com/TechnicalDocumentLibrary/369269_ENG.pdf | [7 empty] | Shelf Stock | [39 empty] | 39121406 | [13 empty] | <a href="https://www.lutron.com/TechnicalDocumentLibrary/369-119_Wallbox_Warranty.pdf" target="_blank">Warranty Information</a> |  |  |  |  | 0.500 L | [14 empty] | 0 | 0 | 0 | 0 | Electrical | 2017-09-21 10:17 | 2024-07-20 11:30 | 0000-00-00 00:00:00 | 2025-11-29 02:00 | 0000-00-00 00:00:00 | [6 empty] | Midnight
1 | Lutron Electronics | MSCLV-600M-HT-CS | 4460-8657 | 4460 | 8657 | Lutron Electronics | MSCLV-600M-HT-CS.jpg | 27557805841 | MAESTRO SC 600W LV HOT CSA | Maestro Dimmer - Satin Finish, Magnetic Low-Voltage, Multi-location/single-pole, 120V/600VA (450W) in hot, for Canada |  | 2.3 | 4.6 |  | MSCLV-600M-HT-CS.jpg | http://grandbrass.xologic.com/vendors/4460/large/MSCLV-600M-HT-CS.jpg | [47 empty] | 0 | 0 | 0 | [6 empty] | 0 | 1 | 1 | EA | 1 | Lighting Controls | [27 empty] | Dimmers | [242 empty] | <a href="https://www.lutron.com/TechnicalDocumentLibrary/0301940.pdf" target="_blank">Installation Instructions</a> | [23 empty] | 10.000 DW |  |  | 2.3000 IN | [89 empty] | 1.000 EA | 1.000 EA | [35 empty] | No | [42 empty] | https://www.lutron.com/TechnicalDocumentLibrary/maestrosatincolors.pdf | [7 empty] | Shelf Stock | [13 empty] | <a href="https://www.lutron.com/TechnicalDocumentLibrary/368-4493_Page_9.pdf" target="_blank">Tech Drawing</a> | [25 empty] | 39122206 | [6 empty] | <a href="https://www.lutron.com/Service-Support/Technical/InstallationInstructions/Pages/Videos.aspx?syst=Dimmers+%26+Switches&prodn=Maestro%c2%ae+dimmer+%26+switch" target="_blank">Product Video Clip</a> | [6 empty] | <a href="https://www.lutron.com/TechnicalDocumentLibrary/369-119_Wallbox_Warranty.pdf" target="_blank">Warranty Information</a> |  |  |  |  | 0.270 L | [14 empty] | 0 | 0 | 0 | 0 | Lighting Fixtures | 2017-09-21 10:18 | 2024-07-20 11:26 | 0000-00-00 00:00:00 | 2024-07-20 11:26 | 0000-00-00 00:00:00
1 | Lutron Electronics | MSCLV-600M-MN-CS | 4460-8658 | 4460 | 8658 | Lutron Electronics | MSCLV-600M-MN-CS.jpg | 27557805889 | MAESTRO SC 600W LV MIDNIGHT CSA | Maestro Dimmer - Satin Finish, Magnetic Low-Voltage, Multi-location/single-pole, 120V/600VA (450W) in midnight, for Canada |  | 2.3 | 4.6 |  | MSCLV-600M-MN-CS.jpg | http://grandbrass.xologic.com/vendors/4460/large/MSCLV-600M-MN-CS.jpg | [47 empty] | 0 | 0 | 0 | [6 empty] | 0 | 1 | 1 | EA | 1 | Lighting Controls | [27 empty] | Dimmers | [242 empty] | <a href="https://www.lutron.com/TechnicalDocumentLibrary/0301940.pdf" target="_blank">Installation Instructions</a> | [23 empty] | 10.000 DW |  |  | 2.3000 IN | [89 empty] | 1.000 EA | 1.000 EA | [35 empty] | No | [42 empty] | https://www.lutron.com/TechnicalDocumentLibrary/maestrosatincolors.pdf | [7 empty] | Shelf Stock | [13 empty] | <a href="https://www.lutron.com/TechnicalDocumentLibrary/368-4493_Page_9.pdf" target="_blank">Tech Drawing</a> | [25 empty] | 39122206 | [6 empty] | <a href="https://www.lutron.com/Service-Support/Technical/InstallationInstructions/Pages/Videos.aspx?syst=Dimmers+%26+Switches&prodn=Maestro%c2%ae+dimmer+%26+switch" target="_blank">Product Video Clip</a> | [6 empty] | <a href="https://www.lutron.com/TechnicalDocumentLibrary/369-119_Wallbox_Warranty.pdf" target="_blank">Warranty Information</a> |  |  |  |  | 0.270 L | [14 empty] | 0 | 0 | 0 | 0 | Lighting Fixtures | 2017-09-21 10:18 | 2024-07-20 11:26 | 0000-00-00 00:00:00 | 2024-07-20 11:26 | 0000-00-00 00:00:00 | [6 empty] | Midnight
1 | Lutron Electronics | MSCLV-1000M-MN-C | 4460-8659 | 4460 | 8659 | Lutron Electronics | MSCLV-1000M-MN-C.jpg | 27557806183 | MAESTRO SC 1000W LV MIDNIGHT CSA | Maestro Dimmer - Satin Finish, Magnetic Low-Voltage, Multi-location/single-pole, 120V/1000VA (800W) in midnight, for Canada |  | 2.3 | 4.6 |  | MSCLV-1000M-MN-C.jpg | http://grandbrass.xologic.com/vendors/4460/large/MSCLV-1000M-MN-C.jpg | [47 empty] | 0 | 0 | 0 | [6 empty] | 0 | 1 | 1 | EA | 1 | Lighting Controls | [27 empty] | Dimmers | [242 empty] | <a href="https://www.lutron.com/TechnicalDocumentLibrary/0301940.pdf" target="_blank">Installation Instructions</a> | [23 empty] | 10.000 DW |  |  | 2.3000 IN | [89 empty] | 1.000 EA | 1.000 EA | [35 empty] | No | [42 empty] | https://www.lutron.com/TechnicalDocumentLibrary/maestrosatincolors.pdf | [7 empty] | Shelf Stock | [13 empty] | <a href="https://www.lutron.com/TechnicalDocumentLibrary/368-4493_Page_9.pdf" target="_blank">Tech Drawing</a> | [25 empty] | 39122206 | [6 empty] | <a href="https://www.lutron.com/Service-Support/Technical/InstallationInstructions/Pages/Videos.aspx?syst=Dimmers+%26+Switches&prodn=Maestro%c2%ae+dimmer+%26+switch" target="_blank">Product Video Clip</a> | [6 empty] | <a href="https://www.lutron.com/TechnicalDocumentLibrary/369-119_Wallbox_Warranty.pdf" target="_blank">Warranty Information</a> |  |  |  |  | 0.280 L | [14 empty] | 0 | 0 | 0 | 0 | Lighting Fixtures | 2017-09-21 10:18 | 2024-07-20 11:18 | 0000-00-00 00:00:00 | 2024-07-20 11:18 | 0000-00-00 00:00:00 | [6 empty] | Midnight
1 | Lutron Electronics | MSCLV-1000M-SW-C | 4460-8660 | 4460 | 8660 | Lutron Electronics | MSCLV-1000M-SW-C.jpg | 27557806220 | MAESTRO SC 1000W LV SNOW CSA | Maestro Dimmer - Satin Finish, Magnetic Low-Voltage, Multi-location/single-pole, 120V/1000VA (800W) in snow, for Canada |  | 2.3 | 4.6 |  | MSCLV-1000M-SW-C.jpg | http://grandbrass.xologic.com/vendors/4460/large/MSCLV-1000M-SW-C.jpg | [47 empty] | 0 | 0 | 0 | [6 empty] | 0 | 1 | 1 | EA | 1 | Lighting Controls | [27 empty] | Dimmers | [242 empty] | <a href="https://www.lutron.com/TechnicalDocumentLibrary/0301940.pdf" target="_blank">Installation Instructions</a> | [23 empty] | 10.000 DW |  |  | 2.3000 IN | [89 empty] | 1.000 EA | 1.000 EA | [35 empty] | No | [42 empty] | https://www.lutron.com/TechnicalDocumentLibrary/maestrosatincolors.pdf | [7 empty] | Shelf Stock | [13 empty] | <a href="https://www.lutron.com/TechnicalDocumentLibrary/368-4493_Page_9.pdf" target="_blank">Tech Drawing</a> | [25 empty] | 39122206 | [6 empty] | <a href="https://www.lutron.com/Service-Support/Technical/InstallationInstructions/Pages/Videos.aspx?syst=Dimmers+%26+Switches&prodn=Maestro%c2%ae+dimmer+%26+switch" target="_blank">Product Video Clip</a> | [6 empty] | <a href="https://www.lutron.com/TechnicalDocumentLibrary/369-119_Wallbox_Warranty.pdf" target="_blank">Warranty Information</a> |  |  |  |  | 0.280 L | [14 empty] | 0 | 0 | 0 | 0 | Lighting Fixtures | 2017-09-21 10:18 | 2024-07-20 11:22 | 0000-00-00 00:00:00 | 2024-07-20 11:22 | 0000-00-00 00:00:00 | [6 empty] | Snow
1 | Lutron Electronics | AYCL-153PH-WH-C | 4460-8661 | 4460 | 8661 | Lutron Electronics | AYCL-153PH-WH-C | 27557826075 | ARIADNI CFL/LED DIMMER WHITE CLAM CSA | Ariadni LED+ Dimmer, LED, Incandescent/Halogen, 3-way/single-pole, 150W LED or 600W inc/hal clamshell packaging in white, for Canada |  | 4.75 | 6.75 | [50 empty] | 0 | 0 | 0 | [6 empty] | 0 | 1 | 1 | EA | 1 | Lighting Controls | [27 empty] | Dimmers | [242 empty] | <a href="https://www.lutron.com/TechnicalDocumentLibrary/0301870.pdf" target="_blank">Installation Instructions</a> | [23 empty] | 10.000 DW |  |  | 2.8000 IN | [89 empty] | 1.000 EA | 1.000 EA | [35 empty] | No | [42 empty] | https://www.lutron.com/TechnicalDocumentLibrary/369686.pdf | [7 empty] | Shelf Stock | [13 empty] | <a href="https://www.lutron.com/TechnicalDocumentLibrary/368-4493_Page_7.pdf" target="_blank">Tech Drawing</a> | [25 empty] | 39122206 | [13 empty] | <a href="https://www.lutron.com/TechnicalDocumentLibrary/369-119_Wallbox_Warranty.pdf" target="_blank">Warranty Information</a> |  |  |  |  | 0.250 L | [14 empty] | 0 | 0 | 0 | 0 | Lighting Fixtures | 2017-09-21 10:18 | 2024-07-20 11:35 | 0000-00-00 00:00:00 | 2024-07-20 11:35 | 0000-00-00 00:00:00 | [6 empty] | White
1 | Lutron Electronics | AYCL-153PH-LA-C | 4460-8662 | 4460 | 8662 | Lutron Electronics | Ecom_AYCL-153PH-LA_nowallplate.jpeg | 27557826105 | ARIADNI CFL/LED DIMMER LIT AL CLAM CSA | Ariadni LED+ Dimmer, LED, Incandescent/Halogen, 3-way/single-pole, 150W LED or 600W inc/hal clamshell packaging in light almond, for Canada |  | 3.92 | 5.82 |  | Ecom_AYCL-153PH-LA_nowallplate.jpeg | http://grandbrass.xologic.com/vendors/4460/large/Ecom_AYCL-153PH-LA_nowallplate.jpeg | [47 empty] | 0 | 0 | 0 | [6 empty] | 0 | 1 | 1 | EA | 1 | Lighting Controls | [27 empty] | Dimmers | [242 empty] | <a href="https://www.lutron.com/TechnicalDocumentLibrary/0301870.pdf" target="_blank">Installation Instructions</a> | [23 empty] | 5.000 DW |  |  | 1.6200 IN | [89 empty] | 1.000 EA | 1.000 EA | [35 empty] | No | [42 empty] | https://www.lutron.com/TechnicalDocumentLibrary/369686.pdf | [7 empty] | Shelf Stock | [13 empty] | <a href="https://www.lutron.com/TechnicalDocumentLibrary/368-4493_Page_7.pdf" target="_blank">Tech Drawing</a> | [25 empty] | 39122206 | [13 empty] | <a href="https://www.lutron.com/TechnicalDocumentLibrary/369-119_Wallbox_Warranty.pdf" target="_blank">Warranty Information</a> |  |  |  |  | 0.250 L | [14 empty] | 0 | 0 | 0 | 0 | Lighting Fixtures | 2017-09-21 10:18 | 2024-07-20 11:29 | 0000-00-00 00:00:00 | 2024-07-20 11:29 | 0000-00-00 00:00:00
1 | Lutron Electronics | MS-OPS2H-AL-C | 4460-8663 | 4460 | 8663 | Lutron Electronics | Ecom_MS-OPS2-AL_nowallplate.jpeg?w=1500 | 27557983181 | MAESTRO PIR OCC 2A SWITCH AL CLAM CSA | Maestro Occupancy-Sensing Switch, Single-pole, 120V/2A, clamshell packaging in almond, for Canada |  | 2.16 | 5.94 | [50 empty] | 0 | 0 | 0 | [6 empty] | 0 | 1 | 1 | EA | 1 | Lighting Controls | [27 empty] | Other Lighting Controls | [242 empty] | <a href="https://www.lutron.com/TechnicalDocumentLibrary/0301654.pdf" target="_blank">Installation Instructions</a> | [23 empty] | 15.000 DW |  |  | 3.9380 IN | [89 empty] | 1.000 EA | 1.000 EA | [35 empty] | No | [42 empty] | https://www.lutron.com/TechnicalDocumentLibrary/369666.pdf | [7 empty] | Shelf Stock | [13 empty] | <a href="https://www.lutron.com/TechnicalDocumentLibrary/368-4493_Page_2.pdf" target="_blank">Tech Drawing</a> | [25 empty] | 39122236 | [6 empty] | <a href="https://lutron.widen.net/content/ljl01nfr11/mp4/In-wall-sensors_2021.mp4?w=2048" target="_blank">Product Video Clip</a> | [6 empty] | <a href="https://www.lutron.com/TechnicalDocumentLibrary/Sensor_Warranty.pdf" target="_blank">Warranty Information</a> |  |  |  |  | 0.200 L | [14 empty] | 0 | 0 | 0 | 0 | Lighting Fixtures | 2017-09-21 10:18 | 2024-07-20 11:22 | 0000-00-00 00:00:00 | 2024-07-20 11:22 | 0000-00-00 00:00:00 | [6 empty] | Almond
1 | Lutron Electronics | MS-OPS2H-LA-C | 4460-8664 | 4460 | 8664 | Lutron Electronics | Ecom_MS-OPS2H-LA_nowallplate.jpeg?w=1500 | 27557983204 | MAESTRO PIR OCC 2A SWITCH LA CLAM CSA | Maestro Occupancy-Sensing Switch, Single-pole, 120V/2A, clamshell packaging in light almond, for Canada |  | 2.16 | 5.94 | [50 empty] | 0 | 0 | 0 | [6 empty] | 0 | 1 | 1 | EA | 1 | Lighting Controls | [27 empty] | Other Lighting Controls | [242 empty] | <a href="https://www.lutron.com/TechnicalDocumentLibrary/0301654.pdf" target="_blank">Installation Instructions</a> | [23 empty] | 15.000 DW |  |  | 3.9380 IN | [89 empty] | 1.000 EA | 1.000 EA | [35 empty] | No | [42 empty] | https://www.lutron.com/TechnicalDocumentLibrary/369666.pdf | [7 empty] | Shelf Stock | [13 empty] | <a href="https://www.lutron.com/TechnicalDocumentLibrary/368-4493_Page_2.pdf" target="_blank">Tech Drawing</a> | [25 empty] | 39122236 | [6 empty] | <a href="https://lutron.widen.net/content/ljl01nfr11/mp4/In-wall-sensors_2021.mp4?w=2048" target="_blank">Product Video Clip</a> | [6 empty] | <a href="https://www.lutron.com/TechnicalDocumentLibrary/Sensor_Warranty.pdf" target="_blank">Warranty Information</a> |  |  |  |  | 0.200 L | [14 empty] | 0 | 0 | 0 | 0 | Lighting Fixtures | 2017-09-21 10:18 | 2024-07-20 11:26 | 0000-00-00 00:00:00 | 2024-07-20 11:26 | 0000-00-00 00:00:00
1 | Lutron Electronics | MACL-153MH-LA-C | 4460-8665 | 4460 | 8665 | Lutron Electronics | Ecom_MACL-153M-LA_nowallplate.jpeg | 784276010603 | MAESTRO LED+ MULTILOC CLAM LT ALMOND CSA | Maestro LED+ Multiloc, Clamshell Light Almond, for Canada |  | 4.1 | 2.6 |  | Ecom_MACL-153M-LA_nowallplate.jpeg | http://grandbrass.xologic.com/vendors/4460/large/Ecom_MACL-153M-LA_nowallplate.jpeg | [47 empty] | 0 | 0 | 0 | [6 empty] | 0 | 1 | 1 | EA | 1 | Lighting Controls | [27 empty] | Dimmers | [242 empty] | <a href="https://www.lutron.com/TechnicalDocumentLibrary/0301629b.pdf" target="_blank">Installation Instructions</a> | [23 empty] | 2.000 DW |  |  | 6.1000 IN | [89 empty] | 1.000 EA | 1.000 EA | [35 empty] | No | [42 empty] | https://www.lutron.com/TechnicalDocumentLibrary/369613a_SPA.pdf | [7 empty] | Shelf Stock | [13 empty] | <a href="https://www.lutron.com/TechnicalDocumentLibrary/368-4493_Page_9.pdf" target="_blank">Tech Drawing</a> | [25 empty] | 39122206 | [13 empty] | <a href="https://www.lutron.com/TechnicalDocumentLibrary/369-119_Wallbox_Warranty.pdf" target="_blank">Warranty Information</a> |  |  |  |  | 0.350 L | [14 empty] | 0 | 0 | 0 | 0 | Lighting Fixtures | 2017-09-21 10:18 | 2024-07-20 11:22 | 0000-00-00 00:00:00 | 2024-07-20 11:22 | 0000-00-00 00:00:00
1 | Lutron Electronics | MACL-153MRHW-BLC | 4460-8666 | 4460 | 8666 | Lutron Electronics | Ecom_MACL-153MLRHW-BL_WithWallplate2.jpeg | 784276011075 | MAESTRO LED+ REMOTE KIT BLACK WP CSA | Maestro LED+ Remote Kit, With Black Wallplate, for Canada |  | 9.91 | 2.34 |  | Ecom_MACL-153MLRHW-BL_WithWallplate2.jpeg | http://grandbrass.xologic.com/vendors/4460/large/Ecom_MACL-153MLRHW-BL_WithWallplate2.jpeg | [47 empty] | 0 | 0 | 0 | [6 empty] | 0 | 1 | 1 | EA | 1 | Lighting Controls | [27 empty] | Dimmers | [242 empty] | <a href="https://www.lutron.com/TechnicalDocumentLibrary/0301629b.pdf" target="_blank">Installation Instructions</a> | [23 empty] | 5.000 DW |  |  | 6.9840 IN | [89 empty] | 1.000 EA | 1.000 EA | [35 empty] | No | [42 empty] | https://www.lutron.com/TechnicalDocumentLibrary/369613a_SPA.pdf | [7 empty] | Shelf Stock | [13 empty] | <a href="https://www.lutron.com/TechnicalDocumentLibrary/368-4493_Page_9.pdf" target="_blank">Tech Drawing</a> | [25 empty] | 39122206 | [13 empty] | <a href="https://www.lutron.com/TechnicalDocumentLibrary/369-119_Wallbox_Warranty.pdf" target="_blank">Warranty Information</a> |  |  |  |  | 0.650 L | [14 empty] | 0 | 0 | 0 | 0 | Lighting Fixtures | 2017-09-21 10:18 | 2024-07-20 11:22 | 0000-00-00 00:00:00 | 2024-07-20 11:22 | 0000-00-00 00:00:00
1 | Lutron Electronics | PD-6WCL-WH-C | 4460-8667 | 4460 | 8667 | Lutron Electronics | Ecom_PD-6WCL-WH_nowallplate.jpeg | 784276072205 | CasÃ©ta Smart Dimmer Switch White Canada | Lutron Caseta Wireless Smart Lighting Dimmer Switch, 120V, 150 W LED, White |  | 3.3 | 6.5 |  | Ecom_PD-6WCL-WH_nowallplate.jpeg | http://grandbrass.xologic.com/vendors/4460/large/Ecom_PD-6WCL-WH_nowallplate.jpeg | [47 empty] | 0 | 0 | 0 | [6 empty] | 0 | 1 | 1 | EA | 1 | Lighting Controls | [27 empty] | Dimmers | [242 empty] | <a href="https://www.lutron.com/TechnicalDocumentLibrary/QuickStartCasetaInWallDimmerENGSPA.pdf" target="_blank">Installation Instructions</a> | [23 empty] | 25.000 DW |  |  | 2.4100 IN | [89 empty] | 1.000 EA | 1.000 EA | [35 empty] | No | [42 empty] | https://www.lutron.com/TechnicalDocumentLibrary/369987_SPA.pdf | [7 empty] | Shelf Stock | [13 empty] | <a href="https://www.lutron.com/TechnicalDocumentLibrary/368-4493_Page_2.pdf" target="_blank">Tech Drawing</a> | [25 empty] | 39122206 | [6 empty] | <a href="https://lutron.widen.net/content/twinpx9ws6/mp4/Caseta-Hub-Story.mp4" target="_blank">Product Video Clip</a> | [6 empty] | <a href="https://www.lutron.com/TechnicalDocumentLibrary/369-119_Wallbox_Warranty.pdf" target="_blank">Warranty Information</a> |  |  |  |  | 0.270 L | [14 empty] | 0 | 0 | 0 | 0 | Lighting Fixtures | 2017-09-21 10:18 | 2024-07-20 11:24 | 0000-00-00 00:00:00 | 2024-07-20 11:24 | 0000-00-00 00:00:00 | [6 empty] | White
1 | Lutron Electronics | PD-6WCL-IV-C | 4460-8668 | 4460 | 8668 | Lutron Electronics | Ecom_PD-6WCL-IV_nowallplate.jpeg | 784276072229 | CasÃ©ta Smart Dimmer Switch Ivory Canada | Lutron Caseta Wireless Smart Lighting Dimmer Switch, 120V, 150 W LED, Ivory |  | 3.38 | 5.5 |  | Ecom_PD-6WCL-IV_nowallplate.jpeg | http://grandbrass.xologic.com/vendors/4460/large/Ecom_PD-6WCL-IV_nowallplate.jpeg | [47 empty] | 0 | 0 | 0 | [6 empty] | 0 | 1 | 1 | EA | 1 | Lighting Controls | [27 empty] | Dimmers | [242 empty] | <a href="https://www.lutron.com/TechnicalDocumentLibrary/QuickStartCasetaInWallDimmerENGSPA.pdf" target="_blank">Installation Instructions</a> | [23 empty] | 25.000 DW |  |  | 2.0000 IN | [89 empty] | 1.000 EA | 1.000 EA | [35 empty] | No | [42 empty] | https://www.lutron.com/TechnicalDocumentLibrary/369987_SPA.pdf | [7 empty] | Shelf Stock | [13 empty] | <a href="https://www.lutron.com/TechnicalDocumentLibrary/368-4493_Page_2.pdf" target="_blank">Tech Drawing</a> | [25 empty] | 39122206 | [6 empty] | <a href="https://lutron.widen.net/content/twinpx9ws6/mp4/Caseta-Hub-Story.mp4" target="_blank">Product Video Clip</a> | [6 empty] | <a href="https://www.lutron.com/TechnicalDocumentLibrary/369-119_Wallbox_Warranty.pdf" target="_blank">Warranty Information</a> |  |  |  |  | 0.250 L | [14 empty] | 0 | 0 | 0 | 0 | Lighting Fixtures | 2017-09-21 10:18 | 2024-07-20 11:29 | 0000-00-00 00:00:00 | 2024-07-20 11:29 | 0000-00-00 00:00:00 | [6 empty] | Ivory
1 | Lutron Electronics | DVRP-253P-WH | 4460-8669 | 4460 | 8669 | Lutron Electronics | DVRP-253P-WH.jpg | 784276221665 | DIVA 250W LED 500W ELV IN WHITE | Diva Reverse-phase Dimmer - Gloss Finish, CFL/LED (Screw-based), Incandescent/Halogen, Electronic Low-voltage, 3-way/single-pole, 250W CFL/LED or 500W inc/hal/ELV in white |  | 2.25 | 4.5 |  | DVRP-253P-WH.jpg | http://grandbrass.xologic.com/vendors/4460/large/DVRP-253P-WH.jpg | [47 empty] | 0 | 0 | 0 | [6 empty] | 0 | 1 | 1 | EA | 1 | Lighting Controls | [27 empty] | Dimmers | [266 empty] | 10.000 DW |  |  | 2.2500 IN | [89 empty] | 1.000 EA | 1.000 EA | [35 empty] | No | [42 empty] | https://www.lutron.com/TechnicalDocumentLibrary/3691041.pdf | [7 empty] | Shelf Stock | [13 empty] | <a href="https://www.lutron.com/TechnicalDocumentLibrary/368-4493_Page_39.pdf" target="_blank">Tech Drawing</a> | [25 empty] | 39122206 | [13 empty] | <a href="https://www.lutron.com/TechnicalDocumentLibrary/369-119_Wallbox_Warranty.pdf" target="_blank">Warranty Information</a> |  |  |  |  | 0.270 L | [14 empty] | 0 | 0 | 0 | 0 | Lighting Fixtures | 2017-09-21 10:18 | 2024-07-20 11:24 | 0000-00-00 00:00:00 | 2024-07-20 11:24 | 0000-00-00 00:00:00 | [6 empty] | White
1 | Lutron Electronics | DVRP-253P-LA | 4460-8670 | 4460 | 8670 | Lutron Electronics | DVRP-253P-LA.jpg | 784276221689 | DIVA 250W LED 500W ELV IN LIGHT ALMOND | Diva Reverse-phase Dimmer - Gloss Finish, CFL/LED (Screw-based), Incandescent/Halogen, Electronic Low-voltage, 3-way/single-pole, 250W CFL/LED or 500W inc/hal/ELV in light almond |  | 2.25 | 4.5 |  | DVRP-253P-LA.jpg | http://grandbrass.xologic.com/vendors/4460/large/DVRP-253P-LA.jpg | [47 empty] | 0 | 0 | 0 | [6 empty] | 0 | 1 | 1 | EA | 1 | Lighting Controls | [27 empty] | Dimmers | [266 empty] | 10.000 DW |  |  | 2.2500 IN | [89 empty] | 1.000 EA | 1.000 EA | [35 empty] | No | [42 empty] | https://www.lutron.com/TechnicalDocumentLibrary/3691041.pdf | [7 empty] | Shelf Stock | [13 empty] | <a href="https://www.lutron.com/TechnicalDocumentLibrary/368-4493_Page_39.pdf" target="_blank">Tech Drawing</a> | [25 empty] | 39122206 | [13 empty] | <a href="https://www.lutron.com/TechnicalDocumentLibrary/369-119_Wallbox_Warranty.pdf" target="_blank">Warranty Information</a> |  |  |  |  | 0.270 L | [14 empty] | 0 | 0 | 0 | 0 | Lighting Fixtures | 2017-09-21 10:18 | 2024-07-20 11:35 | 0000-00-00 00:00:00 | 2024-07-20 11:35 | 0000-00-00 00:00:00
1 | Lutron Electronics | CTRP-253P-IV | 4460-8671 | 4460 | 8671 | Lutron Electronics | CTRP-253P-IV.jpg | 784276226424 | SKYLARK CONTOUR 250W LED IN IVORY | Skylark Contour Reverse-phase Dimmer with on/off switch, CFL/LED (Screw-based), Incandescent/Halogen, Electronic Low-voltage, 3-way/single-pole, 250W CFL/LED or 500W inc/hal/ELV in ivory |  | 2.25 | 4.5 |  | CTRP-253P-IV.jpg | http://grandbrass.xologic.com/vendors/4460/large/CTRP-253P-IV.jpg | [47 empty] | 0 | 0 | 0 | [6 empty] | 0 | 1 | 1 | EA | 1 | Lighting Controls | [27 empty] | Dimmers | [266 empty] | 2.000 DW |  |  | 2.2500 IN | [89 empty] | 1.000 EA | 1.000 EA | [35 empty] | No | [42 empty] | https://www.lutron.com/TechnicalDocumentLibrary/3691037.pdf | [7 empty] | Shelf Stock | [13 empty] | <a href="https://www.lutron.com/TechnicalDocumentLibrary/368-4493_Page_39.pdf" target="_blank">Tech Drawing</a> | [25 empty] | 39122206 | [13 empty] | <a href="https://www.lutron.com/TechnicalDocumentLibrary/369-119_Wallbox_Warranty.pdf" target="_blank">Warranty Information</a> |  |  |  |  | 0.380 L | [14 empty] | 0 | 0 | 0 | 0 | Lighting Fixtures | 2017-09-21 10:18 | 2024-07-20 11:22 | 0000-00-00 00:00:00 | 2024-07-20 11:22 | 0000-00-00 00:00:00 | [6 empty] | Ivory
1 | Lutron Electronics | CTRP-253P-AL | 4460-8672 | 4460 | 8672 | Lutron Electronics | CTRP-253P-AL.jpg | 784276226448 | SKYLARK CONTOUR 250W LED IN ALMOND | Skylark Contour Reverse-phase Dimmer with on/off switch, CFL/LED (Screw-based), Incandescent/Halogen, Electronic Low-voltage, 3-way/single-pole, 250W CFL/LED or 500W inc/hal/ELV in almond |  | 2.25 | 4.5 |  | CTRP-253P-AL.jpg | http://grandbrass.xologic.com/vendors/4460/large/CTRP-253P-AL.jpg | [47 empty] | 0 | 0 | 0 | [6 empty] | 0 | 1 | 1 | EA | 1 | Lighting Controls | [27 empty] | Dimmers | [266 empty] | 10.000 DW |  |  | 2.2500 IN | [89 empty] | 1.000 EA | 1.000 EA | [35 empty] | No | [42 empty] | https://www.lutron.com/TechnicalDocumentLibrary/3691037.pdf | [7 empty] | Shelf Stock | [13 empty] | <a href="https://www.lutron.com/TechnicalDocumentLibrary/368-4493_Page_39.pdf" target="_blank">Tech Drawing</a> | [25 empty] | 39122206 | [13 empty] | <a href="https://www.lutron.com/TechnicalDocumentLibrary/369-119_Wallbox_Warranty.pdf" target="_blank">Warranty Information</a> |  |  |  |  | 0.380 L | [14 empty] | 0 | 0 | 0 | 0 | Lighting Fixtures | 2017-09-21 10:18 | 2024-07-20 11:29 | 0000-00-00 00:00:00 | 2024-07-20 11:29 | 0000-00-00 00:00:00 | [6 empty] | Almond
1 | Lutron Electronics | AYCL-153PH-AL-C | 4460-8675 | 4460 | 8675 | Lutron Electronics | Ecom_AYCL-153P-AL_nowallplate.jpeg | 27557826082 | ARIADNI CFL/LED DIMMER ALMOND CLAM CSA | Ariadni LED+ Dimmer, LED, Incandescent/Halogen, 3-way/single-pole, 150W LED or 600W inc/hal clamshell packaging in almond, for Canada |  | 3.92 | 5.82 |  | Ecom_AYCL-153P-AL_nowallplate.jpeg | http://grandbrass.xologic.com/vendors/4460/large/Ecom_AYCL-153P-AL_nowallplate.jpeg | [47 empty] | 0 | 0 | 0 | [6 empty] | 0 | 1 | 1 | EA | 1 | Lighting Controls | [27 empty] | Dimmers | [242 empty] | <a href="https://www.lutron.com/TechnicalDocumentLibrary/0301870.pdf" target="_blank">Installation Instructions</a> | [23 empty] | 5.000 DW |  |  | 1.6200 IN | [89 empty] | 1.000 EA | 1.000 EA | [35 empty] | No | [42 empty] | https://www.lutron.com/TechnicalDocumentLibrary/369686.pdf | [7 empty] | Shelf Stock | [13 empty] | <a href="https://www.lutron.com/TechnicalDocumentLibrary/368-4493_Page_7.pdf" target="_blank">Tech Drawing</a> | [25 empty] | 39122206 | [13 empty] | <a href="https://www.lutron.com/TechnicalDocumentLibrary/369-119_Wallbox_Warranty.pdf" target="_blank">Warranty Information</a> |  |  |  |  | 0.250 L | [14 empty] | 0 | 0 | 0 | 0 | Lighting Fixtures | 2017-09-21 10:18 | 2024-07-20 11:35 | 0000-00-00 00:00:00 | 2024-07-20 11:35 | 0000-00-00 00:00:00 | [6 empty] | Almond
1 | Lutron Electronics | AYCL-153PH-IV-C | 4460-8676 | 4460 | 8676 | Lutron Electronics | Ecom_AYCL-153P-IV_nowallplate.jpeg | 27557826112 | ARIADNI CFL/LED DIMMER IVORY CLAM CSA | Ariadni LED+ Dimmer, LED, Incandescent/Halogen, 3-way/single-pole, 150W LED or 600W inc/hal clamshell packaging in ivory, for Canada |  | 3.92 | 5.82 |  | Ecom_AYCL-153P-IV_nowallplate.jpeg | http://grandbrass.xologic.com/vendors/4460/large/Ecom_AYCL-153P-IV_nowallplate.jpeg | [47 empty] | 0 | 0 | 0 | [6 empty] | 0 | 1 | 1 | EA | 1 | Lighting Controls | [27 empty] | Dimmers | [242 empty] | <a href="https://www.lutron.com/TechnicalDocumentLibrary/0301870.pdf" target="_blank">Installation Instructions</a> | [23 empty] | 10.000 DW |  |  | 1.6200 IN | [89 empty] | 1.000 EA | 1.000 EA | [35 empty] | No | [42 empty] | https://www.lutron.com/TechnicalDocumentLibrary/369686.pdf | [7 empty] | Shelf Stock | [13 empty] | <a href="https://www.lutron.com/TechnicalDocumentLibrary/368-4493_Page_7.pdf" target="_blank">Tech Drawing</a> | [25 empty] | 39122206 | [13 empty] | <a href="https://www.lutron.com/TechnicalDocumentLibrary/369-119_Wallbox_Warranty.pdf" target="_blank">Warranty Information</a> |  |  |  |  | 0.250 L | [14 empty] | 0 | 0 | 0 | 0 | Lighting Fixtures | 2017-09-21 10:18 | 2024-07-20 11:26 | 0000-00-00 00:00:00 | 2024-07-20 11:26 | 0000-00-00 00:00:00 | [6 empty] | Ivory
1 | Lutron Electronics | MS-OPS2H-IV-C | 4460-8677 | 4460 | 8677 | Lutron Electronics | Ecom_MS-OPS2-IV_nowallplate.jpeg?w=1500 | 27557983198 | MAESTRO PIR OCC 2A SWITCH IV CLAM CSA | Maestro Occupancy-Sensing Switch, Single-pole, 120V/2A, clamshell packaging in ivory, for Canada | [53 empty] | 0 | 0 | 0 | [6 empty] | 0 | 1 | 1 | EA | 1 | Lighting Controls | [27 empty] | Other Lighting Controls | [242 empty] | <a href="https://www.lutron.com/TechnicalDocumentLibrary/0301654.pdf" target="_blank">Installation Instructions</a> | [23 empty] | 15.000 DW | [92 empty] | 1.000 EA | 1.000 EA | [35 empty] | No | [42 empty] | https://www.lutron.com/TechnicalDocumentLibrary/369666.pdf | [7 empty] | Shelf Stock | [13 empty] | <a href="https://www.lutron.com/TechnicalDocumentLibrary/368-4493_Page_2.pdf" target="_blank">Tech Drawing</a> | [25 empty] | 39122236 | [6 empty] | <a href="https://lutron.widen.net/content/ljl01nfr11/mp4/In-wall-sensors_2021.mp4?w=2048" target="_blank">Product Video Clip</a> | [6 empty] | <a href="https://www.lutron.com/TechnicalDocumentLibrary/Sensor_Warranty.pdf" target="_blank">Warranty Information</a> |  |  |  |  | 2.000 L | [14 empty] | 0 | 0 | 0 | 0 | Lighting Fixtures | 2017-09-21 10:18 | 2024-07-20 11:24 | 0000-00-00 00:00:00 | 2024-07-20 11:24 | 0000-00-00 00:00:00 | [6 empty] | Ivory
1 | Lutron Electronics | MACL-153MH-BL-C | 4460-8678 | 4460 | 8678 | Lutron Electronics | Ecom_MACL-153M-BL_nowallplate.jpeg | 784276010610 | MAESTRO LED+ MULTILOC CLAM BLACK CSA | Maestro LED+ Multiloc, Clamshell Black, for Canada |  | 3.6 | 2.3 |  | Ecom_MACL-153M-BL_nowallplate.jpeg | http://grandbrass.xologic.com/vendors/4460/large/Ecom_MACL-153M-BL_nowallplate.jpeg | [47 empty] | 0 | 0 | 0 | [6 empty] | 0 | 1 | 1 | EA | 1 | Lighting Controls | [27 empty] | Dimmers | [242 empty] | <a href="https://www.lutron.com/TechnicalDocumentLibrary/0301629b.pdf" target="_blank">Installation Instructions</a> | [23 empty] | 2.000 DW |  |  | 5.7000 IN | [89 empty] | 1.000 EA | 1.000 EA | [35 empty] | No | [42 empty] | https://www.lutron.com/TechnicalDocumentLibrary/369613a_SPA.pdf | [7 empty] | Shelf Stock | [13 empty] | <a href="https://www.lutron.com/TechnicalDocumentLibrary/368-4493_Page_9.pdf" target="_blank">Tech Drawing</a> | [25 empty] | 39122206 | [13 empty] | <a href="https://www.lutron.com/TechnicalDocumentLibrary/369-119_Wallbox_Warranty.pdf" target="_blank">Warranty Information</a> |  |  |  |  | 0.200 L | [14 empty] | 0 | 0 | 0 | 0 | Lighting Fixtures | 2017-09-21 10:18 | 2024-07-20 11:18 | 0000-00-00 00:00:00 | 2024-07-20 11:18 | 0000-00-00 00:00:00 | [6 empty] | Black
1 | Lutron Electronics | MACL-153MRHW-ALC | 4460-8679 | 4460 | 8679 | Lutron Electronics | Ecom_MACL-153MLRHW-AL_WithWallplate2.jpeg | 784276011068 | MAESTRO LED+ REMOTE KIT ALMOND WP CSA | Maestro LED+ Remote Kit, With Almond Wallplate, for Canada |  | 9.91 | 2.34 |  | Ecom_MACL-153MLRHW-AL_WithWallplate2.jpeg | http://grandbrass.xologic.com/vendors/4460/large/Ecom_MACL-153MLRHW-AL_WithWallplate2.jpeg | [47 empty] | 0 | 0 | 0 | [6 empty] | 0 | 1 | 1 | EA | 1 | Lighting Controls | [27 empty] | Dimmers | [242 empty] | <a href="https://www.lutron.com/TechnicalDocumentLibrary/0301629b.pdf" target="_blank">Installation Instructions</a> | [23 empty] | 5.000 DW |  |  | 6.9840 IN | [89 empty] | 1.000 EA | 1.000 EA | [35 empty] | No | [42 empty] | https://www.lutron.com/TechnicalDocumentLibrary/369613a_SPA.pdf | [7 empty] | Shelf Stock | [13 empty] | <a href="https://www.lutron.com/TechnicalDocumentLibrary/368-4493_Page_9.pdf" target="_blank">Tech Drawing</a> | [25 empty] | 39122206 | [13 empty] | <a href="https://www.lutron.com/TechnicalDocumentLibrary/369-119_Wallbox_Warranty.pdf" target="_blank">Warranty Information</a> |  |  |  |  | 0.650 L | [14 empty] | 0 | 0 | 0 | 0 | Lighting Fixtures | 2017-09-21 10:18 | 2024-07-20 11:24 | 0000-00-00 00:00:00 | 2024-07-20 11:24 | 0000-00-00 00:00:00
1 | Lutron Electronics | PD-6WCL-BL-C | 4460-8680 | 4460 | 8680 | Lutron Electronics | Ecom_PD-6WCL-BL_nowallplate.jpeg | 784276072212 | CasÃ©ta Smart Dimmer Switch Black Canada | Lutron Caseta Wireless Smart Lighting Dimmer Switch, 120V, 150 W LED, Black |  | 3.38 | 5.5 |  | Ecom_PD-6WCL-BL_nowallplate.jpeg | http://grandbrass.xologic.com/vendors/4460/large/Ecom_PD-6WCL-BL_nowallplate.jpeg | [47 empty] | 0 | 0 | 0 | [6 empty] | 0 | 1 | 1 | EA | 1 | Lighting Controls | [27 empty] | Dimmers | [242 empty] | <a href="https://www.lutron.com/TechnicalDocumentLibrary/QuickStartCasetaInWallDimmerENGSPA.pdf" target="_blank">Installation Instructions</a> | [23 empty] | 25.000 DW |  |  | 2.0000 IN | [89 empty] | 1.000 EA | 1.000 EA | [35 empty] | No | [42 empty] | https://www.lutron.com/TechnicalDocumentLibrary/369987_SPA.pdf | [7 empty] | Shelf Stock | [13 empty] | <a href="https://www.lutron.com/TechnicalDocumentLibrary/368-4493_Page_2.pdf" target="_blank">Tech Drawing</a> | [25 empty] | 39122206 | [6 empty] | <a href="https://lutron.widen.net/content/twinpx9ws6/mp4/Caseta-Hub-Story.mp4" target="_blank">Product Video Clip</a> | [6 empty] | <a href="https://www.lutron.com/TechnicalDocumentLibrary/369-119_Wallbox_Warranty.pdf" target="_blank">Warranty Information</a> |  |  |  |  | 0.250 L | [14 empty] | 0 | 0 | 0 | 0 | Lighting Fixtures | 2017-09-21 10:18 | 2024-07-20 11:24 | 0000-00-00 00:00:00 | 2024-07-20 11:24 | 0000-00-00 00:00:00 | [6 empty] | Black
1 | Lutron Electronics | P-PKG1P-WH-C | 4460-8681 | 4460 | 8681 | Lutron Electronics | P-PKG1P-WH.jpg | 784276072304 | CasÃ©ta Lamp Dimmer and Remote Kit Canada | Lutron Caseta Wireless Single-Pole/3-Way Smart Lighting Lamp Dimmer and Remote Kit, White, for Canada |  | 6 | 7.25 |  | P-PKG1P-WH.jpg | http://grandbrass.xologic.com/vendors/4460/large/P-PKG1P-WH.jpg | [47 empty] | 0 | 0 | 0 | [6 empty] | 0 | 1 | 1 | EA | 1 | Lighting Controls | [27 empty] | Dimmers | [242 empty] | <a href="https://www.lutron.com/TechnicalDocumentLibrary/Quick%20Start%20Guide%20-%20Caseta%20Smart%20Bridge%20Pro.pdf" target="_blank">Installation Instructions</a> | [23 empty] | 10.000 DW |  |  | 2.3000 IN | [89 empty] | 1.000 EA | 1.000 EA | [35 empty] | No | [42 empty] | https://www.lutron.com/TechnicalDocumentLibrary/369987_FRE.pdf | [7 empty] | Shelf Stock | [39 empty] | 39122206 | [13 empty] | <a href="https://www.lutron.com/TechnicalDocumentLibrary/369-119_Wallbox_Warranty.pdf" target="_blank">Warranty Information</a> |  |  |  |  | 0.450 L | [14 empty] | 0 | 0 | 0 | 0 | Lighting Fixtures | 2017-09-21 10:18 | 2024-07-20 11:27 | 0000-00-00 00:00:00 | 2024-07-20 11:27 | 0000-00-00 00:00:00 | [6 empty] | White
1 | Lutron Electronics | CTRP-253P-WH | 4460-8682 | 4460 | 8682 | Lutron Electronics | CTRP-253P-WH.jpg | 784276226417 | SKYLARK CONTOUR 250W LED IN WHITE | Skylark Contour Reverse-phase Dimmer with on/off switch, CFL/LED (Screw-based), Incandescent/Halogen, Electronic Low-voltage, 3-way/single-pole, 250W CFL/LED or 500W inc/hal/ELV in white |  | 2.25 | 4.5 |  | CTRP-253P-WH.jpg | http://grandbrass.xologic.com/vendors/4460/large/CTRP-253P-WH.jpg | [47 empty] | 0 | 0 | 0 | [6 empty] | 0 | 1 | 1 | EA | 1 | Lighting Controls | [27 empty] | Dimmers | [266 empty] | 10.000 DW |  |  | 2.2500 IN | [89 empty] | 1.000 EA | 1.000 EA | [35 empty] | No | [42 empty] | https://www.lutron.com/TechnicalDocumentLibrary/3691037.pdf | [7 empty] | Shelf Stock | [13 empty] | <a href="https://www.lutron.com/TechnicalDocumentLibrary/368-4493_Page_39.pdf" target="_blank">Tech Drawing</a> | [25 empty] | 39122206 | [13 empty] | <a href="https://www.lutron.com/TechnicalDocumentLibrary/369-119_Wallbox_Warranty.pdf" target="_blank">Warranty Information</a> |  |  |  |  | 0.380 L | [14 empty] | 0 | 0 | 0 | 0 | Lighting Fixtures | 2017-09-21 10:18 | 2024-07-20 11:29 | 0000-00-00 00:00:00 | 2024-07-20 11:29 | 0000-00-00 00:00:00 | [6 empty] | White
1 | Lutron Electronics | NTRP-250-TP | 4460-8683 | 4460 | 8683 | Lutron Electronics | NTRP-250-TP.jpg | 784276229722 | NOVA T250W LED 300W ELV TAUPE | Nova T Reverse-phase, slide-to-off Dimmer, CFL/LED (screw-base), Incandescent/Halogen, electronic low-voltage, single-pole, 250W CFL/LED or 600W inc/hal/elv in taupe |  | 5.4 | 3 |  | NTRP-250-TP.jpg | http://grandbrass.xologic.com/vendors/4460/large/NTRP-250-TP.jpg | [47 empty] | 0 | 0 | 0 | [6 empty] | 0 | 1 | 1 | EA | 1 | Lighting Controls | [27 empty] | Dimmers | [242 empty] | <a href="https://www.lutron.com/TechnicalDocumentLibrary/0301841.pdf" target="_blank">Installation Instructions</a> | [23 empty] | 2.000 DW |  |  | 4.1000 IN | [89 empty] | 1.000 EA | 1.000 EA | [35 empty] | No | [42 empty] | https://www.lutron.com/TechnicalDocumentLibrary/NovaTB.pdf | [7 empty] | Shelf Stock | [13 empty] | <a href="https://www.lutron.com/TechnicalDocumentLibrary/368-4493_Page_41.pdf" target="_blank">Tech Drawing</a> | [25 empty] | 39122206 | [13 empty] | <a href="https://www.lutron.com/TechnicalDocumentLibrary/369-119_Wallbox_Warranty.pdf" target="_blank">Warranty Information</a> |  |  |  |  | 0.460 L | [14 empty] | 0 | 0 | 0 | 0 | Lighting Fixtures | 2017-09-21 10:18 | 2024-07-20 11:34 | 0000-00-00 00:00:00 | 2024-07-20 11:34 | 0000-00-00 00:00:00 | [6 empty] | Taupe
1 | Lutron Electronics | DVSCRP-253P-MN | 4460-8687 | 4460 | 8687 | Lutron Electronics | DVSCRP-253P-MN.jpg | 784276226264 | DIVA 250W LED 500W ELV IN MIDNIGHT | Diva Reverse-phase Dimmer - Satin Finish, CFL/LED (Screw-based), Incandescent/Halogen, Electronic Low-voltage, 3-way/single-pole, 250W CFL/LED or 500W inc/hal/ELV in midnight |  | 2.3 | 4.5 |  | DVSCRP-253P-MN.jpg | http://grandbrass.xologic.com/vendors/4460/large/DVSCRP-253P-MN.jpg | [47 empty] | 0 | 0 | 0 | [6 empty] | 0 | 1 | 1 | EA | 1 | Lighting Controls | [27 empty] | Dimmers | [266 empty] | 10.000 DW |  |  | 2.3000 IN | [89 empty] | 1.000 EA | 1.000 EA | [35 empty] | No | [42 empty] | https://www.lutron.com/TechnicalDocumentLibrary/3691041.pdf | [7 empty] | Shelf Stock | [13 empty] | <a href="https://www.lutron.com/TechnicalDocumentLibrary/368-4493_Page_39.pdf" target="_blank">Tech Drawing</a> | [25 empty] | 39122206 | [13 empty] | <a href="https://www.lutron.com/TechnicalDocumentLibrary/369-119_Wallbox_Warranty.pdf" target="_blank">Warranty Information</a> |  |  |  |  | 0.270 L | [14 empty] | 0 | 0 | 0 | 0 | Lighting Fixtures | 2017-09-21 10:18 | 2024-07-20 11:43 | 0000-00-00 00:00:00 | 2024-07-20 11:43 | 0000-00-00 00:00:00 | [6 empty] | Midnight
1 | Lutron Electronics | NTRP-250-WH | 4460-8688 | 4460 | 8688 | Lutron Electronics | NTRP-250-WH.jpg | 784276227186 | NOVA T250W LED 300W ELV WHITE | Nova T Reverse-phase, slide-to-off Dimmer, CFL/LED (screw-base), Incandescent/Halogen, electronic low-voltage, single-pole, 250W CFL/LED or 600W inc/hal/elv in white |  | 5.4 | 3 |  | NTRP-250-WH.jpg | http://grandbrass.xologic.com/vendors/4460/large/NTRP-250-WH.jpg | [47 empty] | 0 | 0 | 0 | [6 empty] | 0 | 1 | 1 | EA | 1 | Lighting Controls | [27 empty] | Dimmers | [242 empty] | <a href="https://www.lutron.com/TechnicalDocumentLibrary/0301841.pdf" target="_blank">Installation Instructions</a> | [23 empty] | 2.000 DW |  |  | 4.1000 IN | [89 empty] | 1.000 EA | 1.000 EA | [35 empty] | No | [42 empty] | https://www.lutron.com/TechnicalDocumentLibrary/NovaTB.pdf | [7 empty] | Shelf Stock | [13 empty] | <a href="https://www.lutron.com/TechnicalDocumentLibrary/368-4493_Page_41.pdf" target="_blank">Tech Drawing</a> | [25 empty] | 39122206 | [13 empty] | <a href="https://www.lutron.com/TechnicalDocumentLibrary/369-119_Wallbox_Warranty.pdf" target="_blank">Warranty Information</a> |  |  |  |  | 0.460 L | [14 empty] | 0 | 0 | 0 | 0 | Lighting Fixtures | 2017-09-21 10:18 | 2024-07-20 11:35 | 0000-00-00 00:00:00 | 2024-07-20 11:35 | 0000-00-00 00:00:00 | [6 empty] | White
1 | Lutron Electronics | CT-103PH-AL-C | 4460-8690 | 4460 | 8690 | Lutron Electronics | CT-103PH-AL-C.jpg | 27557829892 | CT 1000W INC 600VA MLV 3-WAY CLAM CSA AL | Skylark Contour Dimmer, Incandescent/Halogen, Magnetic Low-Voltage, 3-way/single-pole, preset, 120V/1000W inc/hal, 600VA MLV, clamshell packaging in almond for Canada |  | 2.57 | 5.85 |  | CT-103PH-AL-C.jpg | http://grandbrass.xologic.com/vendors/4460/large/CT-103PH-AL-C.jpg | [47 empty] | 0 | 0 | 0 | [6 empty] | 0 | 1 | 1 | EA | 1 | Lighting Controls | [27 empty] | Dimmers | [242 empty] | <a href="https://www.lutron.com/TechnicalDocumentLibrary/0301673.pdf" target="_blank">Installation Instructions</a> | [23 empty] | 5.000 DW |  |  | 3.9000 IN | [89 empty] | 1.000 EA | 1.000 EA | [35 empty] | No | [42 empty] | https://www.lutron.com/TechnicalDocumentLibrary/369-452.pdf | [7 empty] | Shelf Stock | [13 empty] | <a href="https://www.lutron.com/TechnicalDocumentLibrary/368-4493_Page_5.pdf" target="_blank">Tech Drawing</a> | [25 empty] | 39122206 | [13 empty] | <a href="https://www.lutron.com/TechnicalDocumentLibrary/369-119_Wallbox_Warranty.pdf" target="_blank">Warranty Information</a> |  |  |  |  | 0.250 L | [14 empty] | 0 | 0 | 0 | 0 | Lighting Fixtures | 2017-09-21 10:18 | 2024-07-20 11:35 | 0000-00-00 00:00:00 | 2024-07-20 11:35 | 0000-00-00 00:00:00 | [6 empty] | Almond
1 | Lutron Electronics | CT-103PH-LA-C | 4460-8691 | 4460 | 8691 | Lutron Electronics | CT-103PH-LA-C.jpg | 27557829977 | CT 1000W INC 600VA MLV 3-WAY CLAM CSA LA | Skylark Contour Dimmer, Incandescent/Halogen, Magnetic Low-Voltage, 3-way/single-pole, preset, 120V/1000W inc/hal, 600VA MLV, clamshell packaging in light almond for Canada |  | 2.57 | 5.85 |  | CT-103PH-LA-C.jpg | http://grandbrass.xologic.com/vendors/4460/large/CT-103PH-LA-C.jpg | [47 empty] | 0 | 0 | 0 | [6 empty] | 0 | 1 | 1 | EA | 1 | Lighting Controls | [27 empty] | Dimmers | [242 empty] | <a href="https://www.lutron.com/TechnicalDocumentLibrary/0301673.pdf" target="_blank">Installation Instructions</a> | [23 empty] | 2.000 DW |  |  | 3.9000 IN | [89 empty] | 1.000 EA | 1.000 EA | [35 empty] | No | [42 empty] | https://www.lutron.com/TechnicalDocumentLibrary/369-452.pdf | [7 empty] | Shelf Stock | [13 empty] | <a href="https://www.lutron.com/TechnicalDocumentLibrary/368-4493_Page_5.pdf" target="_blank">Tech Drawing</a> | [25 empty] | 39122206 | [13 empty] | <a href="https://www.lutron.com/TechnicalDocumentLibrary/369-119_Wallbox_Warranty.pdf" target="_blank">Warranty Information</a> |  |  |  |  | 0.250 L | [14 empty] | 0 | 0 | 0 | 0 | Lighting Fixtures | 2017-09-21 10:18 | 2024-07-20 11:35 | 0000-00-00 00:00:00 | 2024-07-20 11:35 | 0000-00-00 00:00:00
4 | Lutron Electronics | CTFSQ-FH-BR-C | 4460-8692 | 4460 | 8692 | Lutron Electronics | Ecom_CTFSQ-F-BR_nowallplate.jpeg?w=1500 | 27557830393 | CT 1.5A QUIET FAN SPEED 3WAY CLAM CSA BR | Skylark Contour Fan Control, Incandescent/Halogen, Single-pole, quiet 3-speed, 120V/1.5A, clamshell packaging in brown for Canada |  | 2.57 | 5.85 | [50 empty] | 0 | 0 | 0 | [6 empty] | 0 | 1 | 1 | EA | 1 |  |  |  | Control And Automation |  | Switches |  | Speed Switch | [263 empty] | <a href="https://www.lutron.com/TechnicalDocumentLibrary/0301990.pdf" target="_blank">Installation Instructions</a> | [23 empty] | 10.000 DW |  |  | 3.9000 IN | [89 empty] | 1.000 EA | 1.000 EA | [35 empty] | No | [42 empty] | https://www.lutron.com/TechnicalDocumentLibrary/369447.pdf | [7 empty] | Shelf Stock | [13 empty] | <a href="https://www.lutron.com/TechnicalDocumentLibrary/368-4493_Page_5.pdf" target="_blank">Tech Drawing</a> | [25 empty] | 39122240 | [13 empty] | <a href="https://www.lutron.com/TechnicalDocumentLibrary/369-119_Wallbox_Warranty.pdf" target="_blank">Warranty Information</a> |  |  |  |  | 0.250 L | [14 empty] | 0 | 0 | 0 | 0 | Electrical | 2017-09-21 10:18 | 2024-07-20 11:35 | 0000-00-00 00:00:00 | 2024-07-20 11:35 | 0000-00-00 00:00:00 | [6 empty] | Brown
1 | Lutron Electronics | MRF2S-6ANS-WH | 4460-8694 | 4460 | 8694 | Lutron Electronics | MRF2S-6ANS-WH.jpg | 784276151030 | MRF-FM-6A SWITCH 120V WHITE, VIVE ENBLD | Maestro Wireless Switch, Incandescent/Halogen, Magnetic Low-Voltage, Electronic Low-Voltage, Non-Dim Fluorescent, Multi-location/single-pole, 120V/6A light or 3A fan in white,Vive enabled |  | 2.3 | 4.5 |  | MRF2S-6ANS-WH.jpg | http://grandbrass.xologic.com/vendors/4460/large/MRF2S-6ANS-WH.jpg | [47 empty] | 0 | 0 | 0 | [6 empty] | 0 | 1 | 1 | EA | 1 | Lighting Controls | [27 empty] | Lightswitches | [242 empty] | <a href="https://www.lutron.com/TechnicalDocumentLibrary/0301819.pdf" target="_blank">Installation Instructions</a> | [23 empty] | 15.000 DW |  |  | 2.3000 IN | [89 empty] | 1.000 EA | 1.000 EA | [35 empty] | No | [42 empty] | https://www.lutron.com/TechnicalDocumentLibrary/369904_SPA.pdf | [7 empty] | Shelf Stock | [13 empty] | <a href="https://www.lutron.com/TechnicalDocumentLibrary/368-4493_Page_18.pdf" target="_blank">Tech Drawing</a> | [25 empty] | 39122216 | [13 empty] | <a href="https://www.lutron.com/TechnicalDocumentLibrary/369-119_Wallbox_Warranty.pdf" target="_blank">Warranty Information</a> |  |  |  |  | 0.290 L | [14 empty] | 0 | 0 | 0 | 0 | Lighting Fixtures | 2017-09-21 10:18 | 2024-07-20 11:27 | 0000-00-00 00:00:00 | 2024-07-20 11:27 | 0000-00-00 00:00:00 | [6 empty] | White
1 | Lutron Electronics | MRF2S-6ND-120-GR | 4460-8696 | 4460 | 8696 | Lutron Electronics | MRF2S-6ND-120-GR.jpg | 784276149600 | MRF2 600W NEUTRAL WIRE GRAY, VIVE ENBLD | Maestro Wireless Dimmer, Incandescent/Halogen, Magnetic Low-Voltage, Specification grade, multi-location/single-pole, 120V/600W/VA in gray, Vive enabled |  | 2.25 | 4.5 |  | MRF2S-6ND-120-GR.jpg | http://grandbrass.xologic.com/vendors/4460/large/MRF2S-6ND-120-GR.jpg | [47 empty] | 0 | 0 | 0 | [6 empty] | 0 | 1 | 1 | EA | 1 | Lighting Controls | [27 empty] | Dimmers | [242 empty] | <a href="https://www.lutron.com/TechnicalDocumentLibrary/0301896.pdf" target="_blank">Installation Instructions</a> | [23 empty] | 10.000 DW |  |  | 2.2500 IN | [89 empty] | 1.000 EA | 1.000 EA | [35 empty] | No | [42 empty] | https://www.lutron.com/TechnicalDocumentLibrary/369904_SPA.pdf | [7 empty] | Shelf Stock | [13 empty] | <a href="https://www.lutron.com/TechnicalDocumentLibrary/368-4493_Page_18.pdf" target="_blank">Tech Drawing</a> | [25 empty] | 39122206 | [13 empty] | <a href="https://www.lutron.com/TechnicalDocumentLibrary/369-119_Wallbox_Warranty.pdf" target="_blank">Warranty Information</a> |  |  |  |  | 0.250 L | [14 empty] | 0 | 0 | 0 | 0 | Lighting Fixtures | 2017-09-21 10:18 | 2024-07-20 11:34 | 0000-00-00 00:00:00 | 2024-07-20 11:34 | 0000-00-00 00:00:00 | [6 empty] | Gray
1 | Lutron Electronics | MRF2S-6ND-120-BL | 4460-8697 | 4460 | 8697 | Lutron Electronics | MRF2S-6ND-120-BL.jpg | 784276149624 | MRF2 600W NEUTRAL WIRE BLACK, VIVE ENBLD | Maestro Wireless Dimmer, Incandescent/Halogen, Magnetic Low-Voltage, Specification grade, multi-location/single-pole, 120V/600W/VA in black, Vive enabled |  | 2.25 | 4.5 |  | MRF2S-6ND-120-BL.jpg | http://grandbrass.xologic.com/vendors/4460/large/MRF2S-6ND-120-BL.jpg | [47 empty] | 0 | 0 | 0 | [6 empty] | 0 | 1 | 1 | EA | 1 | Lighting Controls | [27 empty] | Dimmers | [242 empty] | <a href="https://www.lutron.com/TechnicalDocumentLibrary/0301896.pdf" target="_blank">Installation Instructions</a> | [23 empty] | 15.000 DW |  |  | 2.2500 IN | [89 empty] | 1.000 EA | 1.000 EA | [35 empty] | No | [42 empty] | https://www.lutron.com/TechnicalDocumentLibrary/369904_SPA.pdf | [7 empty] | Shelf Stock | [13 empty] | <a href="https://www.lutron.com/TechnicalDocumentLibrary/368-4493_Page_18.pdf" target="_blank">Tech Drawing</a> | [25 empty] | 39122206 | [13 empty] | <a href="https://www.lutron.com/TechnicalDocumentLibrary/369-119_Wallbox_Warranty.pdf" target="_blank">Warranty Information</a> |  |  |  |  | 0.250 L | [14 empty] | 0 | 0 | 0 | 0 | Lighting Fixtures | 2017-09-21 10:18 | 2024-07-20 11:22 | 0000-00-00 00:00:00 | 2024-07-20 11:22 | 0000-00-00 00:00:00 | [6 empty] | Black
1 | Lutron Electronics | AY2-LFSQ-IV-CSA | 4460-8707 | 4460 | 8707 | Lutron Electronics | Ecom_AY2-LFSQ-IV_nowallplate.jpeg?w=1500 | 27557595735 | ARIADNI DUAL PRESET FANSPEED IVORY CSA | Ariadni Fan/Light Control, Fan control and dimmer, single-pole - quiet 3-speed, 120V/1.5A/300W in ivory, for Canada |  | 2.3 | 4.6 | [50 empty] | 0 | 0 | 0 | [6 empty] | 0 | 1 | 1 | EA | 1 | Lighting Controls | [27 empty] | Lightswitches | [242 empty] | <a href="https://www.lutron.com/TechnicalDocumentLibrary/0301992.pdf" target="_blank">Installation Instructions</a> | [23 empty] | 10.000 DW |  |  | 2.3000 IN | [89 empty] | 1.000 EA | 1.000 EA | [35 empty] | No | [42 empty] | https://assets.lutron.com/a/documents/spec%20guide%20volume%201%20with%20addendums.pdf#page=50 | [7 empty] | Shelf Stock | [13 empty] | <a href="https://www.lutron.com/TechnicalDocumentLibrary/368-4493_Page_30.pdf" target="_blank">Tech Drawing</a> | [25 empty] | 39122232 | [13 empty] | <a href="https://www.lutron.com/TechnicalDocumentLibrary/369-119_Wallbox_Warranty.pdf" target="_blank">Warranty Information</a> |  |  |  |  | 0.270 L | [14 empty] | 0 | 0 | 0 | 0 | Lighting Fixtures | 2017-09-21 10:19 | 2024-07-20 11:28 | 0000-00-00 00:00:00 | 2024-07-20 11:28 | 0000-00-00 00:00:00 | [6 empty] | Ivory
1 | Lutron Electronics | AY2-LFSQ-WH-CSA | 4460-8708 | 4460 | 8708 | Lutron Electronics | Ecom_AY2-LFSQ-WH_WithWallPlate.jpeg?w=1500 | 27557595759 | ARIADNI DUAL PRESET FANSPEED WHITE CSA | Ariadni Fan/Light Control, Fan control and dimmer, single-pole - quiet 3-speed, 120V/1.5A/300W in white, for Canada |  | 2.3 | 4.6 | [50 empty] | 0 | 0 | 0 | [6 empty] | 0 | 1 | 1 | EA | 1 | Lighting Controls | [27 empty] | Lightswitches | [242 empty] | <a href="https://www.lutron.com/TechnicalDocumentLibrary/0301992.pdf" target="_blank">Installation Instructions</a> | [23 empty] | 10.000 DW |  |  | 2.3000 IN | [89 empty] | 1.000 EA | 1.000 EA | [35 empty] | No | [42 empty] | https://assets.lutron.com/a/documents/spec%20guide%20volume%201%20with%20addendums.pdf#page=50 | [7 empty] | Shelf Stock | [13 empty] | <a href="https://www.lutron.com/TechnicalDocumentLibrary/368-4493_Page_30.pdf" target="_blank">Tech Drawing</a> | [25 empty] | 39122232 | [13 empty] | <a href="https://www.lutron.com/TechnicalDocumentLibrary/369-119_Wallbox_Warranty.pdf" target="_blank">Warranty Information</a> |  |  |  |  | 0.270 L | [14 empty] | 0 | 0 | 0 | 0 | Lighting Fixtures | 2017-09-21 10:19 | 2024-07-20 11:28 | 0000-00-00 00:00:00 | 2024-07-20 11:28 | 0000-00-00 00:00:00 | [6 empty] | White
4 | Lutron Electronics | AYFSQ-F-AL-CSA | 4460-8710 | 4460 | 8710 | Lutron Electronics | Ecom_AYFSQ-F-AL_nowallplate.jpeg?w=1500 | 27557595889 | ARIADNI FAN SPEED QUIET 3-SPEED AL CSA | Ariadni Fan Control, 3-way/single-pole, quiet 3-speed, 120V/1.5A in almond, for Canada |  | 2.3 | 4.6 | [50 empty] | 0 | 0 | 0 | [6 empty] | 0 | 1 | 1 | EA | 1 |  |  |  | Control And Automation |  | Switches |  | Speed Switch | [263 empty] | <a href="https://www.lutron.com/TechnicalDocumentLibrary/030-1541_Combined_Language.pdf" target="_blank">Installation Instructions</a> | [23 empty] | 2.000 DW |  |  | 2.3000 IN | [89 empty] | 1.000 EA | 1.000 EA | [35 empty] | No | [42 empty] | https://assets.lutron.com/a/documents/spec%20guide%20volume%201%20with%20addendums.pdf#page=50 | [7 empty] | Shelf Stock | [13 empty] | <a href="https://www.lutron.com/TechnicalDocumentLibrary/368-4493_Page_5.pdf" target="_blank">Tech Drawing</a> | [25 empty] | 39122240 | [13 empty] | <a href="https://www.lutron.com/TechnicalDocumentLibrary/369-119_Wallbox_Warranty.pdf" target="_blank">Warranty Information</a> |  |  |  |  | 0.250 L | [14 empty] | 0 | 0 | 0 | 0 | Electrical | 2017-09-21 10:19 | 2024-07-20 11:29 | 0000-00-00 00:00:00 | 2024-07-20 11:29 | 0000-00-00 00:00:00 | [6 empty] | Almond
1 | Lutron Electronics | SELV-303P-GR-CSA | 4460-8714 | 4460 | 8714 | Lutron Electronics | SELV-303P-GR-CSA.jpg | 27557683579 | SKYLARK 300W 3WY PRESET ELV GR CSA | Skylark Dimmer with On/Off Switch, Electronic Low-Voltage, 3-way, preset, 120V/300W in gray, for Canada |  | 2.3 | 4.6 |  | SELV-303P-GR-CSA.jpg | http://grandbrass.xologic.com/vendors/4460/large/SELV-303P-GR-CSA.jpg | [47 empty] | 0 | 0 | 0 | [6 empty] | 0 | 1 | 1 | EA | 1 | Lighting Controls | [27 empty] | Dimmers | [242 empty] | <a href="https://www.lutron.com/TechnicalDocumentLibrary/0301295.pdf" target="_blank">Installation Instructions</a> | [23 empty] | 10.000 DW |  |  | 2.3000 IN | [89 empty] | 1.000 EA | 1.000 EA | [35 empty] | No | [42 empty] | https://www.lutron.com/technicaldocumentlibrary/spec%20guide%20volume%201%20with%20addendums.pdf#page=20 | [7 empty] | Shelf Stock | [13 empty] | <a href="https://www.lutron.com/TechnicalDocumentLibrary/368-4493_Page_39.pdf" target="_blank">Tech Drawing</a> | [25 empty] | 39122206 | [13 empty] | <a href="https://www.lutron.com/TechnicalDocumentLibrary/369-119_Wallbox_Warranty.pdf" target="_blank">Warranty Information</a> |  |  |  |  | 0.250 L | [14 empty] | 0 | 0 | 0 | 0 | Lighting Fixtures | 2017-09-21 10:19 | 2024-07-20 11:27 | 0000-00-00 00:00:00 | 2024-07-20 11:27 | 0000-00-00 00:00:00 | [6 empty] | Gray
1 | Lutron Electronics | SELV-303P-BL-CSA | 4460-8715 | 4460 | 8715 | Lutron Electronics | SELV-303P-BL-CSA.jpg | 27557683593 | SKYLARK 300W 3WY PRESET ELV BL CSA | Skylark Dimmer with On/Off Switch, Electronic Low-Voltage, 3-way, preset, 120V/300W in black, for Canada |  | 2.3 | 4.6 |  | SELV-303P-BL-CSA.jpg | http://grandbrass.xologic.com/vendors/4460/large/SELV-303P-BL-CSA.jpg | [47 empty] | 0 | 0 | 0 | [6 empty] | 0 | 1 | 1 | EA | 1 | Lighting Controls | [27 empty] | Dimmers | [242 empty] | <a href="https://www.lutron.com/TechnicalDocumentLibrary/0301295.pdf" target="_blank">Installation Instructions</a> | [23 empty] | 2.000 DW |  |  | 2.3000 IN | [89 empty] | 1.000 EA | 1.000 EA | [35 empty] | No | [42 empty] | https://www.lutron.com/technicaldocumentlibrary/spec%20guide%20volume%201%20with%20addendums.pdf#page=20 | [7 empty] | Shelf Stock | [13 empty] | <a href="https://www.lutron.com/TechnicalDocumentLibrary/368-4493_Page_39.pdf" target="_blank">Tech Drawing</a> | [25 empty] | 39122206 | [13 empty] | <a href="https://www.lutron.com/TechnicalDocumentLibrary/369-119_Wallbox_Warranty.pdf" target="_blank">Warranty Information</a> |  |  |  |  | 0.250 L | [14 empty] | 0 | 0 | 0 | 0 | Lighting Fixtures | 2017-09-21 10:19 | 2024-07-20 11:27 | 0000-00-00 00:00:00 | 2024-07-20 11:27 | 0000-00-00 00:00:00 | [6 empty] | Black
1 | Lutron Electronics | SELV-300P-BL-CSA | 4460-8716 | 4460 | 8716 | Lutron Electronics | SELV-300P-BL-CSA.jpg | 27557683630 | SKYLARK 300W PRESET ELECTR LV BL CSA | Skylark Dimmer with On/Off Switch, Electronic Low-Voltage, Single-pole, preset, 120V/300W in black, for Canada |  | 2.3 | 4.6 |  | SELV-300P-BL-CSA.jpg | http://grandbrass.xologic.com/vendors/4460/large/SELV-300P-BL-CSA.jpg | [47 empty] | 0 | 0 | 0 | [6 empty] | 0 | 1 | 1 | EA | 1 | Lighting Controls | [27 empty] | Dimmers | [242 empty] | <a href="https://www.lutron.com/TechnicalDocumentLibrary/0301295.pdf" target="_blank">Installation Instructions</a> | [23 empty] | 2.000 DW |  |  | 2.3000 IN | [89 empty] | 1.000 EA | 1.000 EA | [35 empty] | No | [42 empty] | https://www.lutron.com/technicaldocumentlibrary/spec%20guide%20volume%201%20with%20addendums.pdf#page=20 | [7 empty] | Shelf Stock | [13 empty] | <a href="https://www.lutron.com/TechnicalDocumentLibrary/368-4493_Page_41.pdf" target="_blank">Tech Drawing</a> | [25 empty] | 39122206 | [13 empty] | <a href="https://www.lutron.com/TechnicalDocumentLibrary/369-119_Wallbox_Warranty.pdf" target="_blank">Warranty Information</a> |  |  |  |  | 0.240 L | [14 empty] | 0 | 0 | 0 | 0 | Lighting Fixtures | 2017-09-21 10:19 | 2024-07-20 11:29 | 0000-00-00 00:00:00 | 2024-07-20 11:29 | 0000-00-00 00:00:00 | [6 empty] | Black
4 | Lutron Electronics | SFS-5E-IV-CSA | 4460-8717 | 4460 | 8717 | Lutron Electronics | Ecom_SFS-5E-IV_WithWallPlate.jpeg?w=1500 | 27557683852 | SKYLARK 120V 5A FAN SPD IV CSA | Skylark Fan-Speed Control, Single-pole, slide-to-off, fully variable fan control, 120V/5A in ivory, for Canada |  | 2.3 | 4.6 | [50 empty] | 0 | 0 | 0 | [6 empty] | 0 | 1 | 1 | EA | 1 |  |  |  | Control And Automation |  | Switches |  | Speed Switch | [263 empty] | <a href="https://www.lutron.com/TechnicalDocumentLibrary/033203.pdf" target="_blank">Installation Instructions</a> | [23 empty] | 5.000 DW |  |  | 2.3000 IN | [89 empty] | 1.000 EA | 1.000 EA | [35 empty] | No | [42 empty] | https://www.lutron.com/technicaldocumentlibrary/spec%20guide%20volume%201%20with%20addendums.pdf#page=20 | [7 empty] | Shelf Stock | [13 empty] | <a href="https://www.lutron.com/TechnicalDocumentLibrary/368-4493_Page_31.pdf" target="_blank">Tech Drawing</a> | [25 empty] | 39122240 | [13 empty] | <a href="https://www.lutron.com/TechnicalDocumentLibrary/369-119_Wallbox_Warranty.pdf" target="_blank">Warranty Information</a> |  |  |  |  | 0.250 L | [14 empty] | 0 | 0 | 0 | 0 | Electrical | 2017-09-21 10:19 | 2024-07-20 11:43 | 0000-00-00 00:00:00 | 2024-07-20 11:43 | 0000-00-00 00:00:00 | [6 empty] | Ivory
4 | Lutron Electronics | SFS-5E-BR-CSA | 4460-8718 | 4460 | 8718 | Lutron Electronics | Ecom_SFS-5E-BR_WithWallPlate.jpeg?w=1500 | 27557683876 | SKYLARK 120V 5A FAN SPD BR CAS | Skylark Fan-Speed Control, Single-pole, slide-to-off, fully variable fan control, 120V/5A in brown, for Canada |  | 2.3 | 4.6 | [50 empty] | 0 | 0 | 0 | [6 empty] | 0 | 1 | 1 | EA | 1 |  |  |  | Control And Automation |  | Switches |  | Speed Switch | [263 empty] | <a href="https://www.lutron.com/TechnicalDocumentLibrary/033203.pdf" target="_blank">Installation Instructions</a> | [23 empty] | 10.000 DW |  |  | 2.3000 IN | [89 empty] | 1.000 EA | 1.000 EA | [35 empty] | No | [42 empty] | https://www.lutron.com/technicaldocumentlibrary/spec%20guide%20volume%201%20with%20addendums.pdf#page=20 | [7 empty] | Shelf Stock | [13 empty] | <a href="https://www.lutron.com/TechnicalDocumentLibrary/368-4493_Page_31.pdf" target="_blank">Tech Drawing</a> | [25 empty] | 39122240 | [13 empty] | <a href="https://www.lutron.com/TechnicalDocumentLibrary/369-119_Wallbox_Warranty.pdf" target="_blank">Warranty Information</a> |  |  |  |  | 0.250 L | [14 empty] | 0 | 0 | 0 | 0 | Electrical | 2017-09-21 10:19 | 2024-07-20 11:24 | 0000-00-00 00:00:00 | 2024-07-20 11:24 | 0000-00-00 00:00:00 | [6 empty] | Brown
1 | Lutron Electronics | SLV-600P-GR-CSA | 4460-8721 | 4460 | 8721 | Lutron Electronics | SLV-600P-GR-CSA.jpg | 27557686792 | SKYLARK 600VA LV PRESET GR CSA | Skylark Dimmer with On/Off Switch, Magnetic Low-Voltage, Single-pole, preset, 120V/600VA (450W) in gray, for Canada |  | 2.3 | 4.6 |  | SLV-600P-GR-CSA.jpg | http://grandbrass.xologic.com/vendors/4460/large/SLV-600P-GR-CSA.jpg | [47 empty] | 0 | 0 | 0 | [6 empty] | 0 | 1 | 1 | EA | 1 | Lighting Controls | [27 empty] | Dimmers | [242 empty] | <a href="https://www.lutron.com/TechnicalDocumentLibrary/0301296.pdf" target="_blank">Installation Instructions</a> | [23 empty] | 2.000 DW |  |  | 2.3000 IN | [89 empty] | 1.000 EA | 1.000 EA | [35 empty] | No | [42 empty] | https://www.lutron.com/technicaldocumentlibrary/spec%20guide%20volume%201%20with%20addendums.pdf#page=20 | [7 empty] | Shelf Stock | [13 empty] | <a href="https://www.lutron.com/TechnicalDocumentLibrary/368-4493_Page_2.pdf" target="_blank">Tech Drawing</a> | [25 empty] | 39122206 | [13 empty] | <a href="https://www.lutron.com/TechnicalDocumentLibrary/369-119_Wallbox_Warranty.pdf" target="_blank">Warranty Information</a> |  |  |  |  | 0.240 L | [14 empty] | 0 | 0 | 0 | 0 | Lighting Fixtures | 2017-09-21 10:19 | 2024-07-20 11:27 | 0000-00-00 00:00:00 | 2024-07-20 11:27 | 0000-00-00 00:00:00 | [6 empty] | Gray
1 | Lutron Electronics | SLV-600P-WH-CSA | 4460-8722 | 4460 | 8722 | Lutron Electronics | SLV-600P-WH-CSA.jpg | 27557686815 | SKYLARK 600VA LV PRESET WH CSA | Skylark Dimmer with On/Off Switch, Magnetic Low-Voltage, Single-pole, preset, 120V/600VA (450W) in white, for Canada |  | 2.1 | 4.3 |  | SLV-600P-WH-CSA.jpg | http://grandbrass.xologic.com/vendors/4460/large/SLV-600P-WH-CSA.jpg | [47 empty] | 0 | 0 | 0 | [6 empty] | 0 | 1 | 1 | EA | 1 | Lighting Controls | [27 empty] | Dimmers | [242 empty] | <a href="https://www.lutron.com/TechnicalDocumentLibrary/0301296.pdf" target="_blank">Installation Instructions</a> | [23 empty] | 10.000 DW |  |  | 2.2000 IN | [89 empty] | 1.000 EA | 1.000 EA | [35 empty] | No | [42 empty] | https://www.lutron.com/technicaldocumentlibrary/spec%20guide%20volume%201%20with%20addendums.pdf#page=20 | [7 empty] | Shelf Stock | [13 empty] | <a href="https://www.lutron.com/TechnicalDocumentLibrary/368-4493_Page_2.pdf" target="_blank">Tech Drawing</a> | [25 empty] | 39122206 | [13 empty] | <a href="https://www.lutron.com/TechnicalDocumentLibrary/369-119_Wallbox_Warranty.pdf" target="_blank">Warranty Information</a> |  |  |  |  | 0.150 L | [14 empty] | 0 | 0 | 0 | 0 | Lighting Fixtures | 2017-09-21 10:19 | 2024-07-20 11:23 | 0000-00-00 00:00:00 | 2024-07-20 11:23 | 0000-00-00 00:00:00 | [6 empty] | White
1 | Lutron Electronics | DVRP-253P-AL | 4460-8724 | 4460 | 8724 | Lutron Electronics | DVRP-253P-AL.jpg | 784276221696 | DIVA 250W LED 500W ELV IN ALMOND | Diva Reverse-phase Dimmer - Gloss Finish, CFL/LED (Screw-based), Incandescent/Halogen, Electronic Low-voltage, 3-way/single-pole, 250W CFL/LED or 500W inc/hal/ELV in almond |  | 2.25 | 4.5 |  | DVRP-253P-AL.jpg | http://grandbrass.xologic.com/vendors/4460/large/DVRP-253P-AL.jpg | [47 empty] | 0 | 0 | 0 | [6 empty] | 0 | 1 | 1 | EA | 1 | Lighting Controls | [27 empty] | Dimmers | [266 empty] | 10.000 DW |  |  | 2.2500 IN | [89 empty] | 1.000 EA | 1.000 EA | [35 empty] | No | [42 empty] | https://www.lutron.com/TechnicalDocumentLibrary/3691041.pdf | [7 empty] | Shelf Stock | [13 empty] | <a href="https://www.lutron.com/TechnicalDocumentLibrary/368-4493_Page_39.pdf" target="_blank">Tech Drawing</a> | [25 empty] | 39122206 | [13 empty] | <a href="https://www.lutron.com/TechnicalDocumentLibrary/369-119_Wallbox_Warranty.pdf" target="_blank">Warranty Information</a> |  |  |  |  | 0.270 L | [14 empty] | 0 | 0 | 0 | 0 | Lighting Fixtures | 2017-09-21 10:19 | 2024-07-20 11:35 | 0000-00-00 00:00:00 | 2024-07-20 11:35 | 0000-00-00 00:00:00 | [6 empty] | Almond
1 | Lutron Electronics | CT-103PH-IV-C | 4460-8727 | 4460 | 8727 | Lutron Electronics | CT-103PH-IV-C.jpg | 27557829960 | CT 1000W INC 600VA MLV 3-WAY CLAM CSA IV | Skylark Contour Dimmer, Incandescent/Halogen, Magnetic Low-Voltage, 3-way/single-pole, preset, 120V/1000W inc/hal, 600VA MLV, clamshell packaging in ivory for Canada |  | 2.57 | 5.85 |  | CT-103PH-IV-C.jpg | http://grandbrass.xologic.com/vendors/4460/large/CT-103PH-IV-C.jpg | [47 empty] | 0 | 0 | 0 | [6 empty] | 0 | 1 | 1 | EA | 1 | Lighting Controls | [27 empty] | Dimmers | [242 empty] | <a href="https://www.lutron.com/TechnicalDocumentLibrary/0301673.pdf" target="_blank">Installation Instructions</a> | [23 empty] | 5.000 DW |  |  | 3.9000 IN | [89 empty] | 1.000 EA | 1.000 EA | [35 empty] | No | [42 empty] | https://www.lutron.com/TechnicalDocumentLibrary/369-452.pdf | [7 empty] | Shelf Stock | [13 empty] | <a href="https://www.lutron.com/TechnicalDocumentLibrary/368-4493_Page_5.pdf" target="_blank">Tech Drawing</a> | [25 empty] | 39122206 | [13 empty] | <a href="https://www.lutron.com/TechnicalDocumentLibrary/369-119_Wallbox_Warranty.pdf" target="_blank">Warranty Information</a> |  |  |  |  | 0.250 L | [14 empty] | 0 | 0 | 0 | 0 | Lighting Fixtures | 2017-09-21 10:19 | 2024-07-20 11:22 | 0000-00-00 00:00:00 | 2024-07-20 11:22 | 0000-00-00 00:00:00 | [6 empty] | Ivory
4 | Lutron Electronics | CTFSQ-FH-GR-C | 4460-8728 | 4460 | 8728 | Lutron Electronics | Ecom_CTFSQ-F-GR_nowallplate.jpeg?w=1500 | 27557830409 | CT 1.5A QUIET FAN SPEED 3WAY CLAM CSA GR | Skylark Contour Fan Control, Incandescent/Halogen, Single-pole, quiet 3-speed, 120V/1.5A, clamshell packaging in gray for Canada |  | 2.57 | 5.85 | [50 empty] | 0 | 0 | 0 | [6 empty] | 0 | 1 | 1 | EA | 1 |  |  |  | Control And Automation |  | Switches |  | Speed Switch | [263 empty] | <a href="https://www.lutron.com/TechnicalDocumentLibrary/0301990.pdf" target="_blank">Installation Instructions</a> | [23 empty] | 10.000 DW |  |  | 3.9000 IN | [89 empty] | 1.000 EA | 1.000 EA | [35 empty] | No | [42 empty] | https://www.lutron.com/TechnicalDocumentLibrary/369447.pdf | [7 empty] | Shelf Stock | [13 empty] | <a href="https://www.lutron.com/TechnicalDocumentLibrary/368-4493_Page_5.pdf" target="_blank">Tech Drawing</a> | [25 empty] | 39122240 | [13 empty] | <a href="https://www.lutron.com/TechnicalDocumentLibrary/369-119_Wallbox_Warranty.pdf" target="_blank">Warranty Information</a> |  |  |  |  | 0.250 L | [14 empty] | 0 | 0 | 0 | 0 | Electrical | 2017-09-21 10:19 | 2024-07-20 11:26 | 0000-00-00 00:00:00 | 2024-07-20 11:26 | 0000-00-00 00:00:00 | [6 empty] | Gray
4 | Lutron Electronics | CTFSQ-FH-AL-C | 4460-8729 | 4460 | 8729 | Lutron Electronics | Ecom_CTFSQ-F-AL_nowallplate.jpeg?w=1500 | 27557830263 | CT 1.5A QUIET FAN SPEED 3WAY CLAM CSA AL | Skylark Contour Fan Control, Incandescent/Halogen, Single-pole, quiet 3-speed, 120V/1.5A, clamshell packaging in almond for Canada |  | 2.57 | 5.85 | [50 empty] | 0 | 0 | 0 | [6 empty] | 0 | 1 | 1 | EA | 1 |  |  |  | Control And Automation |  | Switches |  | Speed Switch | [263 empty] | <a href="https://www.lutron.com/TechnicalDocumentLibrary/0301990.pdf" target="_blank">Installation Instructions</a> | [23 empty] | 10.000 DW |  |  | 3.9000 IN | [89 empty] | 1.000 EA | 1.000 EA | [35 empty] | No | [42 empty] | https://www.lutron.com/TechnicalDocumentLibrary/369447.pdf | [7 empty] | Shelf Stock | [13 empty] | <a href="https://www.lutron.com/TechnicalDocumentLibrary/368-4493_Page_5.pdf" target="_blank">Tech Drawing</a> | [25 empty] | 39122240 | [13 empty] | <a href="https://www.lutron.com/TechnicalDocumentLibrary/369-119_Wallbox_Warranty.pdf" target="_blank">Warranty Information</a> |  |  |  |  | 0.250 L | [14 empty] | 0 | 0 | 0 | 0 | Electrical | 2017-09-21 10:19 | 2024-07-20 11:22 | 0000-00-00 00:00:00 | 2024-07-20 11:22 | 0000-00-00 00:00:00 | [6 empty] | Almond
4 | Lutron Electronics | LWT-GT-BR | 4460-8730 | 4460 | 8730 | Lutron Electronics | LWT-GT-BR.png | 784276155618 | NW AR WP 1 GFK T, 1 ACC PLDM OPNG IN BR | Multigang WallPlate for New Architectural Controls and Accessories, Two-gang for 1 Grafik T control and 1 accessory or Palladiom keypad in brown |  | 6 | 4 |  | LWT-GT-BR.png | http://grandbrass.xologic.com/vendors/4460/large/LWT-GT-BR.png | [47 empty] | 0 | 0 | 0 | [6 empty] | 0 | 1 | 1 | EA | 1 | Lighting Controls |  |  | Fittings and Hardware |  | Electrical Hardware And Supplies |  | Wallplates | [20 empty] | Switch Plates | [242 empty] | <a href="https://www.lutron.com/TechnicalDocumentLibrary/041496.pdf" target="_blank">Installation Instructions</a> | [23 empty] | 20.000 DW |  |  | 1.0000 IN | [89 empty] | 1.000 EA | 1.000 EA | [35 empty] | No | [42 empty] | https://www.lutron.com/TechnicalDocumentLibrary/369830_FRE.pdf | [7 empty] | Shelf Stock | [39 empty] | 39121704 | [13 empty] | <a href="https://www.lutron.com/TechnicalDocumentLibrary/043492.pdf" target="_blank">Warranty Information</a> |  |  |  |  | 0.500 L | [14 empty] | 0 | 0 | 0 | 0 | Electrical | 2017-09-21 10:19 | 2024-07-20 11:27 | 0000-00-00 00:00:00 | 2025-11-29 02:00 | 0000-00-00 00:00:00 | [6 empty] | Brown
1 | Lutron Electronics | MRF2S-6ND-120-BR | 4460-8732 | 4460 | 8732 | Lutron Electronics | MRF2S-6ND-120-BR.jpg | 784276149617 | MRF2 600W NEUTRAL WIRE BROWN, VIVE ENBLD | Maestro Wireless Dimmer, Incandescent/Halogen, Magnetic Low-Voltage, Specification grade, multi-location/single-pole, 120V/600W/VA in brown, Vive enabled |  | 2.25 | 4.5 |  | MRF2S-6ND-120-BR.jpg | http://grandbrass.xologic.com/vendors/4460/large/MRF2S-6ND-120-BR.jpg | [47 empty] | 0 | 0 | 0 | [6 empty] | 0 | 1 | 1 | EA | 1 | Lighting Controls | [27 empty] | Dimmers | [242 empty] | <a href="https://www.lutron.com/TechnicalDocumentLibrary/0301896.pdf" target="_blank">Installation Instructions</a> | [23 empty] | 2.000 DW |  |  | 2.2500 IN | [89 empty] | 1.000 EA | 1.000 EA | [35 empty] | No | [42 empty] | https://www.lutron.com/TechnicalDocumentLibrary/369904_SPA.pdf | [7 empty] | Shelf Stock | [13 empty] | <a href="https://www.lutron.com/TechnicalDocumentLibrary/368-4493_Page_18.pdf" target="_blank">Tech Drawing</a> | [25 empty] | 39122206 | [13 empty] | <a href="https://www.lutron.com/TechnicalDocumentLibrary/369-119_Wallbox_Warranty.pdf" target="_blank">Warranty Information</a> |  |  |  |  | 0.250 L | [14 empty] | 0 | 0 | 0 | 0 | Lighting Fixtures | 2017-09-21 10:19 | 2024-07-20 11:27 | 0000-00-00 00:00:00 | 2024-07-20 11:27 | 0000-00-00 00:00:00 | [6 empty] | Brown
1 | Lutron Electronics | MRF2S-6ND-120-HT | 4460-8733 | 4460 | 8733 | Lutron Electronics | MRF2S-6ND-120-HT.jpg | 784276149631 | MRF2 600W NEUTRAL WIRE HOT, VIVE ENBLD | Maestro Wireless Dimmer, Incandescent/Halogen, Magnetic Low-Voltage, Specification grade, multi-location/single-pole, 120V/600W/VA in hot, Vive enabled |  | 2.25 | 4.5 |  | MRF2S-6ND-120-HT.jpg | http://grandbrass.xologic.com/vendors/4460/large/MRF2S-6ND-120-HT.jpg | [47 empty] | 0 | 0 | 0 | [6 empty] | 0 | 1 | 1 | EA | 1 | Lighting Controls | [27 empty] | Dimmers | [242 empty] | <a href="https://www.lutron.com/TechnicalDocumentLibrary/0301896.pdf" target="_blank">Installation Instructions</a> | [23 empty] | 2.000 DW |  |  | 2.2500 IN | [89 empty] | 1.000 EA | 1.000 EA | [35 empty] | No | [42 empty] | https://www.lutron.com/TechnicalDocumentLibrary/369904_SPA.pdf | [7 empty] | Shelf Stock | [13 empty] | <a href="https://www.lutron.com/TechnicalDocumentLibrary/368-4493_Page_18.pdf" target="_blank">Tech Drawing</a> | [25 empty] | 39122206 | [13 empty] | <a href="https://www.lutron.com/TechnicalDocumentLibrary/369-119_Wallbox_Warranty.pdf" target="_blank">Warranty Information</a> |  |  |  |  | 0.250 L | [14 empty] | 0 | 0 | 0 | 0 | Lighting Fixtures | 2017-09-21 10:19 | 2024-07-20 11:22 | 0000-00-00 00:00:00 | 2024-07-20 11:22 | 0000-00-00 00:00:00
1 | Lutron Electronics | MRF2S-8ANS120-HT | 4460-8737 | 4460 | 8737 | Lutron Electronics | MRF2S-8ANS120-HT.jpg | 784276148467 | MRF-FM-8A SWITCH 120V IN HT VIVE ENABLD | Maestro Wireless Switch, Incandescent/Halogen, Magnetic Low-Voltage, Electronic Low-Voltage, Non-Dim Fluorescent, Specification grade, multi-location/single-pole, 120V/8A light or 5.8 A fan in hot Vive enabled |  | 2.3 | 4.5 |  | MRF2S-8ANS120-HT.jpg | http://grandbrass.xologic.com/vendors/4460/large/MRF2S-8ANS120-HT.jpg | [47 empty] | 0 | 0 | 0 | [6 empty] | 0 | 1 | 1 | EA | 1 | Lighting Controls | [27 empty] | Lightswitches | [242 empty] | <a href="https://www.lutron.com/TechnicalDocumentLibrary/0301819.pdf" target="_blank">Installation Instructions</a> | [23 empty] | 2.000 DW |  |  | 2.3000 IN | [89 empty] | 1.000 EA | 1.000 EA | [35 empty] | No | [42 empty] | https://www.lutron.com/TechnicalDocumentLibrary/369904_SPA.pdf | [7 empty] | Shelf Stock | [13 empty] | <a href="https://www.lutron.com/TechnicalDocumentLibrary/368-4493_Page_18.pdf" target="_blank">Tech Drawing</a> | [25 empty] | 39122216 | [13 empty] | <a href="https://www.lutron.com/TechnicalDocumentLibrary/369-119_Wallbox_Warranty.pdf" target="_blank">Warranty Information</a> |  |  |  |  | 0.290 L | [14 empty] | 0 | 0 | 0 | 0 | Lighting Fixtures | 2017-09-21 10:19 | 2024-07-20 11:24 | 0000-00-00 00:00:00 | 2024-07-20 11:24 | 0000-00-00 00:00:00
1 | Lutron Electronics | RMJS-16RCCO1DV-B | 4460-8742 | 4460 | 8742 | Lutron Electronics | RMJS-16RCCO1DV-B.jpg | 784276148931 | RELAY MODULE W/ CCO, VIVE ENABLED | Energi TriPak PowPak Load Controller, Relay module with Softswitch, 16A general purpose switch with (1) contact closure output, 120/277V Vive enabled |  | 3.38 | 4.5 |  | RMJS-16RCCO1DV-B.jpg | http://grandbrass.xologic.com/vendors/4460/large/RMJS-16RCCO1DV-B.jpg | [47 empty] | 0 | 0 | 0 | [6 empty] | 0 | 1 | 1 | EA | 1 | Lighting Controls | [27 empty] | Lightswitches | [242 empty] | <a href="https://www.lutron.com/TechnicalDocumentLibrary/041647.pdf" target="_blank">Installation Instructions</a> | [23 empty] | 85.000 DW |  |  | 2.1900 IN | [89 empty] | 1.000 EA | 1.000 EA | [35 empty] | No | [42 empty] | https://www.lutron.com/TechnicalDocumentLibrary/369908_ENG.pdf | [7 empty] | Shelf Stock | [39 empty] | 39122216 | [13 empty] | <a href="https://www.lutron.com/TechnicalDocumentLibrary/369-119_Wallbox_Warranty.pdf" target="_blank">Warranty Information</a> |  |  |  |  | 0.310 L | [14 empty] | 0 | 0 | 0 | 0 | Lighting Fixtures | 2017-09-21 10:19 | 2024-07-20 11:24 | 0000-00-00 00:00:00 | 2024-07-20 11:24 | 0000-00-00 00:00:00
1 | Lutron Electronics | MRF2S-6CL-IV | 4460-8743 | 4460 | 8743 | Lutron Electronics | MRF2S-6CL-IV.jpg | 784276147880 | MAESTRO RF C.L. DIMMER IN IV VIVE ENABLD | Maestro C.L multi-location dimmer 150W CFL/LED or 600W inc/hal 120V in ivory Vive enabled |  | 2.25 | 4.5 |  | MRF2S-6CL-IV.jpg | http://grandbrass.xologic.com/vendors/4460/large/MRF2S-6CL-IV.jpg | [47 empty] | 0 | 0 | 0 | [6 empty] | 0 | 1 | 1 | EA | 1 | Lighting Controls | [27 empty] | Dimmers | [242 empty] | <a href="https://www.lutron.com/TechnicalDocumentLibrary/0301814.pdf" target="_blank">Installation Instructions</a> | [23 empty] | 55.000 DW |  |  | 2.2500 IN | [89 empty] | 1.000 EA | 1.000 EA | [35 empty] | No | [42 empty] | https://www.lutron.com/TechnicalDocumentLibrary/369904_SPA.pdf | [7 empty] | Shelf Stock | [13 empty] | <a href="https://www.lutron.com/TechnicalDocumentLibrary/368-4493_Page_9.pdf" target="_blank">Tech Drawing</a> | [25 empty] | 39122206 | [13 empty] | <a href="https://www.lutron.com/TechnicalDocumentLibrary/369-119_Wallbox_Warranty.pdf" target="_blank">Warranty Information</a> |  |  |  |  | 0.250 L | [14 empty] | 0 | 0 | 0 | 0 | Lighting Fixtures | 2017-09-21 10:19 | 2024-07-20 11:29 | 0000-00-00 00:00:00 | 2024-07-20 11:29 | 0000-00-00 00:00:00 | [6 empty] | Ivory
1 | Lutron Electronics | MRF2S-6CL-LA | 4460-8744 | 4460 | 8744 | Lutron Electronics | MRF2S-6CL-LA.jpg | 784276147903 | MAESTRO RF C.L. DIMMER IN LA VIVE ENABLD | Maestro C.L multi-location dimmer 150W CFL/LED or 600W inc/hal 120V in light almond Vive enabled |  | 2.25 | 4.5 |  | MRF2S-6CL-LA.jpg | http://grandbrass.xologic.com/vendors/4460/large/MRF2S-6CL-LA.jpg | [47 empty] | 0 | 0 | 0 | [6 empty] | 0 | 1 | 1 | EA | 1 | Lighting Controls | [27 empty] | Dimmers | [242 empty] | <a href="https://www.lutron.com/TechnicalDocumentLibrary/0301814.pdf" target="_blank">Installation Instructions</a> | [23 empty] | 55.000 DW |  |  | 2.2500 IN | [89 empty] | 1.000 EA | 1.000 EA | [35 empty] | No | [42 empty] | https://www.lutron.com/TechnicalDocumentLibrary/369904_SPA.pdf | [7 empty] | Shelf Stock | [13 empty] | <a href="https://www.lutron.com/TechnicalDocumentLibrary/368-4493_Page_9.pdf" target="_blank">Tech Drawing</a> | [25 empty] | 39122206 | [13 empty] | <a href="https://www.lutron.com/TechnicalDocumentLibrary/369-119_Wallbox_Warranty.pdf" target="_blank">Warranty Information</a> |  |  |  |  | 0.250 L | [14 empty] | 0 | 0 | 0 | 0 | Lighting Fixtures | 2017-09-21 10:19 | 2024-07-20 11:22 | 0000-00-00 00:00:00 | 2024-07-20 11:22 | 0000-00-00 00:00:00
1 | Lutron Electronics | DV-10P-IV-CSA | 4460-8752 | 4460 | 8752 | Lutron Electronics | DV-10P-IV-LG.jpg | 27557700948 | DIVA INC 1000W IV CSA | Diva Dimmer - Gloss Finish, Incandescent/Halogen, Single-pole, 120V/1000W in ivory, for Canada |  | 2.3 | 4.6 |  | DV-10P-IV-LG.jpg | http://grandbrass.xologic.com/vendors/4460/large/DV-10P-IV-LG.jpg | [47 empty] | 0 | 0 | 0 | [6 empty] | 0 | 1 | 1 | EA | 1 | Lighting Controls | [27 empty] | Dimmers | [242 empty] | <a href="https://www.lutron.com/TechnicalDocumentLibrary/0301689.pdf" target="_blank">Installation Instructions</a> | [23 empty] | 2.000 DW |  |  | 2.3000 IN | [89 empty] | 1.000 EA | 1.000 EA | [35 empty] | No | [42 empty] | https://www.lutron.com/TechnicalDocumentLibrary/DivaSatinColors.pdf | [7 empty] | Shelf Stock | [13 empty] | <a href="https://www.lutron.com/TechnicalDocumentLibrary/368-4493_Page_2.pdf" target="_blank">Tech Drawing</a> | [25 empty] | 39122206 | [6 empty] | <a href="https://www.lutron.com/Education-Training/Tools/Pages/InstallDimmer.aspx?syst=Dimmers+%26+Switches&prodn=Diva%c2%ae+dimmer+%26+switch" target="_blank">Product Video Clip</a> | [6 empty] | <a href="https://www.lutron.com/TechnicalDocumentLibrary/369-119_Wallbox_Warranty.pdf" target="_blank">Warranty Information</a> |  |  |  |  | 0.270 L | [14 empty] | 0 | 0 | 0 | 0 | Lighting Fixtures | 2017-09-21 10:19 | 2024-07-20 11:29 | 0000-00-00 00:00:00 | 2024-07-20 11:29 | 0000-00-00 00:00:00 | [6 empty] | Ivory
1 | Lutron Electronics | DV-10P-BL-CSA | 4460-8753 | 4460 | 8753 | Lutron Electronics | DV-10P-BL-LG.jpg | 27557700986 | DIVA INC 1000W BL CSA | Diva Dimmer - Gloss Finish, Incandescent/Halogen, Single-pole, 120V/1000W in black, for Canada |  | 2.3 | 4.6 |  | DV-10P-BL-LG.jpg | http://grandbrass.xologic.com/vendors/4460/large/DV-10P-BL-LG.jpg | [47 empty] | 0 | 0 | 0 | [6 empty] | 0 | 1 | 1 | EA | 1 | Lighting Controls | [27 empty] | Dimmers | [242 empty] | <a href="https://www.lutron.com/TechnicalDocumentLibrary/0301689.pdf" target="_blank">Installation Instructions</a> | [23 empty] | 2.000 DW |  |  | 2.3000 IN | [89 empty] | 1.000 EA | 1.000 EA | [35 empty] | No | [42 empty] | https://www.lutron.com/TechnicalDocumentLibrary/DivaSatinColors.pdf | [7 empty] | Shelf Stock | [13 empty] | <a href="https://www.lutron.com/TechnicalDocumentLibrary/368-4493_Page_2.pdf" target="_blank">Tech Drawing</a> | [25 empty] | 39122206 | [6 empty] | <a href="https://www.lutron.com/Education-Training/Tools/Pages/InstallDimmer.aspx?syst=Dimmers+%26+Switches&prodn=Diva%c2%ae+dimmer+%26+switch" target="_blank">Product Video Clip</a> | [6 empty] | <a href="https://www.lutron.com/TechnicalDocumentLibrary/369-119_Wallbox_Warranty.pdf" target="_blank">Warranty Information</a> |  |  |  |  | 0.270 L | [14 empty] | 0 | 0 | 0 | 0 | Lighting Fixtures | 2017-09-21 10:19 | 2024-07-20 11:35 | 0000-00-00 00:00:00 | 2024-07-20 11:35 | 0000-00-00 00:00:00 | [6 empty] | Black
1 | Lutron Electronics | DV-10P-GR-CSA | 4460-8754 | 4460 | 8754 | Lutron Electronics | DV-10P-GR-LG.jpg | 27557701037 | DIVA INC 1000W GR CSA | Diva Dimmer - Gloss Finish, Incandescent/Halogen, Single-pole, 120V/1000W in gray, for Canada |  | 2.3 | 4.6 |  | DV-10P-GR-LG.jpg | http://grandbrass.xologic.com/vendors/4460/large/DV-10P-GR-LG.jpg | [47 empty] | 0 | 0 | 0 | [6 empty] | 0 | 1 | 1 | EA | 1 | Lighting Controls | [27 empty] | Dimmers | [242 empty] | <a href="https://www.lutron.com/TechnicalDocumentLibrary/0301689.pdf" target="_blank">Installation Instructions</a> | [23 empty] | 2.000 DW |  |  | 2.3000 IN | [89 empty] | 1.000 EA | 1.000 EA | [35 empty] | No | [42 empty] | https://www.lutron.com/TechnicalDocumentLibrary/DivaSatinColors.pdf | [7 empty] | Shelf Stock | [13 empty] | <a href="https://www.lutron.com/TechnicalDocumentLibrary/368-4493_Page_2.pdf" target="_blank">Tech Drawing</a> | [25 empty] | 39122206 | [6 empty] | <a href="https://www.lutron.com/Education-Training/Tools/Pages/InstallDimmer.aspx?syst=Dimmers+%26+Switches&prodn=Diva%c2%ae+dimmer+%26+switch" target="_blank">Product Video Clip</a> | [6 empty] | <a href="https://www.lutron.com/TechnicalDocumentLibrary/369-119_Wallbox_Warranty.pdf" target="_blank">Warranty Information</a> |  |  |  |  | 0.270 L | [14 empty] | 0 | 0 | 0 | 0 | Lighting Fixtures | 2017-09-21 10:19 | 2024-07-20 11:18 | 0000-00-00 00:00:00 | 2024-07-20 11:18 | 0000-00-00 00:00:00 | [6 empty] | Gray
1 | Lutron Electronics | DV-10P-BR-CSA | 4460-8755 | 4460 | 8755 | Lutron Electronics | DV-10P-BR-LG.jpg | 27557701051 | DIVA INC 1000W BR CSA | Diva Dimmer - Gloss Finish, Incandescent/Halogen, Single-pole, 120V/1000W in brown, for Canada |  | 2.3 | 4.6 |  | DV-10P-BR-LG.jpg | http://grandbrass.xologic.com/vendors/4460/large/DV-10P-BR-LG.jpg | [47 empty] | 0 | 0 | 0 | [6 empty] | 0 | 1 | 1 | EA | 1 | Lighting Controls | [27 empty] | Dimmers | [242 empty] | <a href="https://www.lutron.com/TechnicalDocumentLibrary/0301689.pdf" target="_blank">Installation Instructions</a> | [23 empty] | 2.000 DW |  |  | 2.3000 IN | [89 empty] | 1.000 EA | 1.000 EA | [35 empty] | No | [42 empty] | https://www.lutron.com/TechnicalDocumentLibrary/DivaSatinColors.pdf | [7 empty] | Shelf Stock | [13 empty] | <a href="https://www.lutron.com/TechnicalDocumentLibrary/368-4493_Page_2.pdf" target="_blank">Tech Drawing</a> | [25 empty] | 39122206 | [6 empty] | <a href="https://www.lutron.com/Education-Training/Tools/Pages/InstallDimmer.aspx?syst=Dimmers+%26+Switches&prodn=Diva%c2%ae+dimmer+%26+switch" target="_blank">Product Video Clip</a> | [6 empty] | <a href="https://www.lutron.com/TechnicalDocumentLibrary/369-119_Wallbox_Warranty.pdf" target="_blank">Warranty Information</a> |  |  |  |  | 0.270 L | [14 empty] | 0 | 0 | 0 | 0 | Lighting Fixtures | 2017-09-21 10:19 | 2024-07-20 11:22 | 0000-00-00 00:00:00 | 2024-07-20 11:22 | 0000-00-00 00:00:00 | [6 empty] | Brown
1 | Lutron Electronics | AY-103P-IV-CSA | 4460-8759 | 4460 | 8759 | Lutron Electronics | AY-10P-IV-LG.jpg | 27557703659 | ARIADNI 1000W 3WY PRESET IVORY CSA | Ariadni Dimmer, Incandescent/Halogen, 3-way, preset, 120V/1000W in ivory, for Canada |  | 2.3 | 4.6 |  | AY-10P-IV-LG.jpg | http://grandbrass.xologic.com/vendors/4460/large/AY-10P-IV-LG.jpg | [47 empty] | 0 | 0 | 0 | [6 empty] | 0 | 1 | 1 | EA | 1 | Lighting Controls | [27 empty] | Dimmers | [242 empty] | <a href="https://www.lutron.com/TechnicalDocumentLibrary/0301689.pdf" target="_blank">Installation Instructions</a> | [23 empty] | 2.000 DW |  |  | 2.3000 IN | [89 empty] | 1.000 EA | 1.000 EA | [35 empty] | No | [42 empty] | https://assets.lutron.com/a/documents/spec%20guide%20volume%201%20with%20addendums.pdf#page=50 | [7 empty] | Shelf Stock | [13 empty] | <a href="https://www.lutron.com/TechnicalDocumentLibrary/368-4493_Page_5.pdf" target="_blank">Tech Drawing</a> | [25 empty] | 39122206 | [6 empty] | <a href="https://www.lutron.com/Education-Training/Tools/Pages/InstallDimmer.aspx?syst=Dimmers+%26+Switches&prodn=Ariadni%c2%ae+%2f+Toggler%c2%ae+dimmer" target="_blank">Product Video Clip</a> | [6 empty] | <a href="https://www.lutron.com/TechnicalDocumentLibrary/369-119_Wallbox_Warranty.pdf" target="_blank">Warranty Information</a> |  |  |  |  | 0.270 L | [14 empty] | 0 | 0 | 0 | 0 | Lighting Fixtures | 2017-09-21 10:20 | 2024-07-20 11:18 | 0000-00-00 00:00:00 | 2024-07-20 11:18 | 0000-00-00 00:00:00 | [6 empty] | Ivory
1 | Lutron Electronics | AY-103PNL-IV-CSA | 4460-8760 | 4460 | 8760 | Lutron Electronics | AY-10P-IV-LG.jpg | 27557703673 | ARIADNI 1000W 3WY NLITE IV CSA | Ariadni Dimmer with Locator Light, Incandescent/Halogen, 3-way, preset, 120V/1000W in ivory, for Canada |  | 2.3 | 4.6 |  | AY-10P-IV-LG.jpg | http://grandbrass.xologic.com/vendors/4460/large/AY-10P-IV-LG.jpg | [47 empty] | 0 | 0 | 0 | [6 empty] | 0 | 1 | 1 | EA | 1 | Lighting Controls | [27 empty] | Dimmers | [242 empty] | <a href="https://www.lutron.com/TechnicalDocumentLibrary/0301689.pdf" target="_blank">Installation Instructions</a> | [23 empty] | 10.000 DW |  |  | 2.3000 IN | [89 empty] | 1.000 EA | 1.000 EA | [35 empty] | No | [42 empty] | https://assets.lutron.com/a/documents/spec%20guide%20volume%201%20with%20addendums.pdf#page=50 | [7 empty] | Shelf Stock | [13 empty] | <a href="https://www.lutron.com/TechnicalDocumentLibrary/368-4493_Page_5.pdf" target="_blank">Tech Drawing</a> | [25 empty] | 39122206 | [6 empty] | <a href="https://www.lutron.com/Education-Training/Tools/Pages/InstallDimmer.aspx?syst=Dimmers+%26+Switches&prodn=Ariadni%c2%ae+%2f+Toggler%c2%ae+dimmer" target="_blank">Product Video Clip</a> | [6 empty] | <a href="https://www.lutron.com/TechnicalDocumentLibrary/369-119_Wallbox_Warranty.pdf" target="_blank">Warranty Information</a> |  |  |  |  | 0.270 L | [14 empty] | 0 | 0 | 0 | 0 | Lighting Fixtures | 2017-09-21 10:20 | 2024-07-20 11:24 | 0000-00-00 00:00:00 | 2024-07-20 11:24 | 0000-00-00 00:00:00 | [6 empty] | Ivory
1 | Lutron Electronics | MA-R-GR-CSA | 4460-8761 | 4460 | 8761 | Lutron Electronics | Ecom_MA-R-GR_NoWallplate.jpeg | 27557704120 | MAESTRO REMOTE GRAY CSA | Maestro Companion dimmer for multi-location use, 120V, Gloss finish in gray, for Canada |  | 2.3 | 4.6 |  | Ecom_MA-R-GR_NoWallplate.jpeg | http://grandbrass.xologic.com/vendors/4460/large/Ecom_MA-R-GR_NoWallplate.jpeg | [47 empty] | 0 | 0 | 0 | [6 empty] | 0 | 1 | 1 | EA | 1 | Specialty Items | [27 empty] | Lighting Accessories | [242 empty] | <a href="https://www.lutron.com/TechnicalDocumentLibrary/0301940.pdf" target="_blank">Installation Instructions</a> | [23 empty] | 10.000 DW |  |  | 2.3000 IN | [89 empty] | 1.000 EA | 1.000 EA | [35 empty] | No | [42 empty] | https://www.lutron.com/TechnicalDocumentLibrary/Maestro.pdf | [7 empty] | Shelf Stock | [13 empty] | <a href="https://www.lutron.com/TechnicalDocumentLibrary/368-4493_Page_9.pdf" target="_blank">Tech Drawing</a> | [25 empty] | 39122221 | [13 empty] | <a href="https://www.lutron.com/TechnicalDocumentLibrary/369-119_Wallbox_Warranty.pdf" target="_blank">Warranty Information</a> |  |  |  |  | 0.230 L | [14 empty] | 0 | 0 | 0 | 0 | Lighting Fixtures | 2017-09-21 10:20 | 2024-07-20 11:25 | 0000-00-00 00:00:00 | 2024-07-20 11:25 | 0000-00-00 00:00:00 | [6 empty] | Gray
1 | Lutron Electronics | MALV-1000-WH-CSA | 4460-8762 | 4460 | 8762 | Lutron Electronics | MALV-1000-WH-CSA.jpg | 27557704168 | MAESTRO LOW VOLT 100VA WH CSA | Maestro Dimmer - Gloss Finish, Magnetic Low-Voltage, Multi-location/single-pole, 120V/1000VA (800W) in white, for Canada |  | 2.3 | 4.6 |  | MALV-1000-WH-CSA.jpg | http://grandbrass.xologic.com/vendors/4460/large/MALV-1000-WH-CSA.jpg | [47 empty] | 0 | 0 | 0 | [6 empty] | 0 | 1 | 1 | EA | 1 | Lighting Controls | [27 empty] | Dimmers | [242 empty] | <a href="https://www.lutron.com/TechnicalDocumentLibrary/0301940.pdf" target="_blank">Installation Instructions</a> | [23 empty] | 2.000 DW |  |  | 2.3000 IN | [89 empty] | 1.000 EA | 1.000 EA | [35 empty] | No | [42 empty] | https://www.lutron.com/TechnicalDocumentLibrary/Maestro.pdf | [7 empty] | Shelf Stock | [13 empty] | <a href="https://www.lutron.com/TechnicalDocumentLibrary/368-4493_Page_9.pdf" target="_blank">Tech Drawing</a> | [25 empty] | 39122206 | [6 empty] | <a href="https://www.lutron.com/Service-Support/Technical/InstallationInstructions/Pages/Videos.aspx?syst=Dimmers+%26+Switches&prodn=Maestro%c2%ae+dimmer+%26+switch" target="_blank">Product Video Clip</a> | [6 empty] | <a href="https://www.lutron.com/TechnicalDocumentLibrary/369-119_Wallbox_Warranty.pdf" target="_blank">Warranty Information</a> |  |  |  |  | 0.270 L | [14 empty] | 0 | 0 | 0 | 0 | Lighting Fixtures | 2017-09-21 10:20 | 2024-07-20 11:23 | 0000-00-00 00:00:00 | 2024-07-20 11:23 | 0000-00-00 00:00:00 | [6 empty] | White
1 | Lutron Electronics | MALV-1000-IV-CSA | 4460-8763 | 4460 | 8763 | Lutron Electronics | MALV-1000-IV-CSA.jpg | 27557704182 | MAESTRO LOW VOLT 1000VA IV CSA | Maestro Dimmer - Gloss Finish, Magnetic Low-Voltage, Multi-location/single-pole, 120V/1000VA (800W) in ivory, for Canada |  | 2.3 | 4.6 |  | MALV-1000-IV-CSA.jpg | http://grandbrass.xologic.com/vendors/4460/large/MALV-1000-IV-CSA.jpg | [47 empty] | 0 | 0 | 0 | [6 empty] | 0 | 1 | 1 | EA | 1 | Lighting Controls | [27 empty] | Dimmers | [242 empty] | <a href="https://www.lutron.com/TechnicalDocumentLibrary/0301940.pdf" target="_blank">Installation Instructions</a> | [23 empty] | 2.000 DW |  |  | 2.3000 IN | [89 empty] | 1.000 EA | 1.000 EA | [35 empty] | No | [42 empty] | https://www.lutron.com/TechnicalDocumentLibrary/Maestro.pdf | [7 empty] | Shelf Stock | [13 empty] | <a href="https://www.lutron.com/TechnicalDocumentLibrary/368-4493_Page_9.pdf" target="_blank">Tech Drawing</a> | [25 empty] | 39122206 | [6 empty] | <a href="https://www.lutron.com/Service-Support/Technical/InstallationInstructions/Pages/Videos.aspx?syst=Dimmers+%26+Switches&prodn=Maestro%c2%ae+dimmer+%26+switch" target="_blank">Product Video Clip</a> | [6 empty] | <a href="https://www.lutron.com/TechnicalDocumentLibrary/369-119_Wallbox_Warranty.pdf" target="_blank">Warranty Information</a> |  |  |  |  | 0.270 L | [14 empty] | 0 | 0 | 0 | 0 | Lighting Fixtures | 2017-09-21 10:20 | 2024-07-20 11:35 | 0000-00-00 00:00:00 | 2024-07-20 11:35 | 0000-00-00 00:00:00 | [6 empty] | Ivory
1 | Lutron Electronics | MALV-600-GR-CSA | 4460-8764 | 4460 | 8764 | Lutron Electronics | MALV-600-GR-CSA.jpg | 27557704250 | MAESTRO LOW VOLT 600VA GR CSA | Maestro Dimmer - Gloss Finish, Magnetic Low-Voltage, Multi-location/single-pole, 120V/600VA (450W) in gray, for Canada |  | 2.3 | 4.6 |  | MALV-600-GR-CSA.jpg | http://grandbrass.xologic.com/vendors/4460/large/MALV-600-GR-CSA.jpg | [47 empty] | 0 | 0 | 0 | [6 empty] | 0 | 1 | 1 | EA | 1 | Lighting Controls | [27 empty] | Dimmers | [242 empty] | <a href="https://www.lutron.com/TechnicalDocumentLibrary/0301940.pdf" target="_blank">Installation Instructions</a> | [23 empty] | 2.000 DW |  |  | 2.3000 IN | [89 empty] | 1.000 EA | 1.000 EA | [35 empty] | No | [42 empty] | https://www.lutron.com/TechnicalDocumentLibrary/Maestro.pdf | [7 empty] | Shelf Stock | [13 empty] | <a href="https://www.lutron.com/TechnicalDocumentLibrary/368-4493_Page_9.pdf" target="_blank">Tech Drawing</a> | [25 empty] | 39122206 | [6 empty] | <a href="https://www.lutron.com/Service-Support/Technical/InstallationInstructions/Pages/Videos.aspx?syst=Dimmers+%26+Switches&prodn=Maestro%c2%ae+dimmer+%26+switch" target="_blank">Product Video Clip</a> | [6 empty] | <a href="https://www.lutron.com/TechnicalDocumentLibrary/369-119_Wallbox_Warranty.pdf" target="_blank">Warranty Information</a> |  |  |  |  | 0.270 L | [14 empty] | 0 | 0 | 0 | 0 | Lighting Fixtures | 2017-09-21 10:20 | 2024-07-20 11:23 | 0000-00-00 00:00:00 | 2024-07-20 11:23 | 0000-00-00 00:00:00 | [6 empty] | Gray
1 | Lutron Electronics | MALV-600-BL-CSA | 4460-8765 | 4460 | 8765 | Lutron Electronics | MALV-600-BL-CSA.jpg | 27557704274 | MAESTRO LOW VOLT 600VA BL CSA | Maestro Dimmer - Gloss Finish, Magnetic Low-Voltage, Multi-location/single-pole, 120V/600VA (450W) in black, for Canada |  | 2.3 | 4.6 |  | MALV-600-BL-CSA.jpg | http://grandbrass.xologic.com/vendors/4460/large/MALV-600-BL-CSA.jpg | [47 empty] | 0 | 0 | 0 | [6 empty] | 0 | 1 | 1 | EA | 1 | Lighting Controls | [27 empty] | Dimmers | [242 empty] | <a href="https://www.lutron.com/TechnicalDocumentLibrary/0301940.pdf" target="_blank">Installation Instructions</a> | [23 empty] | 2.000 DW |  |  | 2.3000 IN | [89 empty] | 1.000 EA | 1.000 EA | [35 empty] | No | [42 empty] | https://www.lutron.com/TechnicalDocumentLibrary/Maestro.pdf | [7 empty] | Shelf Stock | [13 empty] | <a href="https://www.lutron.com/TechnicalDocumentLibrary/368-4493_Page_9.pdf" target="_blank">Tech Drawing</a> | [25 empty] | 39122206 | [6 empty] | <a href="https://www.lutron.com/Service-Support/Technical/InstallationInstructions/Pages/Videos.aspx?syst=Dimmers+%26+Switches&prodn=Maestro%c2%ae+dimmer+%26+switch" target="_blank">Product Video Clip</a> | [6 empty] | <a href="https://www.lutron.com/TechnicalDocumentLibrary/369-119_Wallbox_Warranty.pdf" target="_blank">Warranty Information</a> |  |  |  |  | 0.270 L | [14 empty] | 0 | 0 | 0 | 0 | Lighting Fixtures | 2017-09-21 10:20 | 2024-07-20 11:43 | 0000-00-00 00:00:00 | 2024-07-20 11:43 | 0000-00-00 00:00:00 | [6 empty] | Black
1 | Lutron Electronics | S-103P-AL-CSA | 4460-8766 | 4460 | 8766 | Lutron Electronics | S-103P-AL-CSA.jpg | 27557705721 | SKYLARK 1000W 3WY PSET AL CSA | Skylark Dimmer with On/Off Switch, Incandescent/Halogen, 3-way, preset, 120V/1000W in almond, for Canada |  | 2.3 | 4.6 |  | S-103P-AL-CSA.jpg | http://grandbrass.xologic.com/vendors/4460/large/S-103P-AL-CSA.jpg | [47 empty] | 0 | 0 | 0 | [6 empty] | 0 | 1 | 1 | EA | 1 | Lighting Controls | [27 empty] | Dimmers | [242 empty] | <a href="https://www.lutron.com/TechnicalDocumentLibrary/0301370.pdf" target="_blank">Installation Instructions</a> | [23 empty] | 2.000 DW |  |  | 2.3000 IN | [89 empty] | 1.000 EA | 1.000 EA | [35 empty] | No | [42 empty] | https://www.lutron.com/technicaldocumentlibrary/spec%20guide%20volume%201%20with%20addendums.pdf#page=20 | [7 empty] | Shelf Stock | [13 empty] | <a href="https://www.lutron.com/TechnicalDocumentLibrary/368-4493_Page_5.pdf" target="_blank">Tech Drawing</a> | [25 empty] | 39122206 | [13 empty] | <a href="https://www.lutron.com/TechnicalDocumentLibrary/369-119_Wallbox_Warranty.pdf" target="_blank">Warranty Information</a> |  |  |  |  | 0.280 L | [14 empty] | 0 | 0 | 0 | 0 | Lighting Fixtures | 2017-09-21 10:20 | 2024-07-20 11:27 | 0000-00-00 00:00:00 | 2024-07-20 11:27 | 0000-00-00 00:00:00 | [6 empty] | Almond
1 | Lutron Electronics | S-103P-GR-CSA | 4460-8767 | 4460 | 8767 | Lutron Electronics | S-103P-GR-CSA.jpg | 27557705745 | SKYLARK 1000W PRESET 3WY GR | Skylark Dimmer with On/Off Switch, Incandescent/Halogen, 3-way, preset, 120V/1000W in gray, for Canada |  | 2.3 | 4.6 |  | S-103P-GR-CSA.jpg | http://grandbrass.xologic.com/vendors/4460/large/S-103P-GR-CSA.jpg | [47 empty] | 0 | 0 | 0 | [6 empty] | 0 | 1 | 1 | EA | 1 | Lighting Controls | [27 empty] | Dimmers | [242 empty] | <a href="https://www.lutron.com/TechnicalDocumentLibrary/0301370.pdf" target="_blank">Installation Instructions</a> | [23 empty] | 10.000 DW |  |  | 2.3000 IN | [89 empty] | 1.000 EA | 1.000 EA | [35 empty] | No | [42 empty] | https://www.lutron.com/technicaldocumentlibrary/spec%20guide%20volume%201%20with%20addendums.pdf#page=20 | [7 empty] | Shelf Stock | [13 empty] | <a href="https://www.lutron.com/TechnicalDocumentLibrary/368-4493_Page_5.pdf" target="_blank">Tech Drawing</a> | [25 empty] | 39122206 | [13 empty] | <a href="https://www.lutron.com/TechnicalDocumentLibrary/369-119_Wallbox_Warranty.pdf" target="_blank">Warranty Information</a> |  |  |  |  | 0.280 L | [14 empty] | 0 | 0 | 0 | 0 | Lighting Fixtures | 2017-09-21 10:20 | 2024-07-20 11:24 | 0000-00-00 00:00:00 | 2024-07-20 11:24 | 0000-00-00 00:00:00 | [6 empty] | Gray
1 | Lutron Electronics | S2-LFSQ-WH-CSA | 4460-8769 | 4460 | 8769 | Lutron Electronics | S2-LFSQ-WH-CSA.jpg | 27557705899 | SKYLARK DUAL LGT/QUIET FAN WH CSA | Skylark Fan/Light Control, Single-pole, quiet 3-speed and dimmer, 120V/300W light, 1.5A fan in white, for Canada |  | 2.3 | 4.6 |  | S2-LFSQ-WH-CSA.jpg | http://grandbrass.xologic.com/vendors/4460/large/S2-LFSQ-WH-CSA.jpg | [47 empty] | 0 | 0 | 0 | [6 empty] | 0 | 1 | 1 | EA | 1 | Lighting Controls | [27 empty] | Lightswitches | [242 empty] | <a href="https://www.lutron.com/TechnicalDocumentLibrary/0301992.pdf" target="_blank">Installation Instructions</a> | [23 empty] | 15.000 DW |  |  | 2.3000 IN | [89 empty] | 1.000 EA | 1.000 EA | [35 empty] | No | [42 empty] | https://www.lutron.com/technicaldocumentlibrary/spec%20guide%20volume%201%20with%20addendums.pdf#page=20 | [7 empty] | Shelf Stock | [13 empty] | <a href="https://www.lutron.com/TechnicalDocumentLibrary/368-4493_Page_30.pdf" target="_blank">Tech Drawing</a> | [25 empty] | 39122232 | [13 empty] | <a href="https://www.lutron.com/TechnicalDocumentLibrary/369-119_Wallbox_Warranty.pdf" target="_blank">Warranty Information</a> |  |  |  |  | 0.290 L | [14 empty] | 0 | 0 | 0 | 0 | Lighting Fixtures | 2017-09-21 10:20 | 2024-07-20 11:26 | 0000-00-00 00:00:00 | 2024-07-20 11:26 | 0000-00-00 00:00:00 | [6 empty] | White
1 | Lutron Electronics | S2-LFSQ-BR-CSA | 4460-8770 | 4460 | 8770 | Lutron Electronics | S2-LFSQ-BR-CSA.jpg | 27557705936 | SKYLARK DUAL LGT/QUIET FAN BR CSA | Skylark Fan/Light Control, Single-pole, quiet 3-speed and dimmer, 120V/300W light, 1.5A fan in brown, for Canada |  | 2.3 | 4.6 |  | S2-LFSQ-BR-CSA.jpg | http://grandbrass.xologic.com/vendors/4460/large/S2-LFSQ-BR-CSA.jpg | [47 empty] | 0 | 0 | 0 | [6 empty] | 0 | 1 | 1 | EA | 1 | Lighting Controls | [27 empty] | Lightswitches | [242 empty] | <a href="https://www.lutron.com/TechnicalDocumentLibrary/0301992.pdf" target="_blank">Installation Instructions</a> | [23 empty] | 15.000 DW |  |  | 2.3000 IN | [89 empty] | 1.000 EA | 1.000 EA | [35 empty] | No | [42 empty] | https://www.lutron.com/technicaldocumentlibrary/spec%20guide%20volume%201%20with%20addendums.pdf#page=20 | [7 empty] | Shelf Stock | [13 empty] | <a href="https://www.lutron.com/TechnicalDocumentLibrary/368-4493_Page_30.pdf" target="_blank">Tech Drawing</a> | [25 empty] | 39122232 | [13 empty] | <a href="https://www.lutron.com/TechnicalDocumentLibrary/369-119_Wallbox_Warranty.pdf" target="_blank">Warranty Information</a> |  |  |  |  | 0.290 L | [14 empty] | 0 | 0 | 0 | 0 | Lighting Fixtures | 2017-09-21 10:20 | 2024-07-20 11:27 | 0000-00-00 00:00:00 | 2024-07-20 11:27 | 0000-00-00 00:00:00 | [6 empty] | Brown
4 | Lutron Electronics | SFSQ-F-GR-CSA | 4460-8771 | 4460 | 8771 | Lutron Electronics | SFSQ-F-GR.jpeg?w=1500 | 27557705981 | SKYLARK QUIET FANSPEED GR CSA | Skylark Fan-Speed Control, Single-pole, quiet 3-speed, 120V/1.5A in gray, for Canada |  | 2.3 | 4.6 | [50 empty] | 0 | 0 | 0 | [6 empty] | 0 | 1 | 1 | EA | 1 |  |  |  | Control And Automation |  | Switches |  | Speed Switch | [263 empty] | <a href="https://www.lutron.com/TechnicalDocumentLibrary/033206.pdf" target="_blank">Installation Instructions</a> | [23 empty] | 30.000 DW |  |  | 2.3000 IN | [89 empty] | 1.000 EA | 1.000 EA | [35 empty] | No | [42 empty] | https://www.lutron.com/technicaldocumentlibrary/spec%20guide%20volume%201%20with%20addendums.pdf#page=20 | [7 empty] | Shelf Stock | [13 empty] | <a href="https://www.lutron.com/TechnicalDocumentLibrary/368-4493_Page_2.pdf" target="_blank">Tech Drawing</a> | [25 empty] | 39122240 | [13 empty] | <a href="https://www.lutron.com/TechnicalDocumentLibrary/369-119_Wallbox_Warranty.pdf" target="_blank">Warranty Information</a> |  |  |  |  | 0.220 L | [14 empty] | 0 | 0 | 0 | 0 | Electrical | 2017-09-21 10:20 | 2024-07-20 11:24 | 0000-00-00 00:00:00 | 2024-07-20 11:24 | 0000-00-00 00:00:00 | [6 empty] | Gray
4 | Lutron Electronics | SFSQ-F-BL-CSA | 4460-8772 | 4460 | 8772 | Lutron Electronics | SFSQ-F-BL.jpeg?w=1500 | 27557706001 | SKYLARK QUIET FANSPEED BL CSA | Skylark Fan-Speed Control, Single-pole, quiet 3-speed, 120V/1.5A in black, for Canada |  | 2.3 | 4.6 | [50 empty] | 0 | 0 | 0 | [6 empty] | 0 | 1 | 1 | EA | 1 |  |  |  | Control And Automation |  | Switches |  | Speed Switch | [263 empty] | <a href="https://www.lutron.com/TechnicalDocumentLibrary/033206.pdf" target="_blank">Installation Instructions</a> | [23 empty] | 30.000 DW |  |  | 2.3000 IN | [89 empty] | 1.000 EA | 1.000 EA | [35 empty] | No | [42 empty] | https://www.lutron.com/technicaldocumentlibrary/spec%20guide%20volume%201%20with%20addendums.pdf#page=20 | [7 empty] | Shelf Stock | [13 empty] | <a href="https://www.lutron.com/TechnicalDocumentLibrary/368-4493_Page_2.pdf" target="_blank">Tech Drawing</a> | [25 empty] | 39122240 | [13 empty] | <a href="https://www.lutron.com/TechnicalDocumentLibrary/369-119_Wallbox_Warranty.pdf" target="_blank">Warranty Information</a> |  |  |  |  | 0.220 L | [14 empty] | 0 | 0 | 0 | 0 | Electrical | 2017-09-21 10:20 | 2024-07-20 11:27 | 0000-00-00 00:00:00 | 2024-07-20 11:27 | 0000-00-00 00:00:00 | [6 empty] | Black
4 | Lutron Electronics | DVFSQ-F-IV-CSA | 4460-8773 | 4460 | 8773 | Lutron Electronics | Ecom_DVFSQ-F-IV_nowallplate.jpeg | 27557706797 | DIVA QUIET FAN SPEED CSA IV | Lutron Diva 3-Speed 1.5A Fan Control, Single-Pole/3-Way, Ivory |  | 2.3 | 4.6 |  | Ecom_DVFSQ-F-IV_nowallplate.jpeg | http://grandbrass.xologic.com/vendors/4460/large/Ecom_DVFSQ-F-IV_nowallplate.jpeg | [47 empty] | 0 | 0 | 0 | [6 empty] | 0 | 1 | 1 | EA | 1 | Fan Accessories |  |  | Control And Automation |  | Switches |  | Speed Switch | [20 empty] | Fan Wall Mount Controls | [242 empty] | <a href="https://www.lutron.com/TechnicalDocumentLibrary/0301990.pdf" target="_blank">Installation Instructions</a> | [23 empty] | 10.000 DW |  |  | 2.3000 IN | [89 empty] | 1.000 EA | 1.000 EA | [35 empty] | No | [42 empty] | https://www.lutron.com/TechnicalDocumentLibrary/DivaSatinColors.pdf | [7 empty] | Shelf Stock | [13 empty] | <a href="https://www.lutron.com/TechnicalDocumentLibrary/368-4493_Page_5.pdf" target="_blank">Tech Drawing</a> | [25 empty] | 39122240 | [13 empty] | <a href="https://www.lutron.com/TechnicalDocumentLibrary/369-119_Wallbox_Warranty.pdf" target="_blank">Warranty Information</a> |  |  |  |  | 0.300 L | [14 empty] | 0 | 0 | 0 | 0 | Electrical | 2017-09-21 10:20 | 2024-07-20 11:18 | 0000-00-00 00:00:00 | 2025-11-29 02:00 | 0000-00-00 00:00:00 | [6 empty] | Ivory
4 | Lutron Electronics | DVFSQ-F-AL-CSA | 4460-8774 | 4460 | 8774 | Lutron Electronics | Ecom_DVFSQ-F-AL_nowallplate.jpeg | 27557706810 | DIVA QUIET FAN SPEED CSA AL | Lutron Diva 3-Speed 1.5A Fan Control, Single-Pole/3-Way, Almond |  | 2.3 | 4.6 |  | Ecom_DVFSQ-F-AL_nowallplate.jpeg | http://grandbrass.xologic.com/vendors/4460/large/Ecom_DVFSQ-F-AL_nowallplate.jpeg | [47 empty] | 0 | 0 | 0 | [6 empty] | 0 | 1 | 1 | EA | 1 | Fan Accessories |  |  | Control And Automation |  | Switches |  | Speed Switch | [20 empty] | Fan Wall Mount Controls | [242 empty] | <a href="https://www.lutron.com/TechnicalDocumentLibrary/0301990.pdf" target="_blank">Installation Instructions</a> | [23 empty] | 10.000 DW |  |  | 2.3000 IN | [89 empty] | 1.000 EA | 1.000 EA | [35 empty] | No | [42 empty] | https://www.lutron.com/TechnicalDocumentLibrary/DivaSatinColors.pdf | [7 empty] | Shelf Stock | [13 empty] | <a href="https://www.lutron.com/TechnicalDocumentLibrary/368-4493_Page_5.pdf" target="_blank">Tech Drawing</a> | [25 empty] | 39122240 | [13 empty] | <a href="https://www.lutron.com/TechnicalDocumentLibrary/369-119_Wallbox_Warranty.pdf" target="_blank">Warranty Information</a> |  |  |  |  | 0.300 L | [14 empty] | 0 | 0 | 0 | 0 | Electrical | 2017-09-21 10:20 | 2024-07-20 11:22 | 0000-00-00 00:00:00 | 2025-11-29 02:00 | 0000-00-00 00:00:00 | [6 empty] | Almond
1 | Lutron Electronics | S-1000-GR-CSA | 4460-8775 | 4460 | 8775 | Lutron Electronics | S-1000-GR-CSA.jpg | 27557707190 | SKYLARK INC DMR 1000W GR CSA | Skylark Slide-to-Off Dimmer, Incandescent/Halogen, Single-pole, 120V/1000W in gray, for Canada |  | 2.3 | 4.6 |  | S-1000-GR-CSA.jpg | http://grandbrass.xologic.com/vendors/4460/large/S-1000-GR-CSA.jpg | [47 empty] | 0 | 0 | 0 | [6 empty] | 0 | 1 | 1 | EA | 1 | Lighting Controls | [27 empty] | Dimmers | [242 empty] | <a href="https://www.lutron.com/TechnicalDocumentLibrary/0301370.pdf" target="_blank">Installation Instructions</a> | [23 empty] | 10.000 DW |  |  | 2.3000 IN | [89 empty] | 1.000 EA | 1.000 EA | [35 empty] | No | [42 empty] | https://www.lutron.com/technicaldocumentlibrary/spec%20guide%20volume%201%20with%20addendums.pdf#page=20 | [7 empty] | Shelf Stock | [13 empty] | <a href="https://www.lutron.com/TechnicalDocumentLibrary/368-4493_Page_2.pdf" target="_blank">Tech Drawing</a> | [25 empty] | 39122206 | [13 empty] | <a href="https://www.lutron.com/TechnicalDocumentLibrary/369-119_Wallbox_Warranty.pdf" target="_blank">Warranty Information</a> |  |  |  |  | 0.280 L | [14 empty] | 0 | 0 | 0 | 0 | Lighting Fixtures | 2017-09-21 10:20 | 2024-07-20 11:23 | 0000-00-00 00:00:00 | 2024-07-20 11:23 | 0000-00-00 00:00:00 | [6 empty] | Gray
4 | Lutron Electronics | SCR-15-DDTR-MN-C | 4460-8782 | 4460 | 8782 | Lutron Electronics | SCR-15-DDTR-MN-C.JPG | 27557781206 | SATIN 15A TPR RSIST DUAL DIM RCPT MN CSA | Claro, Satin, dual dimming, tamper resistant receptacle, 15A/125V in midnight, for Canada |  |  |  |  | SCR-15-DDTR-MN-C.JPG | http://grandbrass.xologic.com/vendors/4460/large/SCR-15-DDTR-MN-C.JPG | [47 empty] | 0 | 0 | 0 | [6 empty] | 0 | 1 | 1 | EA | 1 | Lighting Controls |  |  | Electrical Distribution Equipment |  | Receptacles |  | Electrical Receptacles | [20 empty] | Dimmers | [242 empty] | <a href="https://www.lutron.com/TechnicalDocumentLibrary/0301636.pdf" target="_blank">Installation Instructions</a> | [23 empty] | 10.000 DW | [92 empty] | 1.000 EA | 1.000 EA | [35 empty] | No | [42 empty] | https://www.lutron.com/TechnicalDocumentLibrary/369269_ENG.pdf | [7 empty] | Shelf Stock | [39 empty] | 39121406 | [13 empty] | <a href="https://www.lutron.com/TechnicalDocumentLibrary/369-119_Wallbox_Warranty.pdf" target="_blank">Warranty Information</a> |  |  |  |  | 0.500 L | [14 empty] | 0 | 0 | 0 | 0 | Electrical | 2017-09-21 10:20 | 2024-07-20 11:26 | 0000-00-00 00:00:00 | 2025-11-29 02:00 | 0000-00-00 00:00:00 | [6 empty] | Midnight
4 | Lutron Electronics | SCR-20-DDTR-BI-C | 4460-8786 | 4460 | 8786 | Lutron Electronics | SCR-20-DDTR-BI-C.JPG | 27557782197 | SATIN 20A TPR RSIST DUAL DIM RCPT BI CSA | Claro, Satin, dual dimming, tamper resistant receptacle, 20A/125V in biscuit, for Canada |  |  |  |  | SCR-20-DDTR-BI-C.JPG | http://grandbrass.xologic.com/vendors/4460/large/SCR-20-DDTR-BI-C.JPG | [47 empty] | 0 | 0 | 0 | [6 empty] | 0 | 1 | 1 | EA | 1 | Lighting Controls |  |  | Electrical Distribution Equipment |  | Receptacles |  | Electrical Receptacles | [20 empty] | Dimmers | [242 empty] | <a href="https://www.lutron.com/TechnicalDocumentLibrary/0301636.pdf" target="_blank">Installation Instructions</a> | [23 empty] | 10.000 DW | [92 empty] | 1.000 EA | 1.000 EA | [35 empty] | No | [42 empty] | https://www.lutron.com/TechnicalDocumentLibrary/369269_ENG.pdf | [7 empty] | Shelf Stock | [39 empty] | 39121406 | [13 empty] | <a href="https://www.lutron.com/TechnicalDocumentLibrary/369-119_Wallbox_Warranty.pdf" target="_blank">Warranty Information</a> |  |  |  |  | 0.500 L | [14 empty] | 0 | 0 | 0 | 0 | Electrical | 2017-09-21 10:20 | 2024-07-20 11:24 | 0000-00-00 00:00:00 | 2025-11-29 02:00 | 0000-00-00 00:00:00 | [6 empty] | Biscuit
4 | Lutron Electronics | SCR-20-HDTR-SW-C | 4460-8790 | 4460 | 8790 | Lutron Electronics | SCR-20-HDTR-SW.jpg | 27557783248 | SATIN 20 A TAMPER RESIST - SNOW | Claro, Satin, half dimming, tamper resistant receptacle, 20A/125V in snow, for Canada |  |  |  |  | SCR-20-HDTR-SW.jpg | http://grandbrass.xologic.com/vendors/4460/large/SCR-20-HDTR-SW.jpg | [47 empty] | 0 | 0 | 0 | [6 empty] | 0 | 1 | 1 | EA | 1 | Lighting Controls |  |  | Electrical Distribution Equipment |  | Receptacles |  | Electrical Receptacles | [20 empty] | Dimmers | [242 empty] | <a href="https://www.lutron.com/TechnicalDocumentLibrary/0301636.pdf" target="_blank">Installation Instructions</a> | [23 empty] | 10.000 DW | [92 empty] | 1.000 EA | 1.000 EA | [35 empty] | No | [42 empty] | https://www.lutron.com/TechnicalDocumentLibrary/369269_ENG.pdf | [7 empty] | Shelf Stock | [39 empty] | 39121406 | [13 empty] | <a href="https://www.lutron.com/TechnicalDocumentLibrary/369-119_Wallbox_Warranty.pdf" target="_blank">Warranty Information</a> |  |  |  |  | 0.500 L | [14 empty] | 0 | 0 | 0 | 0 | Electrical | 2017-09-21 10:20 | 2024-07-20 11:25 | 0000-00-00 00:00:00 | 2025-11-29 02:00 | 0000-00-00 00:00:00 | [6 empty] | Snow
1 | Lutron Electronics | MSC-1000M-MN-CSA | 4460-8791 | 4460 | 8791 | Lutron Electronics | MSC-1000M-MN-CSA.jpg | 27557805582 | MAESTRO SC 1000W INC CSA MN | Maestro Dimmer - Satin Finish, Incandescent/Halogen, Multi-location/single-pole, 120V/1000W in midnight, for Canada |  | 2.3 | 4.6 |  | MSC-1000M-MN-CSA.jpg | http://grandbrass.xologic.com/vendors/4460/large/MSC-1000M-MN-CSA.jpg | [47 empty] | 0 | 0 | 0 | [6 empty] | 0 | 1 | 1 | EA | 1 | Lighting Controls | [27 empty] | Dimmers | [242 empty] | <a href="https://www.lutron.com/TechnicalDocumentLibrary/0301940.pdf" target="_blank">Installation Instructions</a> | [23 empty] | 2.000 DW |  |  | 2.3000 IN | [89 empty] | 1.000 EA | 1.000 EA | [35 empty] | No | [42 empty] | https://www.lutron.com/TechnicalDocumentLibrary/maestrosatincolors.pdf | [7 empty] | Shelf Stock | [13 empty] | <a href="https://www.lutron.com/TechnicalDocumentLibrary/368-4493_Page_9.pdf" target="_blank">Tech Drawing</a> | [25 empty] | 39122206 | [6 empty] | <a href="https://www.lutron.com/Service-Support/Technical/InstallationInstructions/Pages/Videos.aspx?syst=Dimmers+%26+Switches&prodn=Maestro%c2%ae+dimmer+%26+switch" target="_blank">Product Video Clip</a> | [6 empty] | <a href="https://www.lutron.com/TechnicalDocumentLibrary/369-119_Wallbox_Warranty.pdf" target="_blank">Warranty Information</a> |  |  |  |  | 0.270 L | [14 empty] | 0 | 0 | 0 | 0 | Lighting Fixtures | 2017-09-21 10:20 | 2024-07-20 11:24 | 0000-00-00 00:00:00 | 2024-07-20 11:24 | 0000-00-00 00:00:00 | [6 empty] | Midnight
1 | Lutron Electronics | MS-OPS5MH-WH-C | 4460-8794 | 4460 | 8794 | Lutron Electronics | Ecom_MS-OPS5M-WH_withPackaging.jpeg?w=1500 | 27557983969 | MAESTRO PIR OCC 5A SWITCH WH CLAM CSA | Maestro Occupancy-Sensing Switch, Multi-location/single-pole, 120V/5A, clamshell packaging in white, for Canada |  | 4 | 2.4 | [50 empty] | 0 | 0 | 0 | [6 empty] | 0 | 1 | 1 | EA | 1 | Lighting Controls | [27 empty] | Other Lighting Controls | [242 empty] | <a href="https://www.lutron.com/TechnicalDocumentLibrary/0301647.pdf" target="_blank">Installation Instructions</a> | [23 empty] | 10.000 DW |  |  | 6.1000 IN | [89 empty] | 1.000 EA | 1.000 EA | [35 empty] | No | [42 empty] | https://www.lutron.com/TechnicalDocumentLibrary/369666.pdf | [7 empty] | Shelf Stock | [13 empty] | <a href="https://www.lutron.com/TechnicalDocumentLibrary/368-4493_Page_14.pdf" target="_blank">Tech Drawing</a> | [25 empty] | 39122236 | [6 empty] | <a href="https://lutron.widen.net/content/ljl01nfr11/mp4/In-wall-sensors_2021.mp4?w=2048" target="_blank">Product Video Clip</a> | [6 empty] | <a href="https://www.lutron.com/TechnicalDocumentLibrary/Sensor_Warranty.pdf" target="_blank">Warranty Information</a> |  |  |  |  | 0.300 L | [14 empty] | 0 | 0 | 0 | 0 | Lighting Fixtures | 2017-09-21 10:20 | 2024-07-20 11:43 | 0000-00-00 00:00:00 | 2024-07-20 11:43 | 0000-00-00 00:00:00 | [6 empty] | White
1 | Lutron Electronics | PD-10NXD-IV-C | 4460-8795 | 4460 | 8795 | Lutron Electronics | Ecom_PD-10NXD-IV_WithWallPlate.jpeg?w=1500 | 784276146180 | CasÃ©ta PRO 1000W DIMMER IVORY CSA | Caseta Wireless 3-way/single-pole RF dimmer for LED, CFL, Incandescent, Halogen, or Magnetic Low Voltage, 1000W/VA, neutral optional in ivory, for Canada |  | 2.25 | 4.5 | [50 empty] | 0 | 0 | 0 | [6 empty] | 0 | 1 | 1 | EA | 1 | Lighting Controls | [27 empty] | Dimmers | [242 empty] | <a href="https://www.lutron.com/TechnicalDocumentLibrary/0301779.pdf" target="_blank">Installation Instructions</a> | [23 empty] | 50.000 DW |  |  | 2.2500 IN | [89 empty] | 1.000 EA | 1.000 EA | [35 empty] | No | [42 empty] | https://www.lutron.com/TechnicalDocumentLibrary/369987_FRE.pdf | [7 empty] | Shelf Stock | [13 empty] | <a href="https://www.lutron.com/TechnicalDocumentLibrary/368-4493_Page_34.pdf" target="_blank">Tech Drawing</a> | [25 empty] | 39122206 | [6 empty] | <a href="https://lutron.widen.net/content/dsiex7hr8w/MP4/Ecom_CasetaGeneral_benefitsvideo.MP4?w=2048" target="_blank">Product Video Clip</a> | [6 empty] | <a href="https://www.lutron.com/TechnicalDocumentLibrary/369-119_Wallbox_Warranty.pdf" target="_blank">Warranty Information</a> |  |  |  |  | 0.040 L | [14 empty] | 0 | 0 | 0 | 0 | Lighting Fixtures | 2017-09-21 10:20 | 2024-07-20 11:24 | 0000-00-00 00:00:00 | 2024-07-20 11:24 | 0000-00-00 00:00:00 | [6 empty] | Ivory
4 | Lutron Electronics | CONNECT-BDG2-1 | 4460-8796 | 4460 | 8796 | Lutron Electronics | CONNECT-BDG2-1.jpg | 784276177641 | CONNECT BRIDGE W US | Lutron Connect Bridge, creates a link between a RadioRA 2 or HomeWorks QS system and the Lutron cloud, enabling remote access to your system. |  | 5.15 | 3.69 |  | CONNECT-BDG2-1.jpg | http://grandbrass.xologic.com/vendors/4460/large/CONNECT-BDG2-1.jpg | [47 empty] | 0 | 0 | 0 | [6 empty] | 0 | 1 | 1 | EA | 1 | Specialty Items |  |  | Control And Automation |  | Programmable Control |  | Programmable Logic Controller Accessories | [20 empty] | Other Specialty Items | [242 empty] | <a href="https://www.lutron.com/TechnicalDocumentLibrary/041582.pdf" target="_blank">Installation Instructions</a> | [23 empty] | 10.000 DW |  |  | 5.2500 IN | [89 empty] | 1.000 EA | 1.000 EA | [35 empty] | No | [42 empty] | https://www.lutron.com/TechnicalDocumentLibrary/369975_FRE.pdf | [7 empty] | Shelf Stock | [39 empty] | 32151703 | [13 empty] | <a href="https://www.lutron.com/TechnicalDocumentLibrary/043492.pdf" target="_blank">Warranty Information</a> |  |  |  |  | 0.550 L | [14 empty] | 0 | 0 | 0 | 0 | Electrical | 2017-09-21 10:20 | 2024-07-20 11:24 | 0000-00-00 00:00:00 | 2025-11-29 02:00 | 0000-00-00 00:00:00
1 | Lutron Electronics | NTRP-250-AL | 4460-8797 | 4460 | 8797 | Lutron Electronics | NTRP-250-AL.jpg | 784276227216 | NOVA T250W LED 300W ELV ALMOND | Nova T Reverse-phase, slide-to-off Dimmer, CFL/LED (screw-base), Incandescent/Halogen, electronic low-voltage, single-pole, 250W CFL/LED or 600W inc/hal/elv in almond |  | 5.4 | 3 |  | NTRP-250-AL.jpg | http://grandbrass.xologic.com/vendors/4460/large/NTRP-250-AL.jpg | [47 empty] | 0 | 0 | 0 | [6 empty] | 0 | 1 | 1 | EA | 1 | Lighting Controls | [27 empty] | Dimmers | [242 empty] | <a href="https://www.lutron.com/TechnicalDocumentLibrary/0301841.pdf" target="_blank">Installation Instructions</a> | [23 empty] | 2.000 DW |  |  | 4.1000 IN | [89 empty] | 1.000 EA | 1.000 EA | [35 empty] | No | [42 empty] | https://www.lutron.com/TechnicalDocumentLibrary/NovaTB.pdf | [7 empty] | Shelf Stock | [13 empty] | <a href="https://www.lutron.com/TechnicalDocumentLibrary/368-4493_Page_41.pdf" target="_blank">Tech Drawing</a> | [25 empty] | 39122206 | [13 empty] | <a href="https://www.lutron.com/TechnicalDocumentLibrary/369-119_Wallbox_Warranty.pdf" target="_blank">Warranty Information</a> |  |  |  |  | 0.460 L | [14 empty] | 0 | 0 | 0 | 0 | Lighting Fixtures | 2017-09-21 10:20 | 2024-07-20 11:22 | 0000-00-00 00:00:00 | 2024-07-20 11:22 | 0000-00-00 00:00:00 | [6 empty] | Almond
1 | Lutron Electronics | DVRP-253P-BL | 4460-8800 | 4460 | 8800 | Lutron Electronics | DVRP-253P-BL.jpg | 784276221726 | DIVA 250W LED 500W ELV IN BLACK | Diva Reverse-phase Dimmer - Gloss Finish, CFL/LED (Screw-based), Incandescent/Halogen, Electronic Low-voltage, 3-way/single-pole, 250W CFL/LED or 500W inc/hal/ELV in black |  | 2.25 | 4.5 |  | DVRP-253P-BL.jpg | http://grandbrass.xologic.com/vendors/4460/large/DVRP-253P-BL.jpg | [47 empty] | 0 | 0 | 0 | [6 empty] | 0 | 1 | 1 | EA | 1 | Lighting Controls | [27 empty] | Dimmers | [266 empty] | 10.000 DW |  |  | 2.2500 IN | [89 empty] | 1.000 EA | 1.000 EA | [35 empty] | No | [42 empty] | https://www.lutron.com/TechnicalDocumentLibrary/3691041.pdf | [7 empty] | Shelf Stock | [13 empty] | <a href="https://www.lutron.com/TechnicalDocumentLibrary/368-4493_Page_39.pdf" target="_blank">Tech Drawing</a> | [25 empty] | 39122206 | [13 empty] | <a href="https://www.lutron.com/TechnicalDocumentLibrary/369-119_Wallbox_Warranty.pdf" target="_blank">Warranty Information</a> |  |  |  |  | 0.270 L | [14 empty] | 0 | 0 | 0 | 0 | Lighting Fixtures | 2017-09-21 10:20 | 2024-07-20 11:43 | 0000-00-00 00:00:00 | 2024-07-20 11:43 | 0000-00-00 00:00:00 | [6 empty] | Black
1 | Lutron Electronics | CTCL-150H-LA | 4460-8801 | 4460 | 8801 | Lutron Electronics | CTCL-150H-LA.jpg | 784276228886 | CONTOUR 150W STO CLAM IN LT ALMOND | Skylark Contour slide-to-off Dimmer, CFL/LED (screw-base), Incandescent/Halogen, single-pole, 150W CFL/LED or 600W inc/hal in light almond, clamshell packaging |  | 4 | 6 |  | CTCL-150H-LA.jpg | http://grandbrass.xologic.com/vendors/4460/large/CTCL-150H-LA.jpg | [47 empty] | 0 | 0 | 0 | [6 empty] | 0 | 1 | 1 | EA | 1 | Lighting Controls | [27 empty] | Dimmers | [49 empty] | <a href="https://www.lutron.com/TechnicalDocumentLibrary/Skylark_Contour_slide_to_off_LED+dimmer_sell_sheet.pdf" target="_blank">Manufacturer Brochure</a> | [192 empty] | <a href="https://www.lutron.com/TechnicalDocumentLibrary/0301882.pdf" target="_blank">Installation Instructions</a> | [23 empty] | 10.000 DW |  |  | 2.0000 IN | [89 empty] | 1.000 EA | 1.000 EA | [35 empty] | No | [42 empty] | https://www.lutron.com/TechnicalDocumentLibrary/3691051_Spec.pdf | [7 empty] | Shelf Stock | [13 empty] | <a href="https://www.lutron.com/TechnicalDocumentLibrary/368-4493_Page_2.pdf" target="_blank">Tech Drawing</a> | [25 empty] | 39122206 | [13 empty] | <a href="https://www.lutron.com/TechnicalDocumentLibrary/369-119_Wallbox_Warranty.pdf" target="_blank">Warranty Information</a> |  |  |  |  | 0.300 L | [14 empty] | 0 | 0 | 0 | 0 | Lighting Fixtures | 2017-09-21 10:20 | 2024-07-20 11:22 | 0000-00-00 00:00:00 | 2024-07-20 11:22 | 0000-00-00 00:00:00
1 | Lutron Electronics | S-1000-BL-CSA | 4460-8804 | 4460 | 8804 | Lutron Electronics | S-1000-BL-CSA.jpg | 27557707213 | SKYLARK INC DMR 1000W BL CSA | Skylark Slide-to-Off Dimmer, Incandescent/Halogen, Single-pole, 120V/1000W in black, for Canada |  | 2.3 | 4.6 |  | S-1000-BL-CSA.jpg | http://grandbrass.xologic.com/vendors/4460/large/S-1000-BL-CSA.jpg | [47 empty] | 0 | 0 | 0 | [6 empty] | 0 | 1 | 1 | EA | 1 | Lighting Controls | [27 empty] | Dimmers | [242 empty] | <a href="https://www.lutron.com/TechnicalDocumentLibrary/0301370.pdf" target="_blank">Installation Instructions</a> | [23 empty] | 10.000 DW |  |  | 2.3000 IN | [89 empty] | 1.000 EA | 1.000 EA | [35 empty] | No | [42 empty] | https://www.lutron.com/technicaldocumentlibrary/spec%20guide%20volume%201%20with%20addendums.pdf#page=20 | [7 empty] | Shelf Stock | [13 empty] | <a href="https://www.lutron.com/TechnicalDocumentLibrary/368-4493_Page_2.pdf" target="_blank">Tech Drawing</a> | [25 empty] | 39122206 | [13 empty] | <a href="https://www.lutron.com/TechnicalDocumentLibrary/369-119_Wallbox_Warranty.pdf" target="_blank">Warranty Information</a> |  |  |  |  | 0.280 L | [14 empty] | 0 | 0 | 0 | 0 | Lighting Fixtures | 2017-09-21 10:21 | 2024-07-20 11:27 | 0000-00-00 00:00:00 | 2024-07-20 11:27 | 0000-00-00 00:00:00 | [6 empty] | Black
1 | Lutron Electronics | SFSQ-LF-GR-CSA | 4460-8805 | 4460 | 8805 | Lutron Electronics | Ecom_SFSQ-LF-GR_withwallplate.jpeg?w=1500 | 27557707985 | SKYLARK QUIET LT/FAN SPD GR | Skylark Fan-Speed Control, Single-pole, quiet 3-speed, 120V/360W light, 1.5A fan in gray, for Canada |  | 2.3 | 4.6 | [50 empty] | 0 | 0 | 0 | [6 empty] | 0 | 1 | 1 | EA | 1 | Lighting Controls | [27 empty] | Lightswitches | [242 empty] | <a href="https://www.lutron.com/TechnicalDocumentLibrary/033203.pdf" target="_blank">Installation Instructions</a> | [23 empty] | 10.000 DW |  |  | 2.3000 IN | [89 empty] | 1.000 EA | 1.000 EA | [35 empty] | No | [42 empty] | https://www.lutron.com/technicaldocumentlibrary/spec%20guide%20volume%201%20with%20addendums.pdf#page=20 | [7 empty] | Shelf Stock | [13 empty] | <a href="https://www.lutron.com/TechnicalDocumentLibrary/368-4493_Page_31.pdf" target="_blank">Tech Drawing</a> | [25 empty] | 39122232 | [13 empty] | <a href="https://www.lutron.com/TechnicalDocumentLibrary/369-119_Wallbox_Warranty.pdf" target="_blank">Warranty Information</a> |  |  |  |  | 0.230 L | [14 empty] | 0 | 0 | 0 | 0 | Lighting Fixtures | 2017-09-21 10:21 | 2024-07-20 11:24 | 0000-00-00 00:00:00 | 2024-07-20 11:24 | 0000-00-00 00:00:00 | [6 empty] | Gray
1 | Lutron Electronics | SFSQ-LF-BR-CSA | 4460-8806 | 4460 | 8806 | Lutron Electronics | Ecom_SFSQ-LF-BR_withwallplate.jpeg?w=1500 | 27557708005 | SKYLARK QUIET LT/FAN SPD BR | Skylark Fan-Speed Control, Single-pole, quiet 3-speed, 120V/360W light, 1.5A fan in brown, for Canada |  | 2.3 | 4.6 | [50 empty] | 0 | 0 | 0 | [6 empty] | 0 | 1 | 1 | EA | 1 | Lighting Controls | [27 empty] | Lightswitches | [242 empty] | <a href="https://www.lutron.com/TechnicalDocumentLibrary/033203.pdf" target="_blank">Installation Instructions</a> | [23 empty] | 10.000 DW |  |  | 2.3000 IN | [89 empty] | 1.000 EA | 1.000 EA | [35 empty] | No | [42 empty] | https://www.lutron.com/technicaldocumentlibrary/spec%20guide%20volume%201%20with%20addendums.pdf#page=20 | [7 empty] | Shelf Stock | [13 empty] | <a href="https://www.lutron.com/TechnicalDocumentLibrary/368-4493_Page_31.pdf" target="_blank">Tech Drawing</a> | [25 empty] | 39122232 | [13 empty] | <a href="https://www.lutron.com/TechnicalDocumentLibrary/369-119_Wallbox_Warranty.pdf" target="_blank">Warranty Information</a> |  |  |  |  | 0.230 L | [14 empty] | 0 | 0 | 0 | 0 | Lighting Fixtures | 2017-09-21 10:21 | 2024-07-20 11:43 | 0000-00-00 00:00:00 | 2024-07-20 11:43 | 0000-00-00 00:00:00 | [6 empty] | Brown
4 | Lutron Electronics | DVFSQ-FH-IV-CSA | 4460-8808 | 4460 | 8808 | Lutron Electronics | Ecom_DVFSQ-F-IV_nowallplate.jpeg | 27557748988 | DIVA QUIET FANSPEED IV CLAM CSA | Lutron Diva 3-Speed 1.5A Fan Control, Single-Pole/3-Way, Clamshell Packaging, Ivory |  | 2.4 | 6 |  | Ecom_DVFSQ-F-IV_nowallplate.jpeg | http://grandbrass.xologic.com/vendors/4460/large/Ecom_DVFSQ-F-IV_nowallplate.jpeg | [47 empty] | 0 | 0 | 0 | [6 empty] | 0 | 1 | 1 | EA | 1 | Fan Accessories |  |  | Control And Automation |  | Switches |  | Speed Switch | [20 empty] | Fan Wall Mount Controls | [242 empty] | <a href="https://www.lutron.com/TechnicalDocumentLibrary/0301990.pdf" target="_blank">Installation Instructions</a> | [23 empty] | 10.000 DW |  |  | 6.9000 IN | [89 empty] | 1.000 EA | 1.000 EA | [35 empty] | No | [42 empty] | https://www.lutron.com/TechnicalDocumentLibrary/DivaSatinColors.pdf | [7 empty] | Shelf Stock | [13 empty] | <a href="https://www.lutron.com/TechnicalDocumentLibrary/368-4493_Page_5.pdf" target="_blank">Tech Drawing</a> | [25 empty] | 39122240 | [13 empty] | <a href="https://www.lutron.com/TechnicalDocumentLibrary/369-119_Wallbox_Warranty.pdf" target="_blank">Warranty Information</a> |  |  |  |  | 0.320 L | [14 empty] | 0 | 0 | 0 | 0 | Electrical | 2017-09-21 10:21 | 2024-07-20 11:25 | 0000-00-00 00:00:00 | 2025-11-29 02:00 | 0000-00-00 00:00:00 | [6 empty] | Ivory
1 | Lutron Electronics | MALV-600H-IV-CSA | 4460-8809 | 4460 | 8809 | Lutron Electronics | MALV-600H-IV-CSA.jpg | 27557752275 | MAESTRO LOW VOL 600W IV CLM CSA | Maestro Dimmer - Gloss Finish, Magnetic Low-Voltage, Multi-location/single-pole, 120V/600VA (450W) clamshell packaging in ivory, for Canada |  | 2.4 | 6 |  | MALV-600H-IV-CSA.jpg | http://grandbrass.xologic.com/vendors/4460/large/MALV-600H-IV-CSA.jpg | [47 empty] | 0 | 0 | 0 | [6 empty] | 0 | 1 | 1 | EA | 1 | Lighting Controls | [27 empty] | Dimmers | [242 empty] | <a href="https://www.lutron.com/TechnicalDocumentLibrary/0301940.pdf" target="_blank">Installation Instructions</a> | [23 empty] | 2.000 DW |  |  | 6.9000 IN | [89 empty] | 1.000 EA | 1.000 EA | [35 empty] | No | [42 empty] | https://www.lutron.com/TechnicalDocumentLibrary/Maestro.pdf | [7 empty] | Shelf Stock | [13 empty] | <a href="https://www.lutron.com/TechnicalDocumentLibrary/368-4493_Page_9.pdf" target="_blank">Tech Drawing</a> | [25 empty] | 39122206 | [6 empty] | <a href="https://www.lutron.com/Service-Support/Technical/InstallationInstructions/Pages/Videos.aspx?syst=Dimmers+%26+Switches&prodn=Maestro%c2%ae+dimmer+%26+switch" target="_blank">Product Video Clip</a> | [6 empty] | <a href="https://www.lutron.com/TechnicalDocumentLibrary/369-119_Wallbox_Warranty.pdf" target="_blank">Warranty Information</a> |  |  |  |  | 0.320 L | [14 empty] | 0 | 0 | 0 | 0 | Lighting Fixtures | 2017-09-21 10:21 | 2024-07-20 11:26 | 0000-00-00 00:00:00 | 2024-07-20 11:26 | 0000-00-00 00:00:00 | [6 empty] | Ivory
4 | Lutron Electronics | CAR-15-HDTR-GR-C | 4460-8810 | 4460 | 8810 | Lutron Electronics | CAR-15-HDTR-GR.png | 27557779227 | CLARO 15A TPR RSIST HALF DIM RCPT GR CSA | Claro, Gloss, Half dimming, tamper resistant receptacle, 15A/125V in gray, for Canada |  |  |  |  | CAR-15-HDTR-GR.png | http://grandbrass.xologic.com/vendors/4460/large/CAR-15-HDTR-GR.png | [47 empty] | 0 | 0 | 0 | [6 empty] | 0 | 1 | 1 | EA | 1 | Lighting Controls |  |  | Electrical Distribution Equipment |  | Receptacles |  | Electrical Receptacles | [20 empty] | Dimmers | [242 empty] | <a href="https://www.lutron.com/TechnicalDocumentLibrary/0301636.pdf" target="_blank">Installation Instructions</a> | [23 empty] | 5.000 DW | [92 empty] | 1.000 EA | 1.000 EA | [35 empty] | No | [42 empty] | https://www.lutron.com/TechnicalDocumentLibrary/369269_ENG.pdf | [7 empty] | Shelf Stock | [39 empty] | 39121406 | [13 empty] | <a href="https://www.lutron.com/TechnicalDocumentLibrary/369-119_Wallbox_Warranty.pdf" target="_blank">Warranty Information</a> |  |  |  |  | 0.500 L | [14 empty] | 0 | 0 | 0 | 0 | Electrical | 2017-09-21 10:21 | 2024-07-20 11:22 | 0000-00-00 00:00:00 | 2025-11-29 02:00 | 0000-00-00 00:00:00 | [6 empty] | Gray
4 | Lutron Electronics | CAR-15-HDTR-LA-C | 4460-8811 | 4460 | 8811 | Lutron Electronics | CAR-15-HDTR-LA.png | 27557779289 | CLARO 15A TPR RSIST HALF DIM RCPT LA CSA | Claro, Gloss, Half dimming, tamper resistant receptacle, 15A/125V in light almond, for Canada |  |  |  |  | CAR-15-HDTR-LA.png | http://grandbrass.xologic.com/vendors/4460/large/CAR-15-HDTR-LA.png | [47 empty] | 0 | 0 | 0 | [6 empty] | 0 | 1 | 1 | EA | 1 | Lighting Controls |  |  | Electrical Distribution Equipment |  | Receptacles |  | Electrical Receptacles | [20 empty] | Dimmers | [242 empty] | <a href="https://www.lutron.com/TechnicalDocumentLibrary/0301636.pdf" target="_blank">Installation Instructions</a> | [23 empty] | 2.000 DW | [92 empty] | 1.000 EA | 1.000 EA | [35 empty] | No | [42 empty] | https://www.lutron.com/TechnicalDocumentLibrary/369269_ENG.pdf | [7 empty] | Shelf Stock | [39 empty] | 39121406 | [13 empty] | <a href="https://www.lutron.com/TechnicalDocumentLibrary/369-119_Wallbox_Warranty.pdf" target="_blank">Warranty Information</a> |  |  |  |  | 0.500 L | [14 empty] | 0 | 0 | 0 | 0 | Electrical | 2017-09-21 10:21 | 2024-07-20 11:26 | 0000-00-00 00:00:00 | 2025-11-29 02:00 | 0000-00-00 00:00:00
4 | Lutron Electronics | CAR-20-DDTR-GR-C | 4460-8812 | 4460 | 8812 | Lutron Electronics | CAR-20-DDTR-GR.png | 27557779432 | CLARO 20A TPR RSIST DUAL DIM RCPT GR CSA | Claro, Gloss, Dual dimming, tamper resistant receptacle, 20A/125V in gray, for Canada |  |  |  |  | CAR-20-DDTR-GR.png | http://grandbrass.xologic.com/vendors/4460/large/CAR-20-DDTR-GR.png | [47 empty] | 0 | 0 | 0 | [6 empty] | 0 | 1 | 1 | EA | 1 | Lighting Controls |  |  | Electrical Distribution Equipment |  | Receptacles |  | Electrical Receptacles | [20 empty] | Dimmers | [242 empty] | <a href="https://www.lutron.com/TechnicalDocumentLibrary/369269_ENG.pdf" target="_blank">Installation Instructions</a> | [23 empty] | 2.000 DW | [92 empty] | 1.000 EA | 1.000 EA | [35 empty] | No | [42 empty] | https://www.lutron.com/TechnicalDocumentLibrary/369269_ENG.pdf | [7 empty] | Shelf Stock | [39 empty] | 39121406 | [13 empty] | <a href="https://www.lutron.com/TechnicalDocumentLibrary/369-119_Wallbox_Warranty.pdf" target="_blank">Warranty Information</a> |  |  |  |  | 0.500 L | [14 empty] | 0 | 0 | 0 | 0 | Electrical | 2017-09-21 10:21 | 2024-07-20 11:43 | 0000-00-00 00:00:00 | 2025-11-29 02:00 | 0000-00-00 00:00:00 | [6 empty] | Gray
4 | Lutron Electronics | CAR-20-DDTR-LA-C | 4460-8813 | 4460 | 8813 | Lutron Electronics | CAR-20-DDTR-LA.png | 27557779494 | CLARO 20A TPR RSIST DUAL DIM RCPT LA CSA | Claro, Gloss, Dual dimming, tamper resistant receptacle, 20A/125V in light almond, for Canada |  |  |  |  | CAR-20-DDTR-LA.png | http://grandbrass.xologic.com/vendors/4460/large/CAR-20-DDTR-LA.png | [47 empty] | 0 | 0 | 0 | [6 empty] | 0 | 1 | 1 | EA | 1 | Lighting Controls |  |  | Electrical Distribution Equipment |  | Receptacles |  | Electrical Receptacles | [20 empty] | Dimmers | [242 empty] | <a href="https://www.lutron.com/TechnicalDocumentLibrary/369269_ENG.pdf" target="_blank">Installation Instructions</a> | [23 empty] | 2.000 DW | [92 empty] | 1.000 EA | 1.000 EA | [35 empty] | No | [42 empty] | https://www.lutron.com/TechnicalDocumentLibrary/369269_ENG.pdf | [7 empty] | Shelf Stock | [39 empty] | 39121406 | [13 empty] | <a href="https://www.lutron.com/TechnicalDocumentLibrary/369-119_Wallbox_Warranty.pdf" target="_blank">Warranty Information</a> |  |  |  |  | 0.500 L | [14 empty] | 0 | 0 | 0 | 0 | Electrical | 2017-09-21 10:21 | 2024-07-20 11:24 | 0000-00-00 00:00:00 | 2025-11-29 02:00 | 0000-00-00 00:00:00
4 | Lutron Electronics | NTR-15-DDTR-BL-C | 4460-8815 | 4460 | 8815 | Lutron Electronics | NTR-15-DDTR-BL.png | 27557779821 | NOVAT 15A TPR RSIST DUAL DIM RCPT BL CSA | Architectural, dual dimming, tamper resistant receptacle (Gloss), 15A/125V in black for Canada |  |  |  |  | NTR-15-DDTR-BL.png | http://grandbrass.xologic.com/vendors/4460/large/NTR-15-DDTR-BL.png | [47 empty] | 0 | 0 | 0 | [6 empty] | 0 | 1 | 1 | EA | 1 | Lighting Controls |  |  | Electrical Distribution Equipment |  | Receptacles |  | Electrical Receptacles | [20 empty] | Dimmers | [242 empty] | <a href="https://www.lutron.com/TechnicalDocumentLibrary/0301636.pdf" target="_blank">Installation Instructions</a> | [23 empty] | 10.000 DW | [92 empty] | 1.000 EA | 1.000 EA | [35 empty] | No | [42 empty] | https://www.lutron.com/TechnicalDocumentLibrary/369269_ENG.pdf | [7 empty] | Shelf Stock | [39 empty] | 39121406 | [13 empty] | <a href="https://www.lutron.com/TechnicalDocumentLibrary/369-119_Wallbox_Warranty.pdf" target="_blank">Warranty Information</a> |  |  |  |  | 0.500 L | [14 empty] | 0 | 0 | 0 | 0 | Electrical | 2017-09-21 10:21 | 2024-07-20 11:24 | 0000-00-00 00:00:00 | 2025-11-29 02:00 | 0000-00-00 00:00:00 | [6 empty] | Black
4 | Lutron Electronics | NTR-15-DDTR-WH-C | 4460-8816 | 4460 | 8816 | Lutron Electronics | NTR-15-DDTR-WH.jpg | 27557780032 | NOVAT 15A TPR RSIST DUAL DIM RCPT WH CSA | Architectural, dual dimming, tamper resistant receptacle (Gloss), 15A/125V in white for Canada |  |  |  |  | NTR-15-DDTR-WH.jpg | http://grandbrass.xologic.com/vendors/4460/large/NTR-15-DDTR-WH.jpg | [47 empty] | 0 | 0 | 0 | [6 empty] | 0 | 1 | 1 | EA | 1 | Lighting Controls |  |  | Electrical Distribution Equipment |  | Receptacles |  | Electrical Receptacles | [20 empty] | Dimmers | [242 empty] | <a href="https://www.lutron.com/TechnicalDocumentLibrary/0301636.pdf" target="_blank">Installation Instructions</a> | [23 empty] | 2.000 DW | [92 empty] | 1.000 EA | 1.000 EA | [35 empty] | No | [42 empty] | https://www.lutron.com/TechnicalDocumentLibrary/369269_ENG.pdf | [7 empty] | Shelf Stock | [39 empty] | 39121406 | [13 empty] | <a href="https://www.lutron.com/TechnicalDocumentLibrary/369-119_Wallbox_Warranty.pdf" target="_blank">Warranty Information</a> |  |  |  |  | 0.500 L | [14 empty] | 0 | 0 | 0 | 0 | Electrical | 2017-09-21 10:21 | 2024-07-20 11:23 | 0000-00-00 00:00:00 | 2025-11-29 02:00 | 0000-00-00 00:00:00 | [6 empty] | White
4 | Lutron Electronics | NTR-15-HDTR-BE-C | 4460-8817 | 4460 | 8817 | Lutron Electronics | NTR-15-HDTR-BE.png | 27557780094 | NOVAT 15A TPR RSIST HALF DIM RCPT BE CSA | Architectural, half dimming, tamper resistant receptacle (Gloss), 15A/125V in beige, for Canada |  |  |  |  | NTR-15-HDTR-BE.png | http://grandbrass.xologic.com/vendors/4460/large/NTR-15-HDTR-BE.png | [47 empty] | 0 | 0 | 0 | [6 empty] | 0 | 1 | 1 | EA | 1 | Lighting Controls |  |  | Electrical Distribution Equipment |  | Receptacles |  | Electrical Receptacles | [20 empty] | Dimmers | [242 empty] | <a href="https://www.lutron.com/TechnicalDocumentLibrary/0301636.pdf" target="_blank">Installation Instructions</a> | [23 empty] | 10.000 DW | [92 empty] | 1.000 EA | 1.000 EA | [35 empty] | No | [42 empty] | https://www.lutron.com/TechnicalDocumentLibrary/369269_ENG.pdf | [7 empty] | Shelf Stock | [39 empty] | 39121406 | [13 empty] | <a href="https://www.lutron.com/TechnicalDocumentLibrary/369-119_Wallbox_Warranty.pdf" target="_blank">Warranty Information</a> |  |  |  |  | 0.500 L | [14 empty] | 0 | 0 | 0 | 0 | Electrical | 2017-09-21 10:21 | 2024-07-20 11:27 | 0000-00-00 00:00:00 | 2025-11-29 02:00 | 0000-00-00 00:00:00 | [6 empty] | Beige
1 | Lutron Electronics | MRF2S-6ANS-TP | 4460-8830 | 4460 | 8830 | Lutron Electronics | MRF2S-6ANS-TP.jpg | 784276164023 | MRF-FM-6A SWITCH 120V TAUPE, VIVE ENBLD | Maestro Wireless Switch, Incandescent/Halogen, Magnetic Low-Voltage, Electronic Low-Voltage, Non-Dim Fluorescent, Multi-location/single-pole, 120V/6A light or 3A fan in taupe,Vive enabled |  | 2.3 | 4.5 |  | MRF2S-6ANS-TP.jpg | http://grandbrass.xologic.com/vendors/4460/large/MRF2S-6ANS-TP.jpg | [47 empty] | 0 | 0 | 0 | [6 empty] | 0 | 1 | 1 | EA | 1 | Lighting Controls | [27 empty] | Lightswitches | [242 empty] | <a href="https://www.lutron.com/TechnicalDocumentLibrary/0301819.pdf" target="_blank">Installation Instructions</a> | [23 empty] | 15.000 DW |  |  | 2.3000 IN | [89 empty] | 1.000 EA | 1.000 EA | [35 empty] | No | [42 empty] | https://www.lutron.com/TechnicalDocumentLibrary/369904_SPA.pdf | [7 empty] | Shelf Stock | [13 empty] | <a href="https://www.lutron.com/TechnicalDocumentLibrary/368-4493_Page_18.pdf" target="_blank">Tech Drawing</a> | [25 empty] | 39122216 | [13 empty] | <a href="https://www.lutron.com/TechnicalDocumentLibrary/369-119_Wallbox_Warranty.pdf" target="_blank">Warranty Information</a> |  |  |  |  | 0.290 L | [14 empty] | 0 | 0 | 0 | 0 | Lighting Fixtures | 2017-09-21 10:21 | 2024-07-20 11:26 | 0000-00-00 00:00:00 | 2024-07-20 11:26 | 0000-00-00 00:00:00 | [6 empty] | Taupe
1 | Lutron Electronics | MRF2S-8ANS120-BL | 4460-8831 | 4460 | 8831 | Lutron Electronics | MRF2S-8ANS120-BL.jpg | 784276148450 | MRF-FM-8A SWITCH 120V IN BL VIVE ENABLD | Maestro Wireless Switch, Incandescent/Halogen, Magnetic Low-Voltage, Electronic Low-Voltage, Non-Dim Fluorescent, Specification grade, multi-location/single-pole, 120V/8A light or 5.8 A fan in black Vive enabled |  | 2.3 | 4.5 |  | MRF2S-8ANS120-BL.jpg | http://grandbrass.xologic.com/vendors/4460/large/MRF2S-8ANS120-BL.jpg | [47 empty] | 0 | 0 | 0 | [6 empty] | 0 | 1 | 1 | EA | 1 | Lighting Controls | [27 empty] | Lightswitches | [242 empty] | <a href="https://www.lutron.com/TechnicalDocumentLibrary/0301819.pdf" target="_blank">Installation Instructions</a> | [23 empty] | 2.000 DW |  |  | 2.3000 IN | [89 empty] | 1.000 EA | 1.000 EA | [35 empty] | No | [42 empty] | https://www.lutron.com/TechnicalDocumentLibrary/369904_SPA.pdf | [7 empty] | Shelf Stock | [13 empty] | <a href="https://www.lutron.com/TechnicalDocumentLibrary/368-4493_Page_18.pdf" target="_blank">Tech Drawing</a> | [25 empty] | 39122216 | [13 empty] | <a href="https://www.lutron.com/TechnicalDocumentLibrary/369-119_Wallbox_Warranty.pdf" target="_blank">Warranty Information</a> |  |  |  |  | 0.290 L | [14 empty] | 0 | 0 | 0 | 0 | Lighting Fixtures | 2017-09-21 10:21 | 2024-07-20 11:25 | 0000-00-00 00:00:00 | 2024-07-20 11:25 | 0000-00-00 00:00:00 | [6 empty] | Black
1 | Lutron Electronics | MRF2S-6CL-AL | 4460-8835 | 4460 | 8835 | Lutron Electronics | MRF2S-6CL-AL.jpg | 784276147897 | MAESTRO RF C.L. DIMMER IN AL VIVE ENABLD | Maestro C.L multi-location dimmer 150W CFL/LED or 600W inc/hal 120V in almond Vive enabled |  | 2.25 | 4.5 |  | MRF2S-6CL-AL.jpg | http://grandbrass.xologic.com/vendors/4460/large/MRF2S-6CL-AL.jpg | [47 empty] | 0 | 0 | 0 | [6 empty] | 0 | 1 | 1 | EA | 1 | Lighting Controls | [27 empty] | Dimmers | [242 empty] | <a href="https://www.lutron.com/TechnicalDocumentLibrary/0301814.pdf" target="_blank">Installation Instructions</a> | [23 empty] | 55.000 DW |  |  | 2.2500 IN | [89 empty] | 1.000 EA | 1.000 EA | [35 empty] | No | [42 empty] | https://www.lutron.com/TechnicalDocumentLibrary/369904_SPA.pdf | [7 empty] | Shelf Stock | [13 empty] | <a href="https://www.lutron.com/TechnicalDocumentLibrary/368-4493_Page_9.pdf" target="_blank">Tech Drawing</a> | [25 empty] | 39122206 | [13 empty] | <a href="https://www.lutron.com/TechnicalDocumentLibrary/369-119_Wallbox_Warranty.pdf" target="_blank">Warranty Information</a> |  |  |  |  | 0.250 L | [14 empty] | 0 | 0 | 0 | 0 | Lighting Fixtures | 2017-09-21 10:21 | 2024-07-20 11:28 | 0000-00-00 00:00:00 | 2024-07-20 11:28 | 0000-00-00 00:00:00 | [6 empty] | Almond
1 | Lutron Electronics | MRF2S-6CL-GR | 4460-8836 | 4460 | 8836 | Lutron Electronics | MRF2S-6CL-GR.jpg | 784276147910 | MAESTRO RF C.L. DIMMER IN GR VIVE ENABLD | Maestro C.L multi-location dimmer 150W CFL/LED or 600W inc/hal 120V in gray Vive enabled |  | 2.25 | 4.5 |  | MRF2S-6CL-GR.jpg | http://grandbrass.xologic.com/vendors/4460/large/MRF2S-6CL-GR.jpg | [47 empty] | 0 | 0 | 0 | [6 empty] | 0 | 1 | 1 | EA | 1 | Lighting Controls | [27 empty] | Dimmers | [242 empty] | <a href="https://www.lutron.com/TechnicalDocumentLibrary/0301814.pdf" target="_blank">Installation Instructions</a> | [23 empty] | 55.000 DW |  |  | 2.2500 IN | [89 empty] | 1.000 EA | 1.000 EA | [35 empty] | No | [42 empty] | https://www.lutron.com/TechnicalDocumentLibrary/369904_SPA.pdf | [7 empty] | Shelf Stock | [13 empty] | <a href="https://www.lutron.com/TechnicalDocumentLibrary/368-4493_Page_9.pdf" target="_blank">Tech Drawing</a> | [25 empty] | 39122206 | [13 empty] | <a href="https://www.lutron.com/TechnicalDocumentLibrary/369-119_Wallbox_Warranty.pdf" target="_blank">Warranty Information</a> |  |  |  |  | 0.250 L | [14 empty] | 0 | 0 | 0 | 0 | Lighting Fixtures | 2017-09-21 10:21 | 2024-07-20 11:22 | 0000-00-00 00:00:00 | 2024-07-20 11:22 | 0000-00-00 00:00:00 | [6 empty] | Gray
1 | Lutron Electronics | MRF2S-8S-DV-TP | 4460-8844 | 4460 | 8844 | Lutron Electronics | MRF2S-8S-DV-TP.jpg | 784276148764 | MRF 8A DUAL VOLT SWITCH IN TP VIVE ENBLD | Maestro Wireless Switch, Incandescent/Halogen, Magnetic Low-Voltage, Electronic Low-Voltage, Non-Dim Fluorescent, Specification grade, multi-location/single-pole, 120V/8A light or 3A fan or 1/4 HP motor 277V/8A light or 3A fan in taupe Vive enabled |  | 2.3 | 4.5 |  | MRF2S-8S-DV-TP.jpg | http://grandbrass.xologic.com/vendors/4460/large/MRF2S-8S-DV-TP.jpg | [47 empty] | 0 | 0 | 0 | [6 empty] | 0 | 1 | 1 | EA | 1 | Lighting Controls | [27 empty] | Lightswitches | [242 empty] | <a href="https://www.lutron.com/TechnicalDocumentLibrary/0301789.pdf" target="_blank">Installation Instructions</a> | [23 empty] | 2.000 DW |  |  | 2.3000 IN | [89 empty] | 1.000 EA | 1.000 EA | [35 empty] | No | [42 empty] | https://www.lutron.com/TechnicalDocumentLibrary/369904_SPA.pdf | [7 empty] | Shelf Stock | [13 empty] | <a href="https://www.lutron.com/TechnicalDocumentLibrary/368-4493_Page_9.pdf" target="_blank">Tech Drawing</a> | [25 empty] | 39122216 | [13 empty] | <a href="https://www.lutron.com/TechnicalDocumentLibrary/369-119_Wallbox_Warranty.pdf" target="_blank">Warranty Information</a> |  |  |  |  | 0.290 L | [14 empty] | 0 | 0 | 0 | 0 | Lighting Fixtures | 2017-09-21 10:21 | 2024-07-20 11:25 | 0000-00-00 00:00:00 | 2024-07-20 11:25 | 0000-00-00 00:00:00 | [6 empty] | Taupe
1 | Lutron Electronics | MRF2S-8S-DV-BI | 4460-8845 | 4460 | 8845 | Lutron Electronics | MRF2S-8S-DV-BI.jpg | 784276148788 | MRF 8A DUAL VOLT SWITCH IN BI VIVE ENBLD | Maestro Wireless Switch, Incandescent/Halogen, Magnetic Low-Voltage, Electronic Low-Voltage, Non-Dim Fluorescent, Specification grade, multi-location/single-pole, 120V/8A light or 3A fan or 1/4 HP motor 277V/8A light or 3A fan in biscuit Vive enabled |  | 2.3 | 4.5 |  | MRF2S-8S-DV-BI.jpg | http://grandbrass.xologic.com/vendors/4460/large/MRF2S-8S-DV-BI.jpg | [47 empty] | 0 | 0 | 0 | [6 empty] | 0 | 1 | 1 | EA | 1 | Lighting Controls | [27 empty] | Lightswitches | [242 empty] | <a href="https://www.lutron.com/TechnicalDocumentLibrary/0301789.pdf" target="_blank">Installation Instructions</a> | [23 empty] | 2.000 DW |  |  | 2.3000 IN | [89 empty] | 1.000 EA | 1.000 EA | [35 empty] | No | [42 empty] | https://www.lutron.com/TechnicalDocumentLibrary/369904_SPA.pdf | [7 empty] | Shelf Stock | [13 empty] | <a href="https://www.lutron.com/TechnicalDocumentLibrary/368-4493_Page_9.pdf" target="_blank">Tech Drawing</a> | [25 empty] | 39122216 | [13 empty] | <a href="https://www.lutron.com/TechnicalDocumentLibrary/369-119_Wallbox_Warranty.pdf" target="_blank">Warranty Information</a> |  |  |  |  | 0.290 L | [14 empty] | 0 | 0 | 0 | 0 | Lighting Fixtures | 2017-09-21 10:22 | 2024-07-20 11:22 | 0000-00-00 00:00:00 | 2024-07-20 11:22 | 0000-00-00 00:00:00 | [6 empty] | Biscuit
1 | Lutron Electronics | DVRP-253P-BR | 4460-8846 | 4460 | 8846 | Lutron Electronics | DVRP-253P-BR.jpg | 784276221702 | DIVA 250W LED 500W ELV IN BROWN | Diva Reverse-phase Dimmer - Gloss Finish, CFL/LED (Screw-based), Incandescent/Halogen, Electronic Low-voltage, 3-way/single-pole, 250W CFL/LED or 500W inc/hal/ELV in brown |  | 2.25 | 4.5 |  | DVRP-253P-BR.jpg | http://grandbrass.xologic.com/vendors/4460/large/DVRP-253P-BR.jpg | [47 empty] | 0 | 0 | 0 | [6 empty] | 0 | 1 | 1 | EA | 1 | Lighting Controls | [27 empty] | Dimmers | [266 empty] | 10.000 DW |  |  | 2.2500 IN | [89 empty] | 1.000 EA | 1.000 EA | [35 empty] | No | [42 empty] | https://www.lutron.com/TechnicalDocumentLibrary/3691041.pdf | [7 empty] | Shelf Stock | [13 empty] | <a href="https://www.lutron.com/TechnicalDocumentLibrary/368-4493_Page_39.pdf" target="_blank">Tech Drawing</a> | [25 empty] | 39122206 | [13 empty] | <a href="https://www.lutron.com/TechnicalDocumentLibrary/369-119_Wallbox_Warranty.pdf" target="_blank">Warranty Information</a> |  |  |  |  | 0.270 L | [14 empty] | 0 | 0 | 0 | 0 | Lighting Fixtures | 2017-09-21 10:22 | 2024-07-20 11:29 | 0000-00-00 00:00:00 | 2024-07-20 11:29 | 0000-00-00 00:00:00 | [6 empty] | Brown
1 | Lutron Electronics | CTCL-150H-WH | 4460-8848 | 4460 | 8848 | Lutron Electronics | CTCL-150H-WH.jpg | 784276228862 | CONTOUR 150W STO CLAM IN WHITE | Skylark Contour slide-to-off Dimmer, CFL/LED (screw-base), Incandescent/Halogen, single-pole, 150W CFL/LED or 600W inc/hal in white, clamshell packaging |  | 4 | 6 |  | CTCL-150H-WH.jpg | http://grandbrass.xologic.com/vendors/4460/large/CTCL-150H-WH.jpg | [47 empty] | 0 | 0 | 0 | [6 empty] | 0 | 1 | 1 | EA | 1 | Lighting Controls | [27 empty] | Dimmers | [49 empty] | <a href="https://www.lutron.com/TechnicalDocumentLibrary/Skylark_Contour_slide_to_off_LED+dimmer_sell_sheet.pdf" target="_blank">Manufacturer Brochure</a> | [192 empty] | <a href="https://www.lutron.com/TechnicalDocumentLibrary/0301882.pdf" target="_blank">Installation Instructions</a> | [23 empty] | 10.000 DW |  |  | 2.0000 IN | [89 empty] | 1.000 EA | 1.000 EA | [35 empty] | No | [42 empty] | https://www.lutron.com/TechnicalDocumentLibrary/3691051_Spec.pdf | [7 empty] | Shelf Stock | [13 empty] | <a href="https://www.lutron.com/TechnicalDocumentLibrary/368-4493_Page_2.pdf" target="_blank">Tech Drawing</a> | [25 empty] | 39122206 | [13 empty] | <a href="https://www.lutron.com/TechnicalDocumentLibrary/369-119_Wallbox_Warranty.pdf" target="_blank">Warranty Information</a> |  |  |  |  | 0.300 L | [14 empty] | 0 | 0 | 0 | 0 | Lighting Fixtures | 2017-09-21 10:22 | 2024-07-20 11:35 | 0000-00-00 00:00:00 | 2024-07-20 11:35 | 0000-00-00 00:00:00 | [6 empty] | White
1 | Lutron Electronics | MRF2S-6ND-120-MN | 4460-8851 | 4460 | 8851 | Lutron Electronics | MRF2S-6ND-120-MN.jpg | 784276149723 | MRF2 600W NEUTRAL WIRE MNT, VIVE ENBLD | Maestro Wireless Dimmer, Incandescent/Halogen, Magnetic Low-Voltage, Specification grade, multi-location/single-pole, 120V/600W/VA in midnight, Vive enabled |  | 2.25 | 4.5 |  | MRF2S-6ND-120-MN.jpg | http://grandbrass.xologic.com/vendors/4460/large/MRF2S-6ND-120-MN.jpg | [47 empty] | 0 | 0 | 0 | [6 empty] | 0 | 1 | 1 | EA | 1 | Lighting Controls | [27 empty] | Dimmers | [242 empty] | <a href="https://www.lutron.com/TechnicalDocumentLibrary/0301896.pdf" target="_blank">Installation Instructions</a> | [23 empty] | 15.000 DW |  |  | 2.2500 IN | [89 empty] | 1.000 EA | 1.000 EA | [35 empty] | No | [42 empty] | https://www.lutron.com/TechnicalDocumentLibrary/369904_SPA.pdf | [7 empty] | Shelf Stock | [13 empty] | <a href="https://www.lutron.com/TechnicalDocumentLibrary/368-4493_Page_18.pdf" target="_blank">Tech Drawing</a> | [25 empty] | 39122206 | [13 empty] | <a href="https://www.lutron.com/TechnicalDocumentLibrary/369-119_Wallbox_Warranty.pdf" target="_blank">Warranty Information</a> |  |  |  |  | 0.250 L | [14 empty] | 0 | 0 | 0 | 0 | Lighting Fixtures | 2017-09-21 10:22 | 2024-07-20 11:35 | 0000-00-00 00:00:00 | 2024-07-20 11:35 | 0000-00-00 00:00:00 | [6 empty] | Midnight
1 | Lutron Electronics | MRF2S-6ND-120-PD | 4460-8852 | 4460 | 8852 | Lutron Electronics | MRF2S-6ND-120-PD.jpg | 784276149716 | MRF2 600W NEUTRAL WIRE PD, VIVE ENBLD | Maestro Wireless Dimmer, Incandescent/Halogen, Magnetic Low-Voltage, Specification grade, multi-location/single-pole, 120V/600W/VA in palladium, Vive enabled |  | 2.25 | 4.5 |  | MRF2S-6ND-120-PD.jpg | http://grandbrass.xologic.com/vendors/4460/large/MRF2S-6ND-120-PD.jpg | [47 empty] | 0 | 0 | 0 | [6 empty] | 0 | 1 | 1 | EA | 1 | Lighting Controls | [27 empty] | Dimmers | [242 empty] | <a href="https://www.lutron.com/TechnicalDocumentLibrary/0301896.pdf" target="_blank">Installation Instructions</a> | [23 empty] | 2.000 DW |  |  | 2.2500 IN | [89 empty] | 1.000 EA | 1.000 EA | [35 empty] | No | [42 empty] | https://www.lutron.com/TechnicalDocumentLibrary/369904_SPA.pdf | [7 empty] | Shelf Stock | [13 empty] | <a href="https://www.lutron.com/TechnicalDocumentLibrary/368-4493_Page_18.pdf" target="_blank">Tech Drawing</a> | [25 empty] | 39122206 | [13 empty] | <a href="https://www.lutron.com/TechnicalDocumentLibrary/369-119_Wallbox_Warranty.pdf" target="_blank">Warranty Information</a> |  |  |  |  | 0.250 L | [14 empty] | 0 | 0 | 0 | 0 | Lighting Fixtures | 2017-09-21 10:22 | 2024-07-20 11:26 | 0000-00-00 00:00:00 | 2024-07-20 11:26 | 0000-00-00 00:00:00 | [6 empty] | Palladium
1 | Lutron Electronics | MRF2S-6ND-120-BI | 4460-8853 | 4460 | 8853 | Lutron Electronics | MRF2S-6ND-120-BI.jpg | 784276149693 | MRF2 600W NEUTRAL WIRE BI, VIVE ENBLD | Maestro Wireless Dimmer, Incandescent/Halogen, Magnetic Low-Voltage, Specification grade, multi-location/single-pole, 120V/600W/VA in biscuit, Vive enabled |  | 2.4 | 4.6 |  | MRF2S-6ND-120-BI.jpg | http://grandbrass.xologic.com/vendors/4460/large/MRF2S-6ND-120-BI.jpg | [47 empty] | 0 | 0 | 0 | [6 empty] | 0 | 1 | 1 | EA | 1 | Lighting Controls | [27 empty] | Dimmers | [242 empty] | <a href="https://www.lutron.com/TechnicalDocumentLibrary/0301896.pdf" target="_blank">Installation Instructions</a> | [23 empty] | 2.000 DW |  |  | 2.4000 IN | [89 empty] | 1.000 EA | 1.000 EA | [35 empty] | No | [42 empty] | https://www.lutron.com/TechnicalDocumentLibrary/369904_SPA.pdf | [7 empty] | Shelf Stock | [13 empty] | <a href="https://www.lutron.com/TechnicalDocumentLibrary/368-4493_Page_18.pdf" target="_blank">Tech Drawing</a> | [25 empty] | 39122206 | [13 empty] | <a href="https://www.lutron.com/TechnicalDocumentLibrary/369-119_Wallbox_Warranty.pdf" target="_blank">Warranty Information</a> |  |  |  |  | 0.250 L | [14 empty] | 0 | 0 | 0 | 0 | Lighting Fixtures | 2017-09-21 10:22 | 2024-07-20 11:24 | 0000-00-00 00:00:00 | 2024-07-20 11:24 | 0000-00-00 00:00:00 | [6 empty] | Biscuit
1 | Lutron Electronics | MRF2S-6ND-120-SW | 4460-8854 | 4460 | 8854 | Lutron Electronics | MRF2S-6ND-120-SW.jpg | 784276149709 | MRF2 600W NEUTRAL WIRE SNOW, VIVE ENBLD | Maestro Wireless Dimmer, Incandescent/Halogen, Magnetic Low-Voltage, Specification grade, multi-location/single-pole, 120V/600W/VA in snow, Vive enabled |  | 2.25 | 4.5 |  | MRF2S-6ND-120-SW.jpg | http://grandbrass.xologic.com/vendors/4460/large/MRF2S-6ND-120-SW.jpg | [47 empty] | 0 | 0 | 0 | [6 empty] | 0 | 1 | 1 | EA | 1 | Lighting Controls | [27 empty] | Dimmers | [242 empty] | <a href="https://www.lutron.com/TechnicalDocumentLibrary/0301896.pdf" target="_blank">Installation Instructions</a> | [23 empty] | 10.000 DW |  |  | 2.2500 IN | [89 empty] | 1.000 EA | 1.000 EA | [35 empty] | No | [42 empty] | https://www.lutron.com/TechnicalDocumentLibrary/369904_SPA.pdf | [7 empty] | Shelf Stock | [13 empty] | <a href="https://www.lutron.com/TechnicalDocumentLibrary/368-4493_Page_18.pdf" target="_blank">Tech Drawing</a> | [25 empty] | 39122206 | [13 empty] | <a href="https://www.lutron.com/TechnicalDocumentLibrary/369-119_Wallbox_Warranty.pdf" target="_blank">Warranty Information</a> |  |  |  |  | 0.250 L | [14 empty] | 0 | 0 | 0 | 0 | Lighting Fixtures | 2017-09-21 10:22 | 2024-07-20 11:26 | 0000-00-00 00:00:00 | 2024-07-20 11:26 | 0000-00-00 00:00:00 | [6 empty] | Snow
1 | Lutron Electronics | MRF2S-6ANS-IV | 4460-8855 | 4460 | 8855 | Lutron Electronics | MRF2S-6ANS-IV.jpg | 784276163927 | MRF-FM-6A SWITCH 120V IVORY, VIVE ENBLD | Maestro Wireless Switch, Incandescent/Halogen, Magnetic Low-Voltage, Electronic Low-Voltage, Non-Dim Fluorescent, Multi-location/single-pole, 120V/6A light or 3A fan in ivory,Vive enabled |  | 2.3 | 4.5 |  | MRF2S-6ANS-IV.jpg | http://grandbrass.xologic.com/vendors/4460/large/MRF2S-6ANS-IV.jpg | [47 empty] | 0 | 0 | 0 | [6 empty] | 0 | 1 | 1 | EA | 1 | Lighting Controls | [27 empty] | Lightswitches | [242 empty] | <a href="https://www.lutron.com/TechnicalDocumentLibrary/0301819.pdf" target="_blank">Installation Instructions</a> | [23 empty] | 15.000 DW |  |  | 2.3000 IN | [89 empty] | 1.000 EA | 1.000 EA | [35 empty] | No | [42 empty] | https://www.lutron.com/TechnicalDocumentLibrary/369904_SPA.pdf | [7 empty] | Shelf Stock | [13 empty] | <a href="https://www.lutron.com/TechnicalDocumentLibrary/368-4493_Page_18.pdf" target="_blank">Tech Drawing</a> | [25 empty] | 39122216 | [13 empty] | <a href="https://www.lutron.com/TechnicalDocumentLibrary/369-119_Wallbox_Warranty.pdf" target="_blank">Warranty Information</a> |  |  |  |  | 0.290 L | [14 empty] | 0 | 0 | 0 | 0 | Lighting Fixtures | 2017-09-21 10:22 | 2024-07-20 11:43 | 0000-00-00 00:00:00 | 2024-07-20 11:43 | 0000-00-00 00:00:00 | [6 empty] | Ivory
1 | Lutron Electronics | MRF2S-6ANS-AL | 4460-8856 | 4460 | 8856 | Lutron Electronics | MRF2S-6ANS-AL.jpg | 784276163934 | MRF-FM-6A SWITCH 120V ALMOND, VIVE ENBLD | Maestro Wireless Switch, Incandescent/Halogen, Magnetic Low-Voltage, Electronic Low-Voltage, Non-Dim Fluorescent, Multi-location/single-pole, 120V/6A light or 3A fan in almond,Vive enabled |  | 2.3 | 4.5 |  | MRF2S-6ANS-AL.jpg | http://grandbrass.xologic.com/vendors/4460/large/MRF2S-6ANS-AL.jpg | [47 empty] | 0 | 0 | 0 | [6 empty] | 0 | 1 | 1 | EA | 1 | Lighting Controls | [27 empty] | Lightswitches | [242 empty] | <a href="https://www.lutron.com/TechnicalDocumentLibrary/0301819.pdf" target="_blank">Installation Instructions</a> | [23 empty] | 15.000 DW |  |  | 2.3000 IN | [89 empty] | 1.000 EA | 1.000 EA | [35 empty] | No | [42 empty] | https://www.lutron.com/TechnicalDocumentLibrary/369904_SPA.pdf | [7 empty] | Shelf Stock | [13 empty] | <a href="https://www.lutron.com/TechnicalDocumentLibrary/368-4493_Page_18.pdf" target="_blank">Tech Drawing</a> | [25 empty] | 39122216 | [13 empty] | <a href="https://www.lutron.com/TechnicalDocumentLibrary/369-119_Wallbox_Warranty.pdf" target="_blank">Warranty Information</a> |  |  |  |  | 0.290 L | [14 empty] | 0 | 0 | 0 | 0 | Lighting Fixtures | 2017-09-21 10:22 | 2024-07-20 11:43 | 0000-00-00 00:00:00 | 2024-07-20 11:43 | 0000-00-00 00:00:00 | [6 empty] | Almond
1 | Lutron Electronics | MRF2S-6ANS-MN | 4460-8857 | 4460 | 8857 | Lutron Electronics | MRF2S-6ANS-MN.jpg | 784276164078 | MRF-FM-6A SWITCH 120V MN, VIVE ENBLD | Maestro Wireless Switch, Incandescent/Halogen, Magnetic Low-Voltage, Electronic Low-Voltage, Non-Dim Fluorescent, Multi-location/single-pole, 120V/6A light or 3A fan in midnight,Vive enabled |  | 2.3 | 4.5 |  | MRF2S-6ANS-MN.jpg | http://grandbrass.xologic.com/vendors/4460/large/MRF2S-6ANS-MN.jpg | [47 empty] | 0 | 0 | 0 | [6 empty] | 0 | 1 | 1 | EA | 1 | Lighting Controls | [27 empty] | Lightswitches | [242 empty] | <a href="https://www.lutron.com/TechnicalDocumentLibrary/0301819.pdf" target="_blank">Installation Instructions</a> | [23 empty] | 15.000 DW |  |  | 2.3000 IN | [89 empty] | 1.000 EA | 1.000 EA | [35 empty] | No | [42 empty] | https://www.lutron.com/TechnicalDocumentLibrary/369904_SPA.pdf | [7 empty] | Shelf Stock | [13 empty] | <a href="https://www.lutron.com/TechnicalDocumentLibrary/368-4493_Page_18.pdf" target="_blank">Tech Drawing</a> | [25 empty] | 39122216 | [13 empty] | <a href="https://www.lutron.com/TechnicalDocumentLibrary/369-119_Wallbox_Warranty.pdf" target="_blank">Warranty Information</a> |  |  |  |  | 0.290 L | [14 empty] | 0 | 0 | 0 | 0 | Lighting Fixtures | 2017-09-21 10:22 | 2024-07-20 11:27 | 0000-00-00 00:00:00 | 2024-07-20 11:27 | 0000-00-00 00:00:00 | [6 empty] | Midnight
1 | Lutron Electronics | MRF2S-8ANS120-PD | 4460-8861 | 4460 | 8861 | Lutron Electronics | MRF2S-8ANS120-PD.jpg | 784276148542 | MRF-FM-8A SWITCH 120V IN PD VIVE ENABLD | Maestro Wireless Switch, Incandescent/Halogen, Magnetic Low-Voltage, Electronic Low-Voltage, Non-Dim Fluorescent, Specification grade, multi-location/single-pole, 120V/8A light or 5.8 A fan in palladium Vive enabled |  | 2.3 | 4.5 |  | MRF2S-8ANS120-PD.jpg | http://grandbrass.xologic.com/vendors/4460/large/MRF2S-8ANS120-PD.jpg | [47 empty] | 0 | 0 | 0 | [6 empty] | 0 | 1 | 1 | EA | 1 | Lighting Controls | [27 empty] | Lightswitches | [242 empty] | <a href="https://www.lutron.com/TechnicalDocumentLibrary/0301819.pdf" target="_blank">Installation Instructions</a> | [23 empty] | 2.000 DW |  |  | 2.3000 IN | [89 empty] | 1.000 EA | 1.000 EA | [35 empty] | No | [42 empty] | https://www.lutron.com/TechnicalDocumentLibrary/369904_SPA.pdf | [7 empty] | Shelf Stock | [13 empty] | <a href="https://www.lutron.com/TechnicalDocumentLibrary/368-4493_Page_18.pdf" target="_blank">Tech Drawing</a> | [25 empty] | 39122216 | [13 empty] | <a href="https://www.lutron.com/TechnicalDocumentLibrary/369-119_Wallbox_Warranty.pdf" target="_blank">Warranty Information</a> |  |  |  |  | 0.290 L | [14 empty] | 0 | 0 | 0 | 0 | Lighting Fixtures | 2017-09-21 10:22 | 2024-07-20 11:43 | 0000-00-00 00:00:00 | 2024-07-20 11:43 | 0000-00-00 00:00:00 | [6 empty] | Palladium
1 | Lutron Electronics | MRF2S-8ANS120-MN | 4460-8862 | 4460 | 8862 | Lutron Electronics | MRF2S-8ANS120-MN.jpg | 784276148559 | MRF-FM-8A SWITCH 120V IN MN VIVE ENABLD | Maestro Wireless Switch, Incandescent/Halogen, Magnetic Low-Voltage, Electronic Low-Voltage, Non-Dim Fluorescent, Specification grade, multi-location/single-pole, 120V/8A light or 5.8 A fan in midnight Vive enabled |  | 2.3 | 4.5 |  | MRF2S-8ANS120-MN.jpg | http://grandbrass.xologic.com/vendors/4460/large/MRF2S-8ANS120-MN.jpg | [47 empty] | 0 | 0 | 0 | [6 empty] | 0 | 1 | 1 | EA | 1 | Lighting Controls | [27 empty] | Lightswitches | [242 empty] | <a href="https://www.lutron.com/TechnicalDocumentLibrary/0301819.pdf" target="_blank">Installation Instructions</a> | [23 empty] | 15.000 DW |  |  | 2.3000 IN | [89 empty] | 1.000 EA | 1.000 EA | [35 empty] | No | [42 empty] | https://www.lutron.com/TechnicalDocumentLibrary/369904_SPA.pdf | [7 empty] | Shelf Stock | [13 empty] | <a href="https://www.lutron.com/TechnicalDocumentLibrary/368-4493_Page_18.pdf" target="_blank">Tech Drawing</a> | [25 empty] | 39122216 | [13 empty] | <a href="https://www.lutron.com/TechnicalDocumentLibrary/369-119_Wallbox_Warranty.pdf" target="_blank">Warranty Information</a> |  |  |  |  | 0.290 L | [14 empty] | 0 | 0 | 0 | 0 | Lighting Fixtures | 2017-09-21 10:22 | 2024-07-20 11:43 | 0000-00-00 00:00:00 | 2024-07-20 11:43 | 0000-00-00 00:00:00 | [6 empty] | Midnight
1 | Lutron Electronics | RMJS-5RCCO1-DV-B | 4460-8863 | 4460 | 8863 | Lutron Electronics | RMJS-5RCCO1-DV-B.jpg | 784276150491 | 5A RELAY MODULE W/ CCO, VIVE ENABLED | PowPak relay module with Softswitch and contact closure output, 5A lighting/1/6 HP (120V), 1/3 HP (277V) motor, 120/277V, 434 MHz Vive enabled |  | 3.38 | 4.5 |  | RMJS-5RCCO1-DV-B.jpg | http://grandbrass.xologic.com/vendors/4460/large/RMJS-5RCCO1-DV-B.jpg | [47 empty] | 0 | 0 | 0 | [6 empty] | 0 | 1 | 1 | EA | 1 | Lighting Controls | [27 empty] | Lightswitches | [242 empty] | <a href="https://www.lutron.com/TechnicalDocumentLibrary/041647.pdf" target="_blank">Installation Instructions</a> | [23 empty] | 85.000 DW |  |  | 2.1900 IN | [89 empty] | 1.000 EA | 1.000 EA | [35 empty] | No | [42 empty] | https://www.lutron.com/TechnicalDocumentLibrary/369908_ENG.pdf | [7 empty] | Shelf Stock | [39 empty] | 39122216 | [13 empty] | <a href="https://www.lutron.com/TechnicalDocumentLibrary/369-119_Wallbox_Warranty.pdf" target="_blank">Warranty Information</a> |  |  |  |  | 0.310 L | [14 empty] | 0 | 0 | 0 | 0 | Lighting Fixtures | 2017-09-21 10:22 | 2024-07-20 11:43 | 0000-00-00 00:00:00 | 2024-07-20 11:43 | 0000-00-00 00:00:00
1 | Lutron Electronics | RMJS-8T-DV-B | 4460-8864 | 4460 | 8864 | Lutron Electronics | RMJS-8T-DV-B.jpg | 784276159722 | POWPAK 0-10V 434 | PowPak dimming module, controls up to 60 mA of 0-10V controlled fixtures together, switches up to 8 A, 120/277 VAC, 434 MHz, Vive enabled |  | 3.5 | 3.75 |  | RMJS-8T-DV-B.jpg | http://grandbrass.xologic.com/vendors/4460/large/RMJS-8T-DV-B.jpg | [47 empty] | 0 | 0 | 0 | [6 empty] | 0 | 1 | 1 | EA | 1 | Lighting Controls | [27 empty] | Dimmers | [242 empty] | <a href="https://www.lutron.com/TechnicalDocumentLibrary/041457.pdf" target="_blank">Installation Instructions</a> | [23 empty] | 85.000 DW |  |  | 2.2500 IN | [89 empty] | 1.000 EA | 1.000 EA | [35 empty] | No | [42 empty] | https://www.lutron.com/TechnicalDocumentLibrary/369913_FRE.pdf | [7 empty] | Shelf Stock | [39 empty] | 39122206 | [13 empty] | <a href="https://www.lutron.com/TechnicalDocumentLibrary/369-119_Wallbox_Warranty.pdf" target="_blank">Warranty Information</a> |  |  |  |  | 0.250 L | [14 empty] | 0 | 0 | 0 | 0 | Lighting Fixtures | 2017-09-21 10:22 | 2024-07-20 11:24 | 0000-00-00 00:00:00 | 2024-07-20 11:24 | 0000-00-00 00:00:00
1 | Lutron Electronics | MRF2S-8S-DV-LA | 4460-8870 | 4460 | 8870 | Lutron Electronics | MRF2S-8S-DV-LA.jpg | 784276148689 | MRF 8A DUAL VOLT SWITCH IN LA VIVE ENBLD | Maestro Wireless Switch, Incandescent/Halogen, Magnetic Low-Voltage, Electronic Low-Voltage, Non-Dim Fluorescent, Specification grade, multi-location/single-pole, 120V/8A light or 3A fan or 1/4 HP motor 277V/8A light or 3A fan in light almond Vive enabled |  | 2.25 | 4.5 |  | MRF2S-8S-DV-LA.jpg | http://grandbrass.xologic.com/vendors/4460/large/MRF2S-8S-DV-LA.jpg | [47 empty] | 0 | 0 | 0 | [6 empty] | 0 | 1 | 1 | EA | 1 | Lighting Controls | [27 empty] | Lightswitches | [242 empty] | <a href="https://www.lutron.com/TechnicalDocumentLibrary/0301789.pdf" target="_blank">Installation Instructions</a> | [23 empty] | 25.000 DW |  |  | 2.2500 IN | [89 empty] | 1.000 EA | 1.000 EA | [35 empty] | No | [42 empty] | https://www.lutron.com/TechnicalDocumentLibrary/369904_SPA.pdf | [7 empty] | Shelf Stock | [13 empty] | <a href="https://www.lutron.com/TechnicalDocumentLibrary/368-4493_Page_9.pdf" target="_blank">Tech Drawing</a> | [25 empty] | 39122216 | [13 empty] | <a href="https://www.lutron.com/TechnicalDocumentLibrary/369-119_Wallbox_Warranty.pdf" target="_blank">Warranty Information</a> |  |  |  |  | 0.310 L | [14 empty] | 0 | 0 | 0 | 0 | Lighting Fixtures | 2017-09-21 10:22 | 2024-07-20 11:27 | 0000-00-00 00:00:00 | 2024-07-20 11:27 | 0000-00-00 00:00:00
4 | Lutron Electronics | SCR-20-HDTR-BI-C | 4460-8873 | 4460 | 8873 | Lutron Electronics | SCR-20-HDTR-BI.JPG | 27557782791 | SATIN 20 A TAMPER RESIST - BISCUIT | Claro, Satin, half dimming, tamper resistant receptacle, 20A/125V in biscuit, for Canada |  |  |  |  | SCR-20-HDTR-BI.JPG | http://grandbrass.xologic.com/vendors/4460/large/SCR-20-HDTR-BI.JPG | [47 empty] | 0 | 0 | 0 | [6 empty] | 0 | 1 | 1 | EA | 1 | Lighting Controls |  |  | Electrical Distribution Equipment |  | Receptacles |  | Electrical Receptacles | [20 empty] | Dimmers | [242 empty] | <a href="https://www.lutron.com/TechnicalDocumentLibrary/0301636.pdf" target="_blank">Installation Instructions</a> | [23 empty] | 10.000 DW | [92 empty] | 1.000 EA | 1.000 EA | [35 empty] | No | [42 empty] | https://www.lutron.com/TechnicalDocumentLibrary/369269_ENG.pdf | [7 empty] | Shelf Stock | [39 empty] | 39121406 | [13 empty] | <a href="https://www.lutron.com/TechnicalDocumentLibrary/369-119_Wallbox_Warranty.pdf" target="_blank">Warranty Information</a> |  |  |  |  | 0.500 L | [14 empty] | 0 | 0 | 0 | 0 | Electrical | 2017-09-21 10:22 | 2024-07-20 11:33 | 0000-00-00 00:00:00 | 2025-11-29 02:00 | 0000-00-00 00:00:00 | [6 empty] | Biscuit
1 | Lutron Electronics | MSCLV-600M-SW-CS | 4460-8877 | 4460 | 8877 | Lutron Electronics | MSCLV-600M-SW-CS.jpg | 27557805926 | MAESTRO SC 600W LV SNOW CSA | Maestro Dimmer - Satin Finish, Magnetic Low-Voltage, Multi-location/single-pole, 120V/600VA (450W) in snow, for Canada |  | 2.3 | 4.6 |  | MSCLV-600M-SW-CS.jpg | http://grandbrass.xologic.com/vendors/4460/large/MSCLV-600M-SW-CS.jpg | [47 empty] | 0 | 0 | 0 | [6 empty] | 0 | 1 | 1 | EA | 1 | Lighting Controls | [27 empty] | Dimmers | [242 empty] | <a href="https://www.lutron.com/TechnicalDocumentLibrary/0301940.pdf" target="_blank">Installation Instructions</a> | [23 empty] | 10.000 DW |  |  | 2.3000 IN | [89 empty] | 1.000 EA | 1.000 EA | [35 empty] | No | [42 empty] | https://www.lutron.com/TechnicalDocumentLibrary/maestrosatincolors.pdf | [7 empty] | Shelf Stock | [13 empty] | <a href="https://www.lutron.com/TechnicalDocumentLibrary/368-4493_Page_9.pdf" target="_blank">Tech Drawing</a> | [25 empty] | 39122206 | [6 empty] | <a href="https://www.lutron.com/Service-Support/Technical/InstallationInstructions/Pages/Videos.aspx?syst=Dimmers+%26+Switches&prodn=Maestro%c2%ae+dimmer+%26+switch" target="_blank">Product Video Clip</a> | [6 empty] | <a href="https://www.lutron.com/TechnicalDocumentLibrary/369-119_Wallbox_Warranty.pdf" target="_blank">Warranty Information</a> |  |  |  |  | 0.270 L | [14 empty] | 0 | 0 | 0 | 0 | Lighting Fixtures | 2017-09-21 10:22 | 2024-07-20 11:24 | 0000-00-00 00:00:00 | 2024-07-20 11:24 | 0000-00-00 00:00:00 | [6 empty] | Snow
1 | Lutron Electronics | MSCLV-600M-TP-CS | 4460-8878 | 4460 | 8878 | Lutron Electronics | MSCLV-600M-TP-CS.jpg | 27557805940 | MAESTRO SC 600W LV CSA TAUPE | Maestro Dimmer - Satin Finish, Magnetic Low-Voltage, Multi-location/single-pole, 120V/600VA (450W) in taupe, for Canada |  | 2.3 | 4.6 |  | MSCLV-600M-TP-CS.jpg | http://grandbrass.xologic.com/vendors/4460/large/MSCLV-600M-TP-CS.jpg | [47 empty] | 0 | 0 | 0 | [6 empty] | 0 | 1 | 1 | EA | 1 | Lighting Controls | [27 empty] | Dimmers | [242 empty] | <a href="https://www.lutron.com/TechnicalDocumentLibrary/0301940.pdf" target="_blank">Installation Instructions</a> | [23 empty] | 10.000 DW |  |  | 2.3000 IN | [89 empty] | 1.000 EA | 1.000 EA | [35 empty] | No | [42 empty] | https://www.lutron.com/TechnicalDocumentLibrary/maestrosatincolors.pdf | [7 empty] | Shelf Stock | [13 empty] | <a href="https://www.lutron.com/TechnicalDocumentLibrary/368-4493_Page_9.pdf" target="_blank">Tech Drawing</a> | [25 empty] | 39122206 | [6 empty] | <a href="https://www.lutron.com/Service-Support/Technical/InstallationInstructions/Pages/Videos.aspx?syst=Dimmers+%26+Switches&prodn=Maestro%c2%ae+dimmer+%26+switch" target="_blank">Product Video Clip</a> | [6 empty] | <a href="https://www.lutron.com/TechnicalDocumentLibrary/369-119_Wallbox_Warranty.pdf" target="_blank">Warranty Information</a> |  |  |  |  | 0.270 L | [14 empty] | 0 | 0 | 0 | 0 | Lighting Fixtures | 2017-09-21 10:22 | 2024-07-20 11:24 | 0000-00-00 00:00:00 | 2024-07-20 11:24 | 0000-00-00 00:00:00 | [6 empty] | Taupe
1 | Lutron Electronics | MSCLV-1000M-TP-C | 4460-8879 | 4460 | 8879 | Lutron Electronics | MSCLV-1000M-TP-C.jpg | 27557806244 | MAESTRO SC 1000W LV TAUPE CSA | Maestro Dimmer - Satin Finish, Magnetic Low-Voltage, Multi-location/single-pole, 120V/1000VA (800W) in taupe, for Canada |  | 2.3 | 4.6 |  | MSCLV-1000M-TP-C.jpg | http://grandbrass.xologic.com/vendors/4460/large/MSCLV-1000M-TP-C.jpg | [47 empty] | 0 | 0 | 0 | [6 empty] | 0 | 1 | 1 | EA | 1 | Lighting Controls | [27 empty] | Dimmers | [242 empty] | <a href="https://www.lutron.com/TechnicalDocumentLibrary/0301940.pdf" target="_blank">Installation Instructions</a> | [23 empty] | 10.000 DW |  |  | 2.3000 IN | [89 empty] | 1.000 EA | 1.000 EA | [35 empty] | No | [42 empty] | https://www.lutron.com/TechnicalDocumentLibrary/maestrosatincolors.pdf | [7 empty] | Shelf Stock | [13 empty] | <a href="https://www.lutron.com/TechnicalDocumentLibrary/368-4493_Page_9.pdf" target="_blank">Tech Drawing</a> | [25 empty] | 39122206 | [6 empty] | <a href="https://www.lutron.com/Service-Support/Technical/InstallationInstructions/Pages/Videos.aspx?syst=Dimmers+%26+Switches&prodn=Maestro%c2%ae+dimmer+%26+switch" target="_blank">Product Video Clip</a> | [6 empty] | <a href="https://www.lutron.com/TechnicalDocumentLibrary/369-119_Wallbox_Warranty.pdf" target="_blank">Warranty Information</a> |  |  |  |  | 0.280 L | [14 empty] | 0 | 0 | 0 | 0 | Lighting Fixtures | 2017-09-21 10:22 | 2024-07-20 11:26 | 0000-00-00 00:00:00 | 2024-07-20 11:26 | 0000-00-00 00:00:00 | [6 empty] | Taupe
1 | Lutron Electronics | AYCL-153PH-BL-C | 4460-8880 | 4460 | 8880 | Lutron Electronics | Ecom_AYCL-153P-BL_nowallplate.jpeg | 27557826136 | ARIADNI CFL/LED DIMMER BLACK CLAM CSA | Ariadni LED+ Dimmer, LED, Incandescent/Halogen, 3-way/single-pole, 150W LED or 600W inc/hal clamshell packaging in black, for Canada |  | 3.92 | 5.82 |  | Ecom_AYCL-153P-BL_nowallplate.jpeg | http://grandbrass.xologic.com/vendors/4460/large/Ecom_AYCL-153P-BL_nowallplate.jpeg | [47 empty] | 0 | 0 | 0 | [6 empty] | 0 | 1 | 1 | EA | 1 | Lighting Controls | [27 empty] | Dimmers | [242 empty] | <a href="https://www.lutron.com/TechnicalDocumentLibrary/0301870.pdf" target="_blank">Installation Instructions</a> | [23 empty] | 5.000 DW |  |  | 1.6200 IN | [89 empty] | 1.000 EA | 1.000 EA | [35 empty] | No | [42 empty] | https://www.lutron.com/TechnicalDocumentLibrary/369686.pdf | [7 empty] | Shelf Stock | [13 empty] | <a href="https://www.lutron.com/TechnicalDocumentLibrary/368-4493_Page_7.pdf" target="_blank">Tech Drawing</a> | [25 empty] | 39122206 | [13 empty] | <a href="https://www.lutron.com/TechnicalDocumentLibrary/369-119_Wallbox_Warranty.pdf" target="_blank">Warranty Information</a> |  |  |  |  | 0.250 L | [14 empty] | 0 | 0 | 0 | 0 | Lighting Fixtures | 2017-09-21 10:22 | 2024-07-20 11:27 | 0000-00-00 00:00:00 | 2024-07-20 11:27 | 0000-00-00 00:00:00 | [6 empty] | Black
1 | Lutron Electronics | MS-OPS5MH-AL-C | 4460-8884 | 4460 | 8884 | Lutron Electronics | Ecom_MS-OPS5M-AL_nowallplate.jpeg?w=1500 | 27557983938 | MAESTRO PIR OCC 5A SWITCH AL CANADA CLAM | Maestro Occupancy-Sensing Switch, Multi-location/single-pole, 120V/5A, clamshell packaging in almond, for Canada |  | 2.16 | 5.94 | [50 empty] | 0 | 0 | 0 | [6 empty] | 0 | 1 | 1 | EA | 1 | Lighting Controls | [27 empty] | Other Lighting Controls | [242 empty] | <a href="https://www.lutron.com/TechnicalDocumentLibrary/0301647.pdf" target="_blank">Installation Instructions</a> | [23 empty] | 10.000 DW |  |  | 3.9380 IN | [89 empty] | 1.000 EA | 1.000 EA | [35 empty] | No | [42 empty] | https://www.lutron.com/TechnicalDocumentLibrary/369666.pdf | [7 empty] | Shelf Stock | [13 empty] | <a href="https://www.lutron.com/TechnicalDocumentLibrary/368-4493_Page_14.pdf" target="_blank">Tech Drawing</a> | [25 empty] | 39122236 | [6 empty] | <a href="https://lutron.widen.net/content/ljl01nfr11/mp4/In-wall-sensors_2021.mp4?w=2048" target="_blank">Product Video Clip</a> | [6 empty] | <a href="https://www.lutron.com/TechnicalDocumentLibrary/Sensor_Warranty.pdf" target="_blank">Warranty Information</a> |  |  |  |  | 0.200 L | [14 empty] | 0 | 0 | 0 | 0 | Lighting Fixtures | 2017-09-21 10:22 | 2024-07-20 11:25 | 0000-00-00 00:00:00 | 2024-07-20 11:25 | 0000-00-00 00:00:00 | [6 empty] | Almond
1 | Lutron Electronics | MS-OPS5MH-LA-C | 4460-8885 | 4460 | 8885 | Lutron Electronics | Ecom_MS-OPS5M-LA_nowallplate.jpeg?w=1500 | 27557983952 | MAESTRO PIR OCC 5A SWITCH LA CLAM CSA | Maestro Occupancy-Sensing Switch, Multi-location/single-pole, 120V/5A, clamshell packaging in light almond, for Canada |  | 2.16 | 5.94 | [50 empty] | 0 | 0 | 0 | [6 empty] | 0 | 1 | 1 | EA | 1 | Lighting Controls | [27 empty] | Other Lighting Controls | [242 empty] | <a href="https://www.lutron.com/TechnicalDocumentLibrary/0301647.pdf" target="_blank">Installation Instructions</a> | [23 empty] | 10.000 DW |  |  | 3.9380 IN | [89 empty] | 1.000 EA | 1.000 EA | [35 empty] | No | [42 empty] | https://www.lutron.com/TechnicalDocumentLibrary/369666.pdf | [7 empty] | Shelf Stock | [13 empty] | <a href="https://www.lutron.com/TechnicalDocumentLibrary/368-4493_Page_14.pdf" target="_blank">Tech Drawing</a> | [25 empty] | 39122236 | [6 empty] | <a href="https://lutron.widen.net/content/ljl01nfr11/mp4/In-wall-sensors_2021.mp4?w=2048" target="_blank">Product Video Clip</a> | [6 empty] | <a href="https://www.lutron.com/TechnicalDocumentLibrary/Sensor_Warranty.pdf" target="_blank">Warranty Information</a> |  |  |  |  | 0.200 L | [14 empty] | 0 | 0 | 0 | 0 | Lighting Fixtures | 2017-09-21 10:22 | 2024-07-20 11:18 | 0000-00-00 00:00:00 | 2024-07-20 11:18 | 0000-00-00 00:00:00
1 | Lutron Electronics | MACL-153MH-AL-C | 4460-8886 | 4460 | 8886 | Lutron Electronics | Ecom_MACL-153M-AL_nowallplate.jpeg | 784276011471 | MAESTRO LED+ MULTILOC CLAM ALMOND CSA | Maestro LED+ Multiloc, Clamshell Almond, for Canada |  | 4.1 | 2.6 |  | Ecom_MACL-153M-AL_nowallplate.jpeg | http://grandbrass.xologic.com/vendors/4460/large/Ecom_MACL-153M-AL_nowallplate.jpeg | [47 empty] | 0 | 0 | 0 | [6 empty] | 0 | 1 | 1 | EA | 1 | Lighting Controls | [27 empty] | Dimmers | [242 empty] | <a href="https://www.lutron.com/TechnicalDocumentLibrary/0301629b.pdf" target="_blank">Installation Instructions</a> | [23 empty] | 2.000 DW |  |  | 6.1000 IN | [89 empty] | 1.000 EA | 1.000 EA | [35 empty] | No | [42 empty] | https://www.lutron.com/TechnicalDocumentLibrary/369613a_SPA.pdf | [7 empty] | Shelf Stock | [13 empty] | <a href="https://www.lutron.com/TechnicalDocumentLibrary/368-4493_Page_9.pdf" target="_blank">Tech Drawing</a> | [25 empty] | 39122206 | [13 empty] | <a href="https://www.lutron.com/TechnicalDocumentLibrary/369-119_Wallbox_Warranty.pdf" target="_blank">Warranty Information</a> |  |  |  |  | 0.350 L | [14 empty] | 0 | 0 | 0 | 0 | Lighting Fixtures | 2017-09-21 10:22 | 2024-07-20 11:43 | 0000-00-00 00:00:00 | 2024-07-20 11:43 | 0000-00-00 00:00:00 | [6 empty] | Almond
1 | Lutron Electronics | PD-3PCL-WH-C | 4460-8887 | 4460 | 8887 | Lutron Electronics | PD-3PCL-WH.jpg | 784276072281 | CasÃ©ta Lamp Dimmer - Canada | Lutron Caseta Wireless Smart Lighting Lamp Dimmer for Canada |  | 3.75 | 5.6 |  | PD-3PCL-WH.jpg | http://grandbrass.xologic.com/vendors/4460/large/PD-3PCL-WH.jpg | [47 empty] | 0 | 0 | 0 | [6 empty] | 0 | 1 | 1 | EA | 1 | Lighting Controls | [27 empty] | Dimmers | [242 empty] | <a href="https://www.lutron.com/TechnicalDocumentLibrary/0301684_PluginLampDimmerInstallationInstructions.pdf" target="_blank">Installation Instructions</a> | [23 empty] | 50.000 DW |  |  | 2.5000 IN | [89 empty] | 1.000 EA | 1.000 EA | [35 empty] | No | [42 empty] | https://www.lutron.com/TechnicalDocumentLibrary/369987_FRE.pdf | [7 empty] | Shelf Stock | [39 empty] | 39122206 | [13 empty] | <a href="https://www.lutron.com/TechnicalDocumentLibrary/369-119_Wallbox_Warranty.pdf" target="_blank">Warranty Information</a> |  |  |  |  | 0.300 L | [14 empty] | 0 | 0 | 0 | 0 | Lighting Fixtures | 2017-09-21 10:22 | 2024-07-20 11:29 | 0000-00-00 00:00:00 | 2024-07-20 11:29 | 0000-00-00 00:00:00 | [6 empty] | White
1 | Lutron Electronics | P-BDG-PKG1W-C | 4460-8888 | 4460 | 8888 | Lutron Electronics | P-BDG-PKG1W.jpg | 784276091169 | BRIDGE KIT WALL DIMMER CSA | Lutron Caseta Wireless Smart Lighting Dimmer Switch Starter Kit For Canada. Includes all necessary components to setup a single room for dimming. Kit contains 1 In-wall dimmer with faceplate, 1 Smart Bridge, and 1 Pico remote control |  | 8.25 | 7.5 |  | P-BDG-PKG1W.jpg | http://grandbrass.xologic.com/vendors/4460/large/P-BDG-PKG1W.jpg | [47 empty] | 0 | 0 | 0 | [6 empty] | 0 | 1 | 1 | EA | 1 | Lighting Controls | [27 empty] | Dimmers | [242 empty] | <a href="https://www.lutron.com/TechnicalDocumentLibrary/Quick%20Start%20Guide%20-%20Caseta%20Smart%20Bridge%20Pro.pdf" target="_blank">Installation Instructions</a> | [23 empty] | 10.000 DW |  |  | 2.8000 IN | [89 empty] | 1.000 EA | 1.000 EA | [35 empty] | No | [42 empty] | https://www.lutron.com/TechnicalDocumentLibrary/369987_FRE.pdf | [7 empty] | Shelf Stock | [13 empty] | <a href="https://www.lutron.com/TechnicalDocumentLibrary/368-4493_Page_2.pdf" target="_blank">Tech Drawing</a> | [25 empty] | 39122206 | [13 empty] | <a href="https://www.lutron.com/TechnicalDocumentLibrary/369-119_Wallbox_Warranty.pdf" target="_blank">Warranty Information</a> |  |  |  |  | 0.950 L | [14 empty] | 0 | 0 | 0 | 0 | Lighting Fixtures | 2017-09-21 10:22 | 2024-07-20 11:24 | 0000-00-00 00:00:00 | 2024-07-20 11:24 | 0000-00-00 00:00:00
1 | Lutron Electronics | DVWCL-153PH-LAC | 4460-8889 | 4460 | 8889 | Lutron Electronics | DVWCL-153PH-LAC | 784276170888 | DIVA W/ FP CFL 3WAY LO CSA | Diva LED+ Dimmer - Gloss Finish, LED, Incandescent/Halogen, 3-way/single-pole dimmer with wallplate, clamshell packaging, 150W LED or 600W inc/hal in light almond, for Canada |  | 6 | 7 | [50 empty] | 0 | 0 | 0 | [6 empty] | 0 | 1 | 1 | EA | 1 | Lighting Controls | [27 empty] | Dimmers | [242 empty] | <a href="https://www.lutron.com/TechnicalDocumentLibrary/0301882.pdf" target="_blank">Installation Instructions</a> | [23 empty] | 2.000 DW |  |  | 2.0000 IN | [89 empty] | 1.000 EA | 1.000 EA | [35 empty] | No | [42 empty] | https://www.lutron.com/TechnicalDocumentLibrary/369682.pdf | [7 empty] | Shelf Stock | [13 empty] | <a href="https://www.lutron.com/TechnicalDocumentLibrary/368-4493_Page_5.pdf" target="_blank">Tech Drawing</a> | [25 empty] | 39122206 | [13 empty] | <a href="https://www.lutron.com/TechnicalDocumentLibrary/369-119_Wallbox_Warranty.pdf" target="_blank">Warranty Information</a> |  |  |  |  | 1.000 L | [14 empty] | 0 | 0 | 0 | 0 | Lighting Fixtures | 2017-09-21 10:22 | 2024-07-20 11:27 | 0000-00-00 00:00:00 | 2024-07-20 11:27 | 0000-00-00 00:00:00
1 | Lutron Electronics | NTRP-250-IV | 4460-8890 | 4460 | 8890 | Lutron Electronics | NTRP-250-IV.jpg | 784276227193 | NOVA T250W LED 300W ELV IVORY | Nova T Reverse-phase, slide-to-off Dimmer, CFL/LED (screw-base), Incandescent/Halogen, electronic low-voltage, single-pole, 250W CFL/LED or 600W inc/hal/elv in ivory |  | 5.4 | 3 |  | NTRP-250-IV.jpg | http://grandbrass.xologic.com/vendors/4460/large/NTRP-250-IV.jpg | [47 empty] | 0 | 0 | 0 | [6 empty] | 0 | 1 | 1 | EA | 1 | Lighting Controls | [27 empty] | Dimmers | [242 empty] | <a href="https://www.lutron.com/TechnicalDocumentLibrary/0301841.pdf" target="_blank">Installation Instructions</a> | [23 empty] | 2.000 DW |  |  | 4.1000 IN | [89 empty] | 1.000 EA | 1.000 EA | [35 empty] | No | [42 empty] | https://www.lutron.com/TechnicalDocumentLibrary/NovaTB.pdf | [7 empty] | Shelf Stock | [13 empty] | <a href="https://www.lutron.com/TechnicalDocumentLibrary/368-4493_Page_41.pdf" target="_blank">Tech Drawing</a> | [25 empty] | 39122206 | [13 empty] | <a href="https://www.lutron.com/TechnicalDocumentLibrary/369-119_Wallbox_Warranty.pdf" target="_blank">Warranty Information</a> |  |  |  |  | 0.460 L | [14 empty] | 0 | 0 | 0 | 0 | Lighting Fixtures | 2017-09-21 10:22 | 2024-07-20 11:24 | 0000-00-00 00:00:00 | 2024-07-20 11:24 | 0000-00-00 00:00:00 | [6 empty] | Ivory
1 | Lutron Electronics | NTRP-250-BE | 4460-8891 | 4460 | 8891 | Lutron Electronics | NTRP-250-BE.jpg | 784276227254 | NOVA T250W LED 300W ELV BEIGE | Nova T Reverse-phase, slide-to-off Dimmer, CFL/LED (screw-base), Incandescent/Halogen, electronic low-voltage, single-pole, 250W CFL/LED or 600W inc/hal/elv in beige |  | 5.4 | 3 |  | NTRP-250-BE.jpg | http://grandbrass.xologic.com/vendors/4460/large/NTRP-250-BE.jpg | [47 empty] | 0 | 0 | 0 | [6 empty] | 0 | 1 | 1 | EA | 1 | Lighting Controls | [27 empty] | Dimmers | [242 empty] | <a href="https://www.lutron.com/TechnicalDocumentLibrary/0301841.pdf" target="_blank">Installation Instructions</a> | [23 empty] | 2.000 DW |  |  | 4.1000 IN | [89 empty] | 1.000 EA | 1.000 EA | [35 empty] | No | [42 empty] | https://www.lutron.com/TechnicalDocumentLibrary/NovaTB.pdf | [7 empty] | Shelf Stock | [13 empty] | <a href="https://www.lutron.com/TechnicalDocumentLibrary/368-4493_Page_41.pdf" target="_blank">Tech Drawing</a> | [25 empty] | 39122206 | [13 empty] | <a href="https://www.lutron.com/TechnicalDocumentLibrary/369-119_Wallbox_Warranty.pdf" target="_blank">Warranty Information</a> |  |  |  |  | 0.460 L | [14 empty] | 0 | 0 | 0 | 0 | Lighting Fixtures | 2017-09-21 10:22 | 2024-07-20 11:29 | 0000-00-00 00:00:00 | 2024-07-20 11:29 | 0000-00-00 00:00:00 | [6 empty] | Beige
1 | Lutron Electronics | DVSCRP-253P-TP | 4460-8893 | 4460 | 8893 | Lutron Electronics | DVSCRP-253P-TP.jpg | 784276226318 | DIVA 250W LED 500W ELV IN TAUPE | Diva Reverse-phase Dimmer - Satin Finish, CFL/LED (Screw-based), Incandescent/Halogen, Electronic Low-voltage, 3-way/single-pole, 250W CFL/LED or 500W inc/hal/ELV in taupe |  | 2.3 | 4.5 |  | DVSCRP-253P-TP.jpg | http://grandbrass.xologic.com/vendors/4460/large/DVSCRP-253P-TP.jpg | [47 empty] | 0 | 0 | 0 | [6 empty] | 0 | 1 | 1 | EA | 1 | Lighting Controls | [27 empty] | Dimmers | [266 empty] | 10.000 DW |  |  | 2.3000 IN | [89 empty] | 1.000 EA | 1.000 EA | [35 empty] | No | [42 empty] | https://www.lutron.com/TechnicalDocumentLibrary/3691041.pdf | [7 empty] | Shelf Stock | [13 empty] | <a href="https://www.lutron.com/TechnicalDocumentLibrary/368-4493_Page_39.pdf" target="_blank">Tech Drawing</a> | [25 empty] | 39122206 | [13 empty] | <a href="https://www.lutron.com/TechnicalDocumentLibrary/369-119_Wallbox_Warranty.pdf" target="_blank">Warranty Information</a> |  |  |  |  | 0.270 L | [14 empty] | 0 | 0 | 0 | 0 | Lighting Fixtures | 2017-09-21 10:22 | 2024-07-20 11:26 | 0000-00-00 00:00:00 | 2024-07-20 11:26 | 0000-00-00 00:00:00 | [6 empty] | Taupe
1 | Lutron Electronics | CT-103PH-WH-C | 4460-8896 | 4460 | 8896 | Lutron Electronics | CT-103PH-WH-C.jpg | 27557829984 | CT 1000W INC 600VA MLV 3-WAY CLAM CSA WH | Skylark Contour Dimmer, Incandescent/Halogen, Magnetic Low-Voltage, 3-way/single-pole, preset, 120V/1000W inc/hal, 600VA MLV, clamshell packaging in white for Canada |  | 5.7 | 2.5 |  | CT-103PH-WH-C.jpg | http://grandbrass.xologic.com/vendors/4460/large/CT-103PH-WH-C.jpg | [47 empty] | 0 | 0 | 0 | [6 empty] | 0 | 1 | 1 | EA | 1 | Lighting Controls | [27 empty] | Dimmers | [242 empty] | <a href="https://www.lutron.com/TechnicalDocumentLibrary/0301673.pdf" target="_blank">Installation Instructions</a> | [23 empty] | 2.000 DW |  |  | 3.6000 IN | [89 empty] | 1.000 EA | 1.000 EA | [35 empty] | No | [42 empty] | https://www.lutron.com/TechnicalDocumentLibrary/369-452.pdf | [7 empty] | Shelf Stock | [13 empty] | <a href="https://www.lutron.com/TechnicalDocumentLibrary/368-4493_Page_5.pdf" target="_blank">Tech Drawing</a> | [25 empty] | 39122206 | [13 empty] | <a href="https://www.lutron.com/TechnicalDocumentLibrary/369-119_Wallbox_Warranty.pdf" target="_blank">Warranty Information</a> |  |  |  |  | 0.250 L | [14 empty] | 0 | 0 | 0 | 0 | Lighting Fixtures | 2017-09-21 10:22 | 2024-07-20 11:23 | 0000-00-00 00:00:00 | 2024-07-20 11:23 | 0000-00-00 00:00:00 | [6 empty] | White
1 | Lutron Electronics | DVCL-153PH-LAC | 4460-8898 | 4460 | 8898 | Lutron Electronics | Ecom_DVCL-153P-LA_nowallplate.jpeg | 27557003384 | DIVA CFL/LED CLAM LIGHT ALMOND CSA | Diva LED+ Dimmer - Gloss Finish, LED, Incandescent/Halogen, 3-way/single-pole, 150W LED or 600W inc/hal clamshell packaging in light almond, for Canada |  | 5.83 | 3.9 |  | Ecom_DVCL-153P-LA_nowallplate.jpeg | http://grandbrass.xologic.com/vendors/4460/large/Ecom_DVCL-153P-LA_nowallplate.jpeg | [47 empty] | 0 | 0 | 0 | [6 empty] | 0 | 1 | 1 | EA | 1 | Lighting Controls | [27 empty] | Dimmers | [242 empty] | <a href="https://www.lutron.com/TechnicalDocumentLibrary/0301882.pdf" target="_blank">Installation Instructions</a> | [23 empty] | 10.000 DW |  |  | 2.3800 IN | [89 empty] | 1.000 EA | 1.000 EA | [35 empty] | No | [42 empty] | https://www.lutron.com/TechnicalDocumentLibrary/369682.pdf | [7 empty] | Shelf Stock | [13 empty] | <a href="https://www.lutron.com/TechnicalDocumentLibrary/368-4493_Page_5.pdf" target="_blank">Tech Drawing</a> | [25 empty] | 39122206 | [13 empty] | <a href="https://www.lutron.com/TechnicalDocumentLibrary/369-119_Wallbox_Warranty.pdf" target="_blank">Warranty Information</a> |  |  |  |  | 0.270 L | [14 empty] | 0 | 0 | 0 | 0 | Lighting Fixtures | 2017-09-21 10:23 | 2024-07-20 11:29 | 0000-00-00 00:00:00 | 2024-07-20 11:29 | 0000-00-00 00:00:00
1 | Lutron Electronics | TTCL-100H-WH-C | 4460-8899 | 4460 | 8899 | Lutron Electronics | TTCL-100H-WH-C.jpg | 27557003520 | CREDENZA CFL/LED CLAM WHITE CSA | Credenza LED+ Lamp Dimmer, LED, Incandescent/Halogen, Single-pole, 100W LED or 250W inc/hal in white, for Canada |  | 4.1 | 2.7 |  | TTCL-100H-WH-C.jpg | http://grandbrass.xologic.com/vendors/4460/large/TTCL-100H-WH-C.jpg | [47 empty] | 0 | 0 | 0 | [6 empty] | 0 | 1 | 1 | EA | 1 | Lighting Controls | [27 empty] | Dimmers | [242 empty] | <a href="https://www.lutron.com/TechnicalDocumentLibrary/032-391.pdf" target="_blank">Installation Instructions</a> | [23 empty] | 10.000 DW |  |  | 6.3000 IN | [89 empty] | 1.000 EA | 1.000 EA | [35 empty] | No | [42 empty] | https://assets.lutron.com/a/documents/spec%20guide%20volume%201%20with%20addendums.pdf#page=82 | [7 empty] | Shelf Stock | [39 empty] | 39122206 | [13 empty] | <a href="https://www.lutron.com/TechnicalDocumentLibrary/369-119_Wallbox_Warranty.pdf" target="_blank">Warranty Information</a> |  |  |  |  | 0.450 L | [14 empty] | 0 | 0 | 0 | 0 | Lighting Fixtures | 2017-09-21 10:23 | 2024-07-20 11:28 | 0000-00-00 00:00:00 | 2024-07-20 11:28 | 0000-00-00 00:00:00 | [6 empty] | White
1 | Lutron Electronics | CTCL-153PH-IV-C | 4460-8900 | 4460 | 8900 | Lutron Electronics | Ecom_CTCL-153P-IV_nowallplate.jpeg?w=1500 | 27557003636 | CONTOUR CFL/LED CLAM IVORY CSA | Skylark Contour LED+ Dimmer, Incandescent/Halogen, 3-way/single-pole, 150W LED or 600W inc/hal, clamshell packaging in ivory, for Canada | [53 empty] | 0 | 0 | 0 | [6 empty] | 0 | 1 | 1 | EA | 1 | Lighting Controls | [27 empty] | Dimmers | [242 empty] | <a href="https://www.lutron.com/TechnicalDocumentLibrary/0301882.pdf" target="_blank">Installation Instructions</a> | [23 empty] | 10.000 DW | [92 empty] | 1.000 EA | 1.000 EA | [35 empty] | No | [42 empty] | https://www.lutron.com/TechnicalDocumentLibrary/369683.pdf | [7 empty] | Shelf Stock | [13 empty] | <a href="https://www.lutron.com/TechnicalDocumentLibrary/368-4493_Page_5.pdf" target="_blank">Tech Drawing</a> | [25 empty] | 39122206 | [6 empty] | <a href="https://lutron.widen.net/content/stbdslloil/MP4/LED+-Dimmer-with-Wire-Leads-Installation_English.MP4?w=2048" target="_blank">Product Video Clip</a> | [6 empty] | <a href="https://www.lutron.com/TechnicalDocumentLibrary/369-119_Wallbox_Warranty.pdf" target="_blank">Warranty Information</a> |  |  |  |  | 0.240 L | [14 empty] | 0 | 0 | 0 | 0 | Lighting Fixtures | 2017-09-21 10:23 | 2024-07-20 11:24 | 0000-00-00 00:00:00 | 2024-07-20 11:24 | 0000-00-00 00:00:00 | [6 empty] | Ivory
1 | Lutron Electronics | MA-RH-AL-CSA | 4460-8917 | 4460 | 8917 | Lutron Electronics | Ecom_MA-R-AL_NoWallplate.jpeg | 27557495868 | MAESTRO REMOTE DIMMER ALMOND CLAM CSA | Maestro Companion dimmer for multi-location use, 120V, Gloss finish, clamshell packaging in almond, for Canada |  | 2.4 | 6.9 |  | Ecom_MA-R-AL_NoWallplate.jpeg | http://grandbrass.xologic.com/vendors/4460/large/Ecom_MA-R-AL_NoWallplate.jpeg | [47 empty] | 0 | 0 | 0 | [6 empty] | 0 | 1 | 1 | EA | 1 | Specialty Items | [27 empty] | Lighting Accessories | [242 empty] | <a href="https://www.lutron.com/TechnicalDocumentLibrary/0301940.pdf" target="_blank">Installation Instructions</a> | [23 empty] | 10.000 DW |  |  | 4.0000 IN | [89 empty] | 1.000 EA | 1.000 EA | [35 empty] | No | [42 empty] | https://www.lutron.com/TechnicalDocumentLibrary/Maestro.pdf | [7 empty] | Shelf Stock | [13 empty] | <a href="https://www.lutron.com/TechnicalDocumentLibrary/368-4493_Page_9.pdf" target="_blank">Tech Drawing</a> | [25 empty] | 39122221 | [13 empty] | <a href="https://www.lutron.com/TechnicalDocumentLibrary/369-119_Wallbox_Warranty.pdf" target="_blank">Warranty Information</a> |  |  |  |  | 0.270 L | [14 empty] | 0 | 0 | 0 | 0 | Lighting Fixtures | 2017-09-21 10:23 | 2024-07-20 11:23 | 0000-00-00 00:00:00 | 2024-07-20 11:23 | 0000-00-00 00:00:00 | [6 empty] | Almond
1 | Lutron Electronics | S2-LF-BR-CSA | 4460-8918 | 4460 | 8918 | Lutron Electronics | S2-LF-BR-CSA.jpg | 27557524414 | SKYLARK DUAL FAN/LIGHT BROWN CSA | Skylark Fan/Light Control, Single-pole, fully variable fan control and dimmer, 120V/300W light, 2.5A fan in brown, for Canada |  | 2.3 | 4.6 |  | S2-LF-BR-CSA.jpg | http://grandbrass.xologic.com/vendors/4460/large/S2-LF-BR-CSA.jpg | [47 empty] | 0 | 0 | 0 | [6 empty] | 0 | 1 | 1 | EA | 1 | Lighting Controls | [27 empty] | Lightswitches | [242 empty] | <a href="https://www.lutron.com/TechnicalDocumentLibrary/0301992.pdf" target="_blank">Installation Instructions</a> | [23 empty] | 2.000 DW |  |  | 2.3000 IN | [89 empty] | 1.000 EA | 1.000 EA | [35 empty] | No | [42 empty] | https://www.lutron.com/technicaldocumentlibrary/spec%20guide%20volume%201%20with%20addendums.pdf#page=20 | [7 empty] | Shelf Stock | [13 empty] | <a href="https://www.lutron.com/TechnicalDocumentLibrary/368-4493_Page_30.pdf" target="_blank">Tech Drawing</a> | [25 empty] | 39122232 | [13 empty] | <a href="https://www.lutron.com/TechnicalDocumentLibrary/369-119_Wallbox_Warranty.pdf" target="_blank">Warranty Information</a> |  |  |  |  | 0.250 L | [14 empty] | 0 | 0 | 0 | 0 | Lighting Fixtures | 2017-09-21 10:23 | 2024-07-20 11:28 | 0000-00-00 00:00:00 | 2024-07-20 11:28 | 0000-00-00 00:00:00 | [6 empty] | Brown
1 | Lutron Electronics | MRF2S-6ND-120-IV | 4460-8924 | 4460 | 8924 | Lutron Electronics | MRF2S-6ND-120-IV.jpg | 784276149570 | MRF2 600W NEUTRAL WIRE IVORY, VIVE ENBLD | Maestro Wireless Dimmer, Incandescent/Halogen, Magnetic Low-Voltage, Specification grade, multi-location/single-pole, 120V/600W/VA in ivory, Vive enabled |  | 2.25 | 4.5 |  | MRF2S-6ND-120-IV.jpg | http://grandbrass.xologic.com/vendors/4460/large/MRF2S-6ND-120-IV.jpg | [47 empty] | 0 | 0 | 0 | [6 empty] | 0 | 1 | 1 | EA | 1 | Lighting Controls | [27 empty] | Dimmers | [242 empty] | <a href="https://www.lutron.com/TechnicalDocumentLibrary/0301896.pdf" target="_blank">Installation Instructions</a> | [23 empty] | 10.000 DW |  |  | 2.2500 IN | [89 empty] | 1.000 EA | 1.000 EA | [35 empty] | No | [42 empty] | https://www.lutron.com/TechnicalDocumentLibrary/369904_SPA.pdf | [7 empty] | Shelf Stock | [13 empty] | <a href="https://www.lutron.com/TechnicalDocumentLibrary/368-4493_Page_18.pdf" target="_blank">Tech Drawing</a> | [25 empty] | 39122206 | [13 empty] | <a href="https://www.lutron.com/TechnicalDocumentLibrary/369-119_Wallbox_Warranty.pdf" target="_blank">Warranty Information</a> |  |  |  |  | 0.250 L | [14 empty] | 0 | 0 | 0 | 0 | Lighting Fixtures | 2017-09-21 10:23 | 2024-07-20 11:22 | 0000-00-00 00:00:00 | 2024-07-20 11:22 | 0000-00-00 00:00:00 | [6 empty] | Ivory
1 | Lutron Electronics | MRF2S-6ND-120-LA | 4460-8925 | 4460 | 8925 | Lutron Electronics | MRF2S-6ND-120-LA.jpg | 784276149594 | MRF2 600W NEUTRAL WIRE LT AL, VIVE ENBLD | Maestro Wireless Dimmer, Incandescent/Halogen, Magnetic Low-Voltage, Specification grade, multi-location/single-pole, 120V/600W/VA in light almond, Vive enabled |  | 2.25 | 4.5 |  | MRF2S-6ND-120-LA.jpg | http://grandbrass.xologic.com/vendors/4460/large/MRF2S-6ND-120-LA.jpg | [47 empty] | 0 | 0 | 0 | [6 empty] | 0 | 1 | 1 | EA | 1 | Lighting Controls | [27 empty] | Dimmers | [242 empty] | <a href="https://www.lutron.com/TechnicalDocumentLibrary/0301896.pdf" target="_blank">Installation Instructions</a> | [23 empty] | 10.000 DW |  |  | 2.2500 IN | [89 empty] | 1.000 EA | 1.000 EA | [35 empty] | No | [42 empty] | https://www.lutron.com/TechnicalDocumentLibrary/369904_SPA.pdf | [7 empty] | Shelf Stock | [13 empty] | <a href="https://www.lutron.com/TechnicalDocumentLibrary/368-4493_Page_18.pdf" target="_blank">Tech Drawing</a> | [25 empty] | 39122206 | [13 empty] | <a href="https://www.lutron.com/TechnicalDocumentLibrary/369-119_Wallbox_Warranty.pdf" target="_blank">Warranty Information</a> |  |  |  |  | 0.250 L | [14 empty] | 0 | 0 | 0 | 0 | Lighting Fixtures | 2017-09-21 10:23 | 2024-07-20 11:27 | 0000-00-00 00:00:00 | 2024-07-20 11:27 | 0000-00-00 00:00:00
1 | Lutron Electronics | MRF2S-6ANS-GR | 4460-8926 | 4460 | 8926 | Lutron Electronics | MRF2S-6ANS-GR.jpg | 784276163958 | MRF-FM-6A SWITCH 120V GRAY, VIVE ENBLD | Maestro Wireless Switch, Incandescent/Halogen, Magnetic Low-Voltage, Electronic Low-Voltage, Non-Dim Fluorescent, Multi-location/single-pole, 120V/6A light or 3A fan in gray,Vive enabled |  | 2.3 | 4.5 |  | MRF2S-6ANS-GR.jpg | http://grandbrass.xologic.com/vendors/4460/large/MRF2S-6ANS-GR.jpg | [47 empty] | 0 | 0 | 0 | [6 empty] | 0 | 1 | 1 | EA | 1 | Lighting Controls | [27 empty] | Lightswitches | [242 empty] | <a href="https://www.lutron.com/TechnicalDocumentLibrary/0301819.pdf" target="_blank">Installation Instructions</a> | [23 empty] | 15.000 DW |  |  | 2.3000 IN | [89 empty] | 1.000 EA | 1.000 EA | [35 empty] | No | [42 empty] | https://www.lutron.com/TechnicalDocumentLibrary/369904_SPA.pdf | [7 empty] | Shelf Stock | [13 empty] | <a href="https://www.lutron.com/TechnicalDocumentLibrary/368-4493_Page_18.pdf" target="_blank">Tech Drawing</a> | [25 empty] | 39122216 | [13 empty] | <a href="https://www.lutron.com/TechnicalDocumentLibrary/369-119_Wallbox_Warranty.pdf" target="_blank">Warranty Information</a> |  |  |  |  | 0.290 L | [14 empty] | 0 | 0 | 0 | 0 | Lighting Fixtures | 2017-09-21 10:23 | 2024-07-20 11:29 | 0000-00-00 00:00:00 | 2024-07-20 11:29 | 0000-00-00 00:00:00 | [6 empty] | Gray
1 | Lutron Electronics | MRF2S-6ANS-BL | 4460-8927 | 4460 | 8927 | Lutron Electronics | MRF2S-6ANS-BL.jpg | 784276163972 | MRF-FM-6A SWITCH 120V BLACK, VIVE ENBLD | Maestro Wireless Switch, Incandescent/Halogen, Magnetic Low-Voltage, Electronic Low-Voltage, Non-Dim Fluorescent, Multi-location/single-pole, 120V/6A light or 3A fan in black,Vive enabled |  | 2.3 | 4.5 |  | MRF2S-6ANS-BL.jpg | http://grandbrass.xologic.com/vendors/4460/large/MRF2S-6ANS-BL.jpg | [47 empty] | 0 | 0 | 0 | [6 empty] | 0 | 1 | 1 | EA | 1 | Lighting Controls | [27 empty] | Lightswitches | [242 empty] | <a href="https://www.lutron.com/TechnicalDocumentLibrary/0301819.pdf" target="_blank">Installation Instructions</a> | [23 empty] | 20.000 DW |  |  | 2.3000 IN | [89 empty] | 1.000 EA | 1.000 EA | [35 empty] | No | [42 empty] | https://www.lutron.com/TechnicalDocumentLibrary/369904_SPA.pdf | [7 empty] | Shelf Stock | [13 empty] | <a href="https://www.lutron.com/TechnicalDocumentLibrary/368-4493_Page_18.pdf" target="_blank">Tech Drawing</a> | [25 empty] | 39122216 | [13 empty] | <a href="https://www.lutron.com/TechnicalDocumentLibrary/369-119_Wallbox_Warranty.pdf" target="_blank">Warranty Information</a> |  |  |  |  | 0.290 L | [14 empty] | 0 | 0 | 0 | 0 | Lighting Fixtures | 2017-09-21 10:23 | 2024-07-20 11:26 | 0000-00-00 00:00:00 | 2024-07-20 11:26 | 0000-00-00 00:00:00 | [6 empty] | Black
1 | Lutron Electronics | MRF2S-8ANS120-TP | 4460-8928 | 4460 | 8928 | Lutron Electronics | MRF2S-8ANS120-TP.jpg | 784276148504 | MRF-FM-8A SWITCH 120V IN TP VIVE ENABLD | Maestro Wireless Switch, Incandescent/Halogen, Magnetic Low-Voltage, Electronic Low-Voltage, Non-Dim Fluorescent, Specification grade, multi-location/single-pole, 120V/8A light or 5.8 A fan in taupe Vive enabled |  | 2.3 | 4.5 |  | MRF2S-8ANS120-TP.jpg | http://grandbrass.xologic.com/vendors/4460/large/MRF2S-8ANS120-TP.jpg | [47 empty] | 0 | 0 | 0 | [6 empty] | 0 | 1 | 1 | EA | 1 | Lighting Controls | [27 empty] | Lightswitches | [242 empty] | <a href="https://www.lutron.com/TechnicalDocumentLibrary/0301819.pdf" target="_blank">Installation Instructions</a> | [23 empty] | 2.000 DW |  |  | 2.3000 IN | [89 empty] | 1.000 EA | 1.000 EA | [35 empty] | No | [42 empty] | https://www.lutron.com/TechnicalDocumentLibrary/369904_SPA.pdf | [7 empty] | Shelf Stock | [13 empty] | <a href="https://www.lutron.com/TechnicalDocumentLibrary/368-4493_Page_18.pdf" target="_blank">Tech Drawing</a> | [25 empty] | 39122216 | [13 empty] | <a href="https://www.lutron.com/TechnicalDocumentLibrary/369-119_Wallbox_Warranty.pdf" target="_blank">Warranty Information</a> |  |  |  |  | 0.290 L | [14 empty] | 0 | 0 | 0 | 0 | Lighting Fixtures | 2017-09-21 10:23 | 2024-07-20 11:26 | 0000-00-00 00:00:00 | 2024-07-20 11:26 | 0000-00-00 00:00:00 | [6 empty] | Taupe
1 | Lutron Electronics | MRF2S-8ANS120-BI | 4460-8929 | 4460 | 8929 | Lutron Electronics | MRF2S-8ANS120-BI.jpg | 784276148528 | MRF-FM-8A SWITCH 120V IN BI VIVE ENABLD | Maestro Wireless Switch, Incandescent/Halogen, Magnetic Low-Voltage, Electronic Low-Voltage, Non-Dim Fluorescent, Specification grade, multi-location/single-pole, 120V/8A light or 5.8 A fan in biscuit Vive enabled |  | 2.3 | 4.5 |  | MRF2S-8ANS120-BI.jpg | http://grandbrass.xologic.com/vendors/4460/large/MRF2S-8ANS120-BI.jpg | [47 empty] | 0 | 0 | 0 | [6 empty] | 0 | 1 | 1 | EA | 1 | Lighting Controls | [27 empty] | Lightswitches | [242 empty] | <a href="https://www.lutron.com/TechnicalDocumentLibrary/0301819.pdf" target="_blank">Installation Instructions</a> | [23 empty] | 10.000 DW |  |  | 2.3000 IN | [89 empty] | 1.000 EA | 1.000 EA | [35 empty] | No | [42 empty] | https://www.lutron.com/TechnicalDocumentLibrary/369904_SPA.pdf | [7 empty] | Shelf Stock | [13 empty] | <a href="https://www.lutron.com/TechnicalDocumentLibrary/368-4493_Page_18.pdf" target="_blank">Tech Drawing</a> | [25 empty] | 39122216 | [13 empty] | <a href="https://www.lutron.com/TechnicalDocumentLibrary/369-119_Wallbox_Warranty.pdf" target="_blank">Warranty Information</a> |  |  |  |  | 0.290 L | [14 empty] | 0 | 0 | 0 | 0 | Lighting Fixtures | 2017-09-21 10:23 | 2024-07-20 11:26 | 0000-00-00 00:00:00 | 2024-07-20 11:26 | 0000-00-00 00:00:00 | [6 empty] | Biscuit
1 | Lutron Electronics | MRF2S-8S-DV-PD | 4460-8930 | 4460 | 8930 | Lutron Electronics | MRF2S-8S-DV-PD.jpg | 784276148801 | MRF 8A DUAL VOLT SWITCH IN PD VIVE ENBLD | Maestro Wireless Switch, Incandescent/Halogen, Magnetic Low-Voltage, Electronic Low-Voltage, Non-Dim Fluorescent, Specification grade, multi-location/single-pole, 120V/8A light or 3A fan or 1/4 HP motor 277V/8A light or 3A fan in palladium Vive enabled |  | 2.3 | 4.5 |  | MRF2S-8S-DV-PD.jpg | http://grandbrass.xologic.com/vendors/4460/large/MRF2S-8S-DV-PD.jpg | [47 empty] | 0 | 0 | 0 | [6 empty] | 0 | 1 | 1 | EA | 1 | Lighting Controls | [27 empty] | Lightswitches | [242 empty] | <a href="https://www.lutron.com/TechnicalDocumentLibrary/0301789.pdf" target="_blank">Installation Instructions</a> | [23 empty] | 2.000 DW |  |  | 2.3000 IN | [89 empty] | 1.000 EA | 1.000 EA | [35 empty] | No | [42 empty] | https://www.lutron.com/TechnicalDocumentLibrary/369904_SPA.pdf | [7 empty] | Shelf Stock | [13 empty] | <a href="https://www.lutron.com/TechnicalDocumentLibrary/368-4493_Page_9.pdf" target="_blank">Tech Drawing</a> | [25 empty] | 39122216 | [13 empty] | <a href="https://www.lutron.com/TechnicalDocumentLibrary/369-119_Wallbox_Warranty.pdf" target="_blank">Warranty Information</a> |  |  |  |  | 0.290 L | [14 empty] | 0 | 0 | 0 | 0 | Lighting Fixtures | 2017-09-21 10:23 | 2024-07-20 11:29 | 0000-00-00 00:00:00 | 2024-07-20 11:29 | 0000-00-00 00:00:00 | [6 empty] | Palladium
1 | Lutron Electronics | AY-103PNL-LA-CSA | 4460-8949 | 4460 | 8949 | Lutron Electronics | AY-10P-LA-LG.jpg | 27557595674 | ARIADNI 1000W 3WY NLITE LT ALMOND CSA | Ariadni Dimmer with Locator Light, Incandescent/Halogen, 3-way, preset, 120V/1000W in light almond, for Canada |  | 2.3 | 4.6 |  | AY-10P-LA-LG.jpg | http://grandbrass.xologic.com/vendors/4460/large/AY-10P-LA-LG.jpg | [47 empty] | 0 | 0 | 0 | [6 empty] | 0 | 1 | 1 | EA | 1 | Lighting Controls | [27 empty] | Dimmers | [242 empty] | <a href="https://www.lutron.com/TechnicalDocumentLibrary/0301689.pdf" target="_blank">Installation Instructions</a> | [23 empty] | 2.000 DW |  |  | 2.3000 IN | [89 empty] | 1.000 EA | 1.000 EA | [35 empty] | No | [42 empty] | https://assets.lutron.com/a/documents/spec%20guide%20volume%201%20with%20addendums.pdf#page=50 | [7 empty] | Shelf Stock | [13 empty] | <a href="https://www.lutron.com/TechnicalDocumentLibrary/368-4493_Page_5.pdf" target="_blank">Tech Drawing</a> | [25 empty] | 39122206 | [6 empty] | <a href="https://www.lutron.com/Education-Training/Tools/Pages/InstallDimmer.aspx?syst=Dimmers+%26+Switches&prodn=Ariadni%c2%ae+%2f+Toggler%c2%ae+dimmer" target="_blank">Product Video Clip</a> | [6 empty] | <a href="https://www.lutron.com/TechnicalDocumentLibrary/369-119_Wallbox_Warranty.pdf" target="_blank">Warranty Information</a> |  |  |  |  | 0.270 L | [14 empty] | 0 | 0 | 0 | 0 | Lighting Fixtures | 2017-09-21 10:24 | 2024-07-20 11:22 | 0000-00-00 00:00:00 | 2024-07-20 11:22 | 0000-00-00 00:00:00
1 | Lutron Electronics | AY2-LFSQ-LA-CSA | 4460-8950 | 4460 | 8950 | Lutron Electronics | Ecom_AY2-LFSQ-LA_nowallplate.jpeg?w=1500 | 27557595742 | ARIADNI DUAL PRESET FANSPEED LT AL CSA | Ariadni Fan/Light Control, Fan control and dimmer, single-pole - quiet 3-speed, 120V/1.5A/300W in light almond, for Canada |  | 2.3 | 4.6 | [50 empty] | 0 | 0 | 0 | [6 empty] | 0 | 1 | 1 | EA | 1 | Lighting Controls | [27 empty] | Lightswitches | [242 empty] | <a href="https://www.lutron.com/TechnicalDocumentLibrary/0301992.pdf" target="_blank">Installation Instructions</a> | [23 empty] | 10.000 DW |  |  | 2.3000 IN | [89 empty] | 1.000 EA | 1.000 EA | [35 empty] | No | [42 empty] | https://assets.lutron.com/a/documents/spec%20guide%20volume%201%20with%20addendums.pdf#page=50 | [7 empty] | Shelf Stock | [13 empty] | <a href="https://www.lutron.com/TechnicalDocumentLibrary/368-4493_Page_30.pdf" target="_blank">Tech Drawing</a> | [25 empty] | 39122232 | [13 empty] | <a href="https://www.lutron.com/TechnicalDocumentLibrary/369-119_Wallbox_Warranty.pdf" target="_blank">Warranty Information</a> |  |  |  |  | 0.270 L | [14 empty] | 0 | 0 | 0 | 0 | Lighting Fixtures | 2017-09-21 10:24 | 2024-07-20 11:21 | 0000-00-00 00:00:00 | 2024-07-20 11:21 | 0000-00-00 00:00:00
1 | Lutron Electronics | SF-103P-WH-CSA | 4460-8954 | 4460 | 8954 | Lutron Electronics | SF-103P-WH-CSA.jpg | 27557683357 | SKYLARK FLUOR 120V 1-10LP 3WY WHITE CSA | Skylark Dimmer with On/Off Switch, Fluorescent or LED Dimming with 3-Wire Ballasts and Drivers, 3-way, preset, 120V/8A in white, for Canada |  | 2.3 | 4.6 |  | SF-103P-WH-CSA.jpg | http://grandbrass.xologic.com/vendors/4460/large/SF-103P-WH-CSA.jpg | [47 empty] | 0 | 0 | 0 | [6 empty] | 0 | 1 | 1 | EA | 1 | Lighting Controls | [27 empty] | Dimmers | [242 empty] | <a href="https://www.lutron.com/TechnicalDocumentLibrary/032047c.pdf" target="_blank">Installation Instructions</a> | [23 empty] | 10.000 DW |  |  | 2.3000 IN | [89 empty] | 1.000 EA | 1.000 EA | [35 empty] | No | [42 empty] | https://www.lutron.com/technicaldocumentlibrary/spec%20guide%20volume%201%20with%20addendums.pdf#page=20 | [7 empty] | Shelf Stock | [13 empty] | <a href="https://www.lutron.com/TechnicalDocumentLibrary/368-4493_Page_37.pdf" target="_blank">Tech Drawing</a> | [25 empty] | 39122206 | [13 empty] | <a href="https://www.lutron.com/TechnicalDocumentLibrary/369-119_Wallbox_Warranty.pdf" target="_blank">Warranty Information</a> |  |  |  |  | 0.320 L | [14 empty] | 0 | 0 | 0 | 0 | Lighting Fixtures | 2017-09-21 10:24 | 2024-07-20 11:23 | 0000-00-00 00:00:00 | 2024-07-20 11:23 | 0000-00-00 00:00:00 | [6 empty] | White
1 | Lutron Electronics | SELV-300P-WH-CSA | 4460-8955 | 4460 | 8955 | Lutron Electronics | SELV-300P-WH-CSA.jpg | 27557683364 | SKYLARK 300W PRESET ELECTRONIC | Skylark Dimmer with On/Off Switch, Electronic Low-Voltage, Single-pole, preset, 120V/300W in white, for Canada |  | 2.3 | 4.6 |  | SELV-300P-WH-CSA.jpg | http://grandbrass.xologic.com/vendors/4460/large/SELV-300P-WH-CSA.jpg | [47 empty] | 0 | 0 | 0 | [6 empty] | 0 | 1 | 1 | EA | 1 | Lighting Controls | [27 empty] | Dimmers | [242 empty] | <a href="https://www.lutron.com/TechnicalDocumentLibrary/0301295.pdf" target="_blank">Installation Instructions</a> | [23 empty] | 5.000 DW |  |  | 2.4000 IN | [89 empty] | 1.000 EA | 1.000 EA | [35 empty] | No | [42 empty] | https://www.lutron.com/technicaldocumentlibrary/spec%20guide%20volume%201%20with%20addendums.pdf#page=20 | [7 empty] | Shelf Stock | [13 empty] | <a href="https://www.lutron.com/TechnicalDocumentLibrary/368-4493_Page_41.pdf" target="_blank">Tech Drawing</a> | [25 empty] | 39122206 | [13 empty] | <a href="https://www.lutron.com/TechnicalDocumentLibrary/369-119_Wallbox_Warranty.pdf" target="_blank">Warranty Information</a> |  |  |  |  | 0.200 L | [14 empty] | 0 | 0 | 0 | 0 | Lighting Fixtures | 2017-09-21 10:24 | 2024-07-20 11:23 | 0000-00-00 00:00:00 | 2024-07-20 11:23 | 0000-00-00 00:00:00 | [6 empty] | White
1 | Lutron Electronics | SELV-303P-WH-CSA | 4460-8956 | 4460 | 8956 | Lutron Electronics | SELV-303P-WH-CSA.jpg | 27557683371 | SKYLRK 300W 3WY PRESET ELCTR LV WH CSA | Skylark Dimmer with On/Off Switch, Electronic Low-Voltage, 3-way, preset, 120V/300W in white, for Canada |  | 2.3 | 4.6 |  | SELV-303P-WH-CSA.jpg | http://grandbrass.xologic.com/vendors/4460/large/SELV-303P-WH-CSA.jpg | [47 empty] | 0 | 0 | 0 | [6 empty] | 0 | 1 | 1 | EA | 1 | Lighting Controls | [27 empty] | Dimmers | [242 empty] | <a href="https://www.lutron.com/TechnicalDocumentLibrary/0301295.pdf" target="_blank">Installation Instructions</a> | [23 empty] | 10.000 DW |  |  | 2.3000 IN | [89 empty] | 1.000 EA | 1.000 EA | [35 empty] | No | [42 empty] | https://www.lutron.com/technicaldocumentlibrary/spec%20guide%20volume%201%20with%20addendums.pdf#page=20 | [7 empty] | Shelf Stock | [13 empty] | <a href="https://www.lutron.com/TechnicalDocumentLibrary/368-4493_Page_39.pdf" target="_blank">Tech Drawing</a> | [25 empty] | 39122206 | [13 empty] | <a href="https://www.lutron.com/TechnicalDocumentLibrary/369-119_Wallbox_Warranty.pdf" target="_blank">Warranty Information</a> |  |  |  |  | 0.250 L | [14 empty] | 0 | 0 | 0 | 0 | Lighting Fixtures | 2017-09-21 10:24 | 2024-07-20 11:18 | 0000-00-00 00:00:00 | 2024-07-20 11:18 | 0000-00-00 00:00:00 | [6 empty] | White
1 | Lutron Electronics | SF-103P-BR-CSA | 4460-8957 | 4460 | 8957 | Lutron Electronics | SF-103P-BR-CSA.jpg | 27557683500 | SKYLARK FLUOR 120V 1-10LP 3WY BROWN CSA | Skylark Dimmer with On/Off Switch, Fluorescent or LED Dimming with 3-Wire Ballasts and Drivers, 3-way, preset, 120V/8A in brown, for Canada |  | 2.3 | 4.6 |  | SF-103P-BR-CSA.jpg | http://grandbrass.xologic.com/vendors/4460/large/SF-103P-BR-CSA.jpg | [47 empty] | 0 | 0 | 0 | [6 empty] | 0 | 1 | 1 | EA | 1 | Lighting Controls | [27 empty] | Dimmers | [242 empty] | <a href="https://www.lutron.com/TechnicalDocumentLibrary/032047c.pdf" target="_blank">Installation Instructions</a> | [23 empty] | 10.000 DW |  |  | 2.3000 IN | [89 empty] | 1.000 EA | 1.000 EA | [35 empty] | No | [42 empty] | https://www.lutron.com/technicaldocumentlibrary/spec%20guide%20volume%201%20with%20addendums.pdf#page=20 | [7 empty] | Shelf Stock | [13 empty] | <a href="https://www.lutron.com/TechnicalDocumentLibrary/368-4493_Page_37.pdf" target="_blank">Tech Drawing</a> | [25 empty] | 39122206 | [13 empty] | <a href="https://www.lutron.com/TechnicalDocumentLibrary/369-119_Wallbox_Warranty.pdf" target="_blank">Warranty Information</a> |  |  |  |  | 0.320 L | [14 empty] | 0 | 0 | 0 | 0 | Lighting Fixtures | 2017-09-21 10:24 | 2024-07-20 11:21 | 0000-00-00 00:00:00 | 2024-07-20 11:21 | 0000-00-00 00:00:00 | [6 empty] | Brown
1 | Lutron Electronics | SELV-303P-IV-CSA | 4460-8958 | 4460 | 8958 | Lutron Electronics | SELV-303P-IV-CSA.jpg | 27557683562 | SKYLRK 300W 3WY PRESET ELCTR LV IV CSA | Skylark Dimmer with On/Off Switch, Electronic Low-Voltage, 3-way, preset, 120V/300W in ivory, for Canada |  | 2.3 | 4.6 |  | SELV-303P-IV-CSA.jpg | http://grandbrass.xologic.com/vendors/4460/large/SELV-303P-IV-CSA.jpg | [47 empty] | 0 | 0 | 0 | [6 empty] | 0 | 1 | 1 | EA | 1 | Lighting Controls | [27 empty] | Dimmers | [242 empty] | <a href="https://www.lutron.com/TechnicalDocumentLibrary/0301295.pdf" target="_blank">Installation Instructions</a> | [23 empty] | 2.000 DW |  |  | 2.3000 IN | [89 empty] | 1.000 EA | 1.000 EA | [35 empty] | No | [42 empty] | https://www.lutron.com/technicaldocumentlibrary/spec%20guide%20volume%201%20with%20addendums.pdf#page=20 | [7 empty] | Shelf Stock | [13 empty] | <a href="https://www.lutron.com/TechnicalDocumentLibrary/368-4493_Page_39.pdf" target="_blank">Tech Drawing</a> | [25 empty] | 39122206 | [13 empty] | <a href="https://www.lutron.com/TechnicalDocumentLibrary/369-119_Wallbox_Warranty.pdf" target="_blank">Warranty Information</a> |  |  |  |  | 0.250 L | [14 empty] | 0 | 0 | 0 | 0 | Lighting Fixtures | 2017-09-21 10:24 | 2024-07-20 11:24 | 0000-00-00 00:00:00 | 2024-07-20 11:24 | 0000-00-00 00:00:00 | [6 empty] | Ivory
1 | Lutron Electronics | SELV-300P-BR-CSA | 4460-8959 | 4460 | 8959 | Lutron Electronics | SELV-300P-BR-CSA.jpg | 27557683623 | SKYLARK 300W PRESET ELECTR BR | Skylark Dimmer with On/Off Switch, Electronic Low-Voltage, Single-pole, preset, 120V/300W in brown, for Canada |  | 2.3 | 4.6 |  | SELV-300P-BR-CSA.jpg | http://grandbrass.xologic.com/vendors/4460/large/SELV-300P-BR-CSA.jpg | [47 empty] | 0 | 0 | 0 | [6 empty] | 0 | 1 | 1 | EA | 1 | Lighting Controls | [27 empty] | Dimmers | [242 empty] | <a href="https://www.lutron.com/TechnicalDocumentLibrary/0301295.pdf" target="_blank">Installation Instructions</a> | [23 empty] | 2.000 DW |  |  | 2.3000 IN | [89 empty] | 1.000 EA | 1.000 EA | [35 empty] | No | [42 empty] | https://www.lutron.com/technicaldocumentlibrary/spec%20guide%20volume%201%20with%20addendums.pdf#page=20 | [7 empty] | Shelf Stock | [13 empty] | <a href="https://www.lutron.com/TechnicalDocumentLibrary/368-4493_Page_41.pdf" target="_blank">Tech Drawing</a> | [25 empty] | 39122206 | [13 empty] | <a href="https://www.lutron.com/TechnicalDocumentLibrary/369-119_Wallbox_Warranty.pdf" target="_blank">Warranty Information</a> |  |  |  |  | 0.240 L | [14 empty] | 0 | 0 | 0 | 0 | Lighting Fixtures | 2017-09-21 10:24 | 2024-07-20 11:23 | 0000-00-00 00:00:00 | 2024-07-20 11:23 | 0000-00-00 00:00:00 | [6 empty] | Brown
4 | Lutron Electronics | SFS-5E-GR-CSA | 4460-8960 | 4460 | 8960 | Lutron Electronics | Ecom_SFS-5E-GR_WithWallPlate.jpeg?w=1500 | 27557683883 | SKYLARK 120V 5A FAN SPD GR CSA | Skylark Fan-Speed Control, Single-pole, slide-to-off, fully variable fan control, 120V/5A in gray, for Canada |  | 2.3 | 4.6 | [50 empty] | 0 | 0 | 0 | [6 empty] | 0 | 1 | 1 | EA | 1 |  |  |  | Control And Automation |  | Switches |  | Speed Switch | [263 empty] | <a href="https://www.lutron.com/TechnicalDocumentLibrary/033203.pdf" target="_blank">Installation Instructions</a> | [23 empty] | 5.000 DW |  |  | 2.3000 IN | [89 empty] | 1.000 EA | 1.000 EA | [35 empty] | No | [42 empty] | https://www.lutron.com/technicaldocumentlibrary/spec%20guide%20volume%201%20with%20addendums.pdf#page=20 | [7 empty] | Shelf Stock | [13 empty] | <a href="https://www.lutron.com/TechnicalDocumentLibrary/368-4493_Page_31.pdf" target="_blank">Tech Drawing</a> | [25 empty] | 39122240 | [13 empty] | <a href="https://www.lutron.com/TechnicalDocumentLibrary/369-119_Wallbox_Warranty.pdf" target="_blank">Warranty Information</a> |  |  |  |  | 0.250 L | [14 empty] | 0 | 0 | 0 | 0 | Electrical | 2017-09-21 10:24 | 2024-07-20 11:23 | 0000-00-00 00:00:00 | 2024-07-20 11:23 | 0000-00-00 00:00:00 | [6 empty] | Gray
1 | Lutron Electronics | SLV-600P-BR-CSA | 4460-8962 | 4460 | 8962 | Lutron Electronics | SLV-600P-BR-CSA.jpg | 27557686785 | SKYLARK 600VA LV PRESET BR CSA | Skylark Dimmer with On/Off Switch, Magnetic Low-Voltage, Single-pole, preset, 120V/600VA (450W) in brown, for Canada |  | 2.3 | 4.6 |  | SLV-600P-BR-CSA.jpg | http://grandbrass.xologic.com/vendors/4460/large/SLV-600P-BR-CSA.jpg | [47 empty] | 0 | 0 | 0 | [6 empty] | 0 | 1 | 1 | EA | 1 | Lighting Controls | [27 empty] | Dimmers | [242 empty] | <a href="https://www.lutron.com/TechnicalDocumentLibrary/0301296.pdf" target="_blank">Installation Instructions</a> | [23 empty] | 2.000 DW |  |  | 2.3000 IN | [89 empty] | 1.000 EA | 1.000 EA | [35 empty] | No | [42 empty] | https://www.lutron.com/technicaldocumentlibrary/spec%20guide%20volume%201%20with%20addendums.pdf#page=20 | [7 empty] | Shelf Stock | [13 empty] | <a href="https://www.lutron.com/TechnicalDocumentLibrary/368-4493_Page_2.pdf" target="_blank">Tech Drawing</a> | [25 empty] | 39122206 | [13 empty] | <a href="https://www.lutron.com/TechnicalDocumentLibrary/369-119_Wallbox_Warranty.pdf" target="_blank">Warranty Information</a> |  |  |  |  | 0.240 L | [14 empty] | 0 | 0 | 0 | 0 | Lighting Fixtures | 2017-09-21 10:24 | 2024-07-20 11:24 | 0000-00-00 00:00:00 | 2024-07-20 11:24 | 0000-00-00 00:00:00 | [6 empty] | Brown
1 | Lutron Electronics | S-10PH-WH-CSA | 4460-8966 | 4460 | 8966 | Lutron Electronics | S-10PH-WH-CSA.jpg | 27557692298 | SKYLARK 1000W PSET CLM WH CSA | Skylark Dimmer with On/Off Switch, Incandescent/Halogen, Single-pole, preset, 120V/1000W, clamshell packaging in white, for Canada |  | 4.1 | 2.8 |  | S-10PH-WH-CSA.jpg | http://grandbrass.xologic.com/vendors/4460/large/S-10PH-WH-CSA.jpg | [47 empty] | 0 | 0 | 0 | [6 empty] | 0 | 1 | 1 | EA | 1 | Lighting Controls | [27 empty] | Dimmers | [242 empty] | <a href="https://www.lutron.com/TechnicalDocumentLibrary/0301370.pdf" target="_blank">Installation Instructions</a> | [23 empty] | 2.000 DW |  |  | 6.1000 IN | [89 empty] | 1.000 EA | 1.000 EA | [35 empty] | No | [42 empty] | https://www.lutron.com/technicaldocumentlibrary/spec%20guide%20volume%201%20with%20addendums.pdf#page=20 | [7 empty] | Shelf Stock | [13 empty] | <a href="https://www.lutron.com/TechnicalDocumentLibrary/368-4493_Page_2.pdf" target="_blank">Tech Drawing</a> | [25 empty] | 39122206 | [13 empty] | <a href="https://www.lutron.com/TechnicalDocumentLibrary/369-119_Wallbox_Warranty.pdf" target="_blank">Warranty Information</a> |  |  |  |  | 0.300 L | [14 empty] | 0 | 0 | 0 | 0 | Lighting Fixtures | 2017-09-21 10:24 | 2024-07-20 11:25 | 0000-00-00 00:00:00 | 2024-07-20 11:25 | 0000-00-00 00:00:00 | [6 empty] | White
4 | Lutron Electronics | SFSQ-FH-WH-CSA | 4460-8968 | 4460 | 8968 | Lutron Electronics | SFSQ-FH-WH-CSA.jpg | 27557696357 | SKYLARK QUIET FAN WH CSA CLAM | Skylark Fan-Speed Control, Single-pole, quiet 3-speed, 120V/1.5A, clamshell packaging in white, for Canada |  | 4.1 | 2.8 |  | SFSQ-FH-WH-CSA.jpg | http://grandbrass.xologic.com/vendors/4460/large/SFSQ-FH-WH-CSA.jpg | [47 empty] | 0 | 0 | 0 | [6 empty] | 0 | 1 | 1 | EA | 1 | Fan Accessories |  |  | Control And Automation |  | Switches |  | Speed Switch | [20 empty] | Fan Wall Mount Controls | [242 empty] | <a href="https://www.lutron.com/TechnicalDocumentLibrary/033206.pdf" target="_blank">Installation Instructions</a> | [23 empty] | 30.000 DW |  |  | 6.1000 IN | [89 empty] | 1.000 EA | 1.000 EA | [35 empty] | No | [42 empty] | https://www.lutron.com/technicaldocumentlibrary/spec%20guide%20volume%201%20with%20addendums.pdf#page=20 | [7 empty] | Shelf Stock | [13 empty] | <a href="https://www.lutron.com/TechnicalDocumentLibrary/368-4493_Page_2.pdf" target="_blank">Tech Drawing</a> | [25 empty] | 39122240 | [13 empty] | <a href="https://www.lutron.com/TechnicalDocumentLibrary/369-119_Wallbox_Warranty.pdf" target="_blank">Warranty Information</a> |  |  |  |  | 0.300 L | [14 empty] | 0 | 0 | 0 | 0 | Electrical | 2017-09-21 10:24 | 2024-07-20 11:43 | 0000-00-00 00:00:00 | 2025-11-29 02:00 | 0000-00-00 00:00:00 | [6 empty] | White
1 | Lutron Electronics | DV-10P-WH-CSA | 4460-8969 | 4460 | 8969 | Lutron Electronics | DV-10P-WH-LG.jpg | 27557700955 | DIVA INC 1000W WH CSA | Diva Dimmer - Gloss Finish, Incandescent/Halogen, Single-pole, 120V/1000W in white, for Canada |  | 2.3 | 4.4 |  | DV-10P-WH-LG.jpg | http://grandbrass.xologic.com/vendors/4460/large/DV-10P-WH-LG.jpg | [47 empty] | 0 | 0 | 0 | [6 empty] | 0 | 1 | 1 | EA | 1 | Lighting Controls | [27 empty] | Dimmers | [242 empty] | <a href="https://www.lutron.com/TechnicalDocumentLibrary/0301689.pdf" target="_blank">Installation Instructions</a> | [23 empty] | 2.000 DW |  |  | 2.4000 IN | [89 empty] | 1.000 EA | 1.000 EA | [35 empty] | No | [42 empty] | https://www.lutron.com/TechnicalDocumentLibrary/DivaSatinColors.pdf | [7 empty] | Shelf Stock | [13 empty] | <a href="https://www.lutron.com/TechnicalDocumentLibrary/368-4493_Page_2.pdf" target="_blank">Tech Drawing</a> | [25 empty] | 39122206 | [6 empty] | <a href="https://www.lutron.com/Education-Training/Tools/Pages/InstallDimmer.aspx?syst=Dimmers+%26+Switches&prodn=Diva%c2%ae+dimmer+%26+switch" target="_blank">Product Video Clip</a> | [6 empty] | <a href="https://www.lutron.com/TechnicalDocumentLibrary/369-119_Wallbox_Warranty.pdf" target="_blank">Warranty Information</a> |  |  |  |  | 0.250 L | [14 empty] | 0 | 0 | 0 | 0 | Lighting Fixtures | 2017-09-21 10:24 | 2024-07-20 11:18 | 0000-00-00 00:00:00 | 2024-07-20 11:18 | 0000-00-00 00:00:00 | [6 empty] | White
1 | Lutron Electronics | DV-103P-WH-CSA | 4460-8970 | 4460 | 8970 | Lutron Electronics | DV-10P-WH-LG.jpg | 27557700979 | DIVA INC 1000W 3WAY WH CSA | Diva Dimmer - Gloss Finish, Incandescent/Halogen, 3-way, 120V/1000W in white, for Canada |  | 2.3 | 4.5 |  | DV-10P-WH-LG.jpg | http://grandbrass.xologic.com/vendors/4460/large/DV-10P-WH-LG.jpg | [47 empty] | 0 | 0 | 0 | [6 empty] | 0 | 1 | 1 | EA | 1 | Lighting Controls | [27 empty] | Dimmers | [242 empty] | <a href="https://www.lutron.com/TechnicalDocumentLibrary/0301689.pdf" target="_blank">Installation Instructions</a> | [23 empty] | 2.000 DW |  |  | 2.4000 IN | [89 empty] | 1.000 EA | 1.000 EA | [35 empty] | No | [42 empty] | https://www.lutron.com/TechnicalDocumentLibrary/DivaSatinColors.pdf | [7 empty] | Shelf Stock | [13 empty] | <a href="https://www.lutron.com/TechnicalDocumentLibrary/368-4493_Page_5.pdf" target="_blank">Tech Drawing</a> | [25 empty] | 39122206 | [6 empty] | <a href="https://www.lutron.com/Education-Training/Tools/Pages/InstallDimmer.aspx?syst=Dimmers+%26+Switches&prodn=Diva%c2%ae+dimmer+%26+switch" target="_blank">Product Video Clip</a> | [6 empty] | <a href="https://www.lutron.com/TechnicalDocumentLibrary/369-119_Wallbox_Warranty.pdf" target="_blank">Warranty Information</a> |  |  |  |  | 0.300 L | [14 empty] | 0 | 0 | 0 | 0 | Lighting Fixtures | 2017-09-21 10:24 | 2024-07-20 11:25 | 0000-00-00 00:00:00 | 2024-07-20 11:25 | 0000-00-00 00:00:00 | [6 empty] | White
1 | Lutron Electronics | DVLV-10P-IV-CSA | 4460-8971 | 4460 | 8971 | Lutron Electronics | DV-10P-IV-LG.jpg | 27557701341 | DIVA LOW VOL 1000W IV CSA | Diva Dimmer - Gloss Finish, Magnetic Low-Voltage, Single-pole, 120V/1000VA (800W) in ivory, for Canada |  | 2.25 | 0.8 |  | DV-10P-IV-LG.jpg | http://grandbrass.xologic.com/vendors/4460/large/DV-10P-IV-LG.jpg | [47 empty] | 0 | 0 | 0 | [6 empty] | 0 | 1 | 1 | EA | 1 | Lighting Controls | [27 empty] | Dimmers | [242 empty] | <a href="https://www.lutron.com/TechnicalDocumentLibrary/030448c.pdf" target="_blank">Installation Instructions</a> | [23 empty] | 10.000 DW |  |  | 1.5000 IN | [89 empty] | 1.000 EA | 1.000 EA | [35 empty] | No | [42 empty] | https://www.lutron.com/TechnicalDocumentLibrary/DivaSatinColors.pdf | [7 empty] | Shelf Stock | [13 empty] | <a href="https://www.lutron.com/TechnicalDocumentLibrary/368-4493_Page_2.pdf" target="_blank">Tech Drawing</a> | [25 empty] | 39122206 | [6 empty] | <a href="https://www.lutron.com/Education-Training/Tools/Pages/InstallDimmer.aspx?syst=Dimmers+%26+Switches&prodn=Diva%c2%ae+dimmer+%26+switch" target="_blank">Product Video Clip</a> | [6 empty] | <a href="https://www.lutron.com/TechnicalDocumentLibrary/369-119_Wallbox_Warranty.pdf" target="_blank">Warranty Information</a> |  |  |  |  | 0.080 L | [14 empty] | 0 | 0 | 0 | 0 | Lighting Fixtures | 2017-09-21 10:24 | 2024-07-20 11:24 | 0000-00-00 00:00:00 | 2024-07-20 11:24 | 0000-00-00 00:00:00 | [6 empty] | Ivory
1 | Lutron Electronics | DVLV-103P-WH-CSA | 4460-8972 | 4460 | 8972 | Lutron Electronics | DV-10P-WH-LG.jpg | 27557701433 | DIVA LOW VOL 1000W 3WY WH CSA | Diva Dimmer - Gloss Finish, Magnetic Low-Voltage, 3-way, 120V/1000VA (800W) in white, for Canada |  | 2.25 | 0.8 |  | DV-10P-WH-LG.jpg | http://grandbrass.xologic.com/vendors/4460/large/DV-10P-WH-LG.jpg | [47 empty] | 0 | 0 | 0 | [6 empty] | 0 | 1 | 1 | EA | 1 | Lighting Controls | [27 empty] | Dimmers | [242 empty] | <a href="https://www.lutron.com/TechnicalDocumentLibrary/030448c.pdf" target="_blank">Installation Instructions</a> | [23 empty] | 10.000 DW |  |  | 1.5000 IN | [89 empty] | 1.000 EA | 1.000 EA | [35 empty] | No | [42 empty] | https://www.lutron.com/TechnicalDocumentLibrary/DivaSatinColors.pdf | [7 empty] | Shelf Stock | [13 empty] | <a href="https://www.lutron.com/TechnicalDocumentLibrary/368-4493_Page_5.pdf" target="_blank">Tech Drawing</a> | [25 empty] | 39122206 | [6 empty] | <a href="https://www.lutron.com/Education-Training/Tools/Pages/InstallDimmer.aspx?syst=Dimmers+%26+Switches&prodn=Diva%c2%ae+dimmer+%26+switch" target="_blank">Product Video Clip</a> | [6 empty] | <a href="https://www.lutron.com/TechnicalDocumentLibrary/369-119_Wallbox_Warranty.pdf" target="_blank">Warranty Information</a> |  |  |  |  | 0.080 L | [14 empty] | 0 | 0 | 0 | 0 | Lighting Fixtures | 2017-09-21 10:24 | 2024-07-20 11:22 | 0000-00-00 00:00:00 | 2024-07-20 11:22 | 0000-00-00 00:00:00 | [6 empty] | White
1 | Lutron Electronics | AY-103PNL-WH-CSA | 4460-8973 | 4460 | 8973 | Lutron Electronics | AY-10P-WH-LG.jpg | 27557703666 | ARIADNI 1000W 3WY NLITE WH CSA | Ariadni Dimmer with Locator Light, Incandescent/Halogen, 3-way, preset, 120V/1000W in white, for Canada |  | 2.3 | 4.6 |  | AY-10P-WH-LG.jpg | http://grandbrass.xologic.com/vendors/4460/large/AY-10P-WH-LG.jpg | [47 empty] | 0 | 0 | 0 | [6 empty] | 0 | 1 | 1 | EA | 1 | Lighting Controls | [27 empty] | Dimmers | [242 empty] | <a href="https://www.lutron.com/TechnicalDocumentLibrary/0301689.pdf" target="_blank">Installation Instructions</a> | [23 empty] | 5.000 DW |  |  | 2.3000 IN | [89 empty] | 1.000 EA | 1.000 EA | [35 empty] | No | [42 empty] | https://assets.lutron.com/a/documents/spec%20guide%20volume%201%20with%20addendums.pdf#page=50 | [7 empty] | Shelf Stock | [13 empty] | <a href="https://www.lutron.com/TechnicalDocumentLibrary/368-4493_Page_5.pdf" target="_blank">Tech Drawing</a> | [25 empty] | 39122206 | [6 empty] | <a href="https://www.lutron.com/Education-Training/Tools/Pages/InstallDimmer.aspx?syst=Dimmers+%26+Switches&prodn=Ariadni%c2%ae+%2f+Toggler%c2%ae+dimmer" target="_blank">Product Video Clip</a> | [6 empty] | <a href="https://www.lutron.com/TechnicalDocumentLibrary/369-119_Wallbox_Warranty.pdf" target="_blank">Warranty Information</a> |  |  |  |  | 0.270 L | [14 empty] | 0 | 0 | 0 | 0 | Lighting Fixtures | 2017-09-21 10:24 | 2024-07-20 11:43 | 0000-00-00 00:00:00 | 2024-07-20 11:43 | 0000-00-00 00:00:00 | [6 empty] | White
1 | Lutron Electronics | MALV-1000-AL-CSA | 4460-8975 | 4460 | 8975 | Lutron Electronics | MALV-1000-AL-CSA.jpg | 27557704175 | MAESTRO LOW VOLT 1000VA AL CSA | Maestro Dimmer - Gloss Finish, Magnetic Low-Voltage, Multi-location/single-pole, 120V/1000VA (800W) in almond, for Canada |  | 2.3 | 4.6 |  | MALV-1000-AL-CSA.jpg | http://grandbrass.xologic.com/vendors/4460/large/MALV-1000-AL-CSA.jpg | [47 empty] | 0 | 0 | 0 | [6 empty] | 0 | 1 | 1 | EA | 1 | Lighting Controls | [27 empty] | Dimmers | [242 empty] | <a href="https://www.lutron.com/TechnicalDocumentLibrary/0301940.pdf" target="_blank">Installation Instructions</a> | [23 empty] | 2.000 DW |  |  | 2.3000 IN | [89 empty] | 1.000 EA | 1.000 EA | [35 empty] | No | [42 empty] | https://www.lutron.com/TechnicalDocumentLibrary/Maestro.pdf | [7 empty] | Shelf Stock | [13 empty] | <a href="https://www.lutron.com/TechnicalDocumentLibrary/368-4493_Page_9.pdf" target="_blank">Tech Drawing</a> | [25 empty] | 39122206 | [6 empty] | <a href="https://www.lutron.com/Service-Support/Technical/InstallationInstructions/Pages/Videos.aspx?syst=Dimmers+%26+Switches&prodn=Maestro%c2%ae+dimmer+%26+switch" target="_blank">Product Video Clip</a> | [6 empty] | <a href="https://www.lutron.com/TechnicalDocumentLibrary/369-119_Wallbox_Warranty.pdf" target="_blank">Warranty Information</a> |  |  |  |  | 0.270 L | [14 empty] | 0 | 0 | 0 | 0 | Lighting Fixtures | 2017-09-21 10:24 | 2024-07-20 11:26 | 0000-00-00 00:00:00 | 2024-07-20 11:26 | 0000-00-00 00:00:00 | [6 empty] | Almond
1 | Lutron Electronics | MALV-600-IV-CSA | 4460-8976 | 4460 | 8976 | Lutron Electronics | MALV-600-IV-CSA.jpg | 27557704243 | MAESTRO LOW VOLT 600VA IV CSA | Maestro Dimmer - Gloss Finish, Magnetic Low-Voltage, Multi-location/single-pole, 120V/600VA (450W) in ivory, for Canada |  | 2.3 | 4.6 |  | MALV-600-IV-CSA.jpg | http://grandbrass.xologic.com/vendors/4460/large/MALV-600-IV-CSA.jpg | [47 empty] | 0 | 0 | 0 | [6 empty] | 0 | 1 | 1 | EA | 1 | Lighting Controls | [27 empty] | Dimmers | [242 empty] | <a href="https://www.lutron.com/TechnicalDocumentLibrary/0301940.pdf" target="_blank">Installation Instructions</a> | [23 empty] | 2.000 DW |  |  | 2.3000 IN | [89 empty] | 1.000 EA | 1.000 EA | [35 empty] | No | [42 empty] | https://www.lutron.com/TechnicalDocumentLibrary/Maestro.pdf | [7 empty] | Shelf Stock | [13 empty] | <a href="https://www.lutron.com/TechnicalDocumentLibrary/368-4493_Page_9.pdf" target="_blank">Tech Drawing</a> | [25 empty] | 39122206 | [6 empty] | <a href="https://www.lutron.com/Service-Support/Technical/InstallationInstructions/Pages/Videos.aspx?syst=Dimmers+%26+Switches&prodn=Maestro%c2%ae+dimmer+%26+switch" target="_blank">Product Video Clip</a> | [6 empty] | <a href="https://www.lutron.com/TechnicalDocumentLibrary/369-119_Wallbox_Warranty.pdf" target="_blank">Warranty Information</a> |  |  |  |  | 0.270 L | [14 empty] | 0 | 0 | 0 | 0 | Lighting Fixtures | 2017-09-21 10:24 | 2024-07-20 11:29 | 0000-00-00 00:00:00 | 2024-07-20 11:29 | 0000-00-00 00:00:00 | [6 empty] | Ivory
1 | Lutron Electronics | S-103P-WH-CSA | 4460-8977 | 4460 | 8977 | Lutron Electronics | S-103P-WH-CSA.jpg | 27557705714 | SKYLARK 1000W 3WY PSET WH CSA | Skylark Dimmer with On/Off Switch, Incandescent/Halogen, 3-way, preset, 120V/1000W in white, for Canada |  | 2.3 | 4.6 |  | S-103P-WH-CSA.jpg | http://grandbrass.xologic.com/vendors/4460/large/S-103P-WH-CSA.jpg | [47 empty] | 0 | 0 | 0 | [6 empty] | 0 | 1 | 1 | EA | 1 | Lighting Controls | [27 empty] | Dimmers | [242 empty] | <a href="https://www.lutron.com/TechnicalDocumentLibrary/0301370.pdf" target="_blank">Installation Instructions</a> | [23 empty] | 10.000 DW |  |  | 2.3000 IN | [89 empty] | 1.000 EA | 1.000 EA | [35 empty] | No | [42 empty] | https://www.lutron.com/technicaldocumentlibrary/spec%20guide%20volume%201%20with%20addendums.pdf#page=20 | [7 empty] | Shelf Stock | [13 empty] | <a href="https://www.lutron.com/TechnicalDocumentLibrary/368-4493_Page_5.pdf" target="_blank">Tech Drawing</a> | [25 empty] | 39122206 | [13 empty] | <a href="https://www.lutron.com/TechnicalDocumentLibrary/369-119_Wallbox_Warranty.pdf" target="_blank">Warranty Information</a> |  |  |  |  | 0.280 L | [14 empty] | 0 | 0 | 0 | 0 | Lighting Fixtures | 2017-09-21 10:24 | 2024-07-20 11:24 | 0000-00-00 00:00:00 | 2024-07-20 11:24 | 0000-00-00 00:00:00 | [6 empty] | White
1 | Lutron Electronics | S-10P-WH-CSA | 4460-8978 | 4460 | 8978 | Lutron Electronics | S-10P-WH-CSA.jpg | 27557705776 | SKYLARK 1000W PRESET WH CSA | Skylark Dimmer with On/Off Switch, Incandescent/Halogen, Single-pole, preset, 120V/1000W in white, for Canada |  | 2.3 | 4.7 |  | S-10P-WH-CSA.jpg | http://grandbrass.xologic.com/vendors/4460/large/S-10P-WH-CSA.jpg | [47 empty] | 0 | 0 | 0 | [6 empty] | 0 | 1 | 1 | EA | 1 | Lighting Controls | [27 empty] | Dimmers | [242 empty] | <a href="https://www.lutron.com/TechnicalDocumentLibrary/0301370.pdf" target="_blank">Installation Instructions</a> | [23 empty] | 2.000 DW |  |  | 2.4000 IN | [89 empty] | 1.000 EA | 1.000 EA | [35 empty] | No | [42 empty] | https://www.lutron.com/technicaldocumentlibrary/spec%20guide%20volume%201%20with%20addendums.pdf#page=20 | [7 empty] | Shelf Stock | [13 empty] | <a href="https://www.lutron.com/TechnicalDocumentLibrary/368-4493_Page_2.pdf" target="_blank">Tech Drawing</a> | [25 empty] | 39122206 | [13 empty] | <a href="https://www.lutron.com/TechnicalDocumentLibrary/369-119_Wallbox_Warranty.pdf" target="_blank">Warranty Information</a> |  |  |  |  | 0.200 L | [14 empty] | 0 | 0 | 0 | 0 | Lighting Fixtures | 2017-09-21 10:24 | 2024-07-20 11:26 | 0000-00-00 00:00:00 | 2024-07-20 11:26 | 0000-00-00 00:00:00 | [6 empty] | White
4 | Lutron Electronics | SFSQ-F-BR-CSA | 4460-8979 | 4460 | 8979 | Lutron Electronics | SFSQ-F-BR.jpeg?w=1500 | 27557705998 | SKYLARK QUIET FANSPEED BR CSA | Skylark Fan-Speed Control, Single-pole, quiet 3-speed, 120V/1.5A in brown, for Canada |  | 2.3 | 4.6 | [50 empty] | 0 | 0 | 0 | [6 empty] | 0 | 1 | 1 | EA | 1 |  |  |  | Control And Automation |  | Switches |  | Speed Switch | [263 empty] | <a href="https://www.lutron.com/TechnicalDocumentLibrary/033206.pdf" target="_blank">Installation Instructions</a> | [23 empty] | 30.000 DW |  |  | 2.3000 IN | [89 empty] | 1.000 EA | 1.000 EA | [35 empty] | No | [42 empty] | https://www.lutron.com/technicaldocumentlibrary/spec%20guide%20volume%201%20with%20addendums.pdf#page=20 | [7 empty] | Shelf Stock | [13 empty] | <a href="https://www.lutron.com/TechnicalDocumentLibrary/368-4493_Page_2.pdf" target="_blank">Tech Drawing</a> | [25 empty] | 39122240 | [13 empty] | <a href="https://www.lutron.com/TechnicalDocumentLibrary/369-119_Wallbox_Warranty.pdf" target="_blank">Warranty Information</a> |  |  |  |  | 0.220 L | [14 empty] | 0 | 0 | 0 | 0 | Electrical | 2017-09-21 10:24 | 2024-07-20 11:29 | 0000-00-00 00:00:00 | 2024-07-20 11:29 | 0000-00-00 00:00:00 | [6 empty] | Brown
1 | Lutron Electronics | DVLV-600P-IV-CSA | 4460-8980 | 4460 | 8980 | Lutron Electronics | DV-10P-IV-LG.jpg | 27557706674 | DIVA LOW VOLT 600W CSA IV | Diva Dimmer - Gloss Finish, Magnetic Low-Voltage, Single-pole, 120V/600VA (450W) in ivory, for Canada |  | 2.4 | 4.5 |  | DV-10P-IV-LG.jpg | http://grandbrass.xologic.com/vendors/4460/large/DV-10P-IV-LG.jpg | [47 empty] | 0 | 0 | 0 | [6 empty] | 0 | 1 | 1 | EA | 1 | Lighting Controls | [27 empty] | Dimmers | [242 empty] | <a href="https://www.lutron.com/TechnicalDocumentLibrary/030448c.pdf" target="_blank">Installation Instructions</a> | [23 empty] | 10.000 DW |  |  | 2.4000 IN | [89 empty] | 1.000 EA | 1.000 EA | [35 empty] | No | [42 empty] | https://www.lutron.com/TechnicalDocumentLibrary/DivaSatinColors.pdf | [7 empty] | Shelf Stock | [13 empty] | <a href="https://www.lutron.com/TechnicalDocumentLibrary/368-4493_Page_2.pdf" target="_blank">Tech Drawing</a> | [25 empty] | 39122206 | [6 empty] | <a href="https://www.lutron.com/Education-Training/Tools/Pages/InstallDimmer.aspx?syst=Dimmers+%26+Switches&prodn=Diva%c2%ae+dimmer+%26+switch" target="_blank">Product Video Clip</a> | [6 empty] | <a href="https://www.lutron.com/TechnicalDocumentLibrary/369-119_Wallbox_Warranty.pdf" target="_blank">Warranty Information</a> |  |  |  |  | 0.250 L | [14 empty] | 0 | 0 | 0 | 0 | Lighting Fixtures | 2017-09-21 10:24 | 2024-07-20 11:22 | 0000-00-00 00:00:00 | 2024-07-20 11:22 | 0000-00-00 00:00:00 | [6 empty] | Ivory
1 | Lutron Electronics | DVLV-603P-WH-CSA | 4460-8981 | 4460 | 8981 | Lutron Electronics | DV-10P-WH-LG.jpg | 27557706742 | DIVA LOW VOLT 600W 3WY CSA WH | Diva Dimmer - Gloss Finish, Magnetic Low-Voltage, 3-way, 120V/600VA (450W) in white, for Canada |  | 2.25 | 0.8 |  | DV-10P-WH-LG.jpg | http://grandbrass.xologic.com/vendors/4460/large/DV-10P-WH-LG.jpg | [47 empty] | 0 | 0 | 0 | [6 empty] | 0 | 1 | 1 | EA | 1 | Lighting Controls | [27 empty] | Dimmers | [242 empty] | <a href="https://www.lutron.com/TechnicalDocumentLibrary/030448c.pdf" target="_blank">Installation Instructions</a> | [23 empty] | 10.000 DW |  |  | 1.5000 IN | [89 empty] | 1.000 EA | 1.000 EA | [35 empty] | No | [42 empty] | https://www.lutron.com/TechnicalDocumentLibrary/DivaSatinColors.pdf | [7 empty] | Shelf Stock | [13 empty] | <a href="https://www.lutron.com/TechnicalDocumentLibrary/368-4493_Page_5.pdf" target="_blank">Tech Drawing</a> | [25 empty] | 39122206 | [6 empty] | <a href="https://www.lutron.com/Education-Training/Tools/Pages/InstallDimmer.aspx?syst=Dimmers+%26+Switches&prodn=Diva%c2%ae+dimmer+%26+switch" target="_blank">Product Video Clip</a> | [6 empty] | <a href="https://www.lutron.com/TechnicalDocumentLibrary/369-119_Wallbox_Warranty.pdf" target="_blank">Warranty Information</a> |  |  |  |  | 0.080 L | [14 empty] | 0 | 0 | 0 | 0 | Lighting Fixtures | 2017-09-21 10:24 | 2024-07-20 11:43 | 0000-00-00 00:00:00 | 2024-07-20 11:43 | 0000-00-00 00:00:00 | [6 empty] | White
4 | Lutron Electronics | DVFSQ-F-WH-CSA | 4460-8982 | 4460 | 8982 | Lutron Electronics | Ecom_DVFSQ-F-WH_nowallplate.jpeg | 27557706803 | DIVA QUIET FAN SPEED CSA WH | Lutron Diva 3-Speed 1.5A Fan Control, Single-Pole/3-Way, White |  | 2.3 | 4.5 |  | Ecom_DVFSQ-F-WH_nowallplate.jpeg | http://grandbrass.xologic.com/vendors/4460/large/Ecom_DVFSQ-F-WH_nowallplate.jpeg | [47 empty] | 0 | 0 | 0 | [6 empty] | 0 | 1 | 1 | EA | 1 | Fan Accessories |  |  | Control And Automation |  | Switches |  | Speed Switch | [20 empty] | Fan Wall Mount Controls | [242 empty] | <a href="https://www.lutron.com/TechnicalDocumentLibrary/0301990.pdf" target="_blank">Installation Instructions</a> | [23 empty] | 10.000 DW |  |  | 2.3000 IN | [89 empty] | 1.000 EA | 1.000 EA | [35 empty] | No | [42 empty] | https://www.lutron.com/TechnicalDocumentLibrary/DivaSatinColors.pdf | [7 empty] | Shelf Stock | [13 empty] | <a href="https://www.lutron.com/TechnicalDocumentLibrary/368-4493_Page_5.pdf" target="_blank">Tech Drawing</a> | [25 empty] | 39122240 | [13 empty] | <a href="https://www.lutron.com/TechnicalDocumentLibrary/369-119_Wallbox_Warranty.pdf" target="_blank">Warranty Information</a> |  |  |  |  | 0.300 L | [14 empty] | 0 | 0 | 0 | 0 | Electrical | 2017-09-21 10:24 | 2024-07-20 11:29 | 0000-00-00 00:00:00 | 2025-11-29 02:00 | 0000-00-00 00:00:00 | [6 empty] | White
1 | Lutron Electronics | S-1000-BR-CSA | 4460-8983 | 4460 | 8983 | Lutron Electronics | S-1000-BR-CSA.jpg | 27557707206 | SKYLARK INC DMR 1000W BR CSA | Skylark Slide-to-Off Dimmer, Incandescent/Halogen, Single-pole, 120V/1000W in brown, for Canada |  | 2.3 | 4.6 |  | S-1000-BR-CSA.jpg | http://grandbrass.xologic.com/vendors/4460/large/S-1000-BR-CSA.jpg | [47 empty] | 0 | 0 | 0 | [6 empty] | 0 | 1 | 1 | EA | 1 | Lighting Controls | [27 empty] | Dimmers | [242 empty] | <a href="https://www.lutron.com/TechnicalDocumentLibrary/0301370.pdf" target="_blank">Installation Instructions</a> | [23 empty] | 10.000 DW |  |  | 2.3000 IN | [89 empty] | 1.000 EA | 1.000 EA | [35 empty] | No | [42 empty] | https://www.lutron.com/technicaldocumentlibrary/spec%20guide%20volume%201%20with%20addendums.pdf#page=20 | [7 empty] | Shelf Stock | [13 empty] | <a href="https://www.lutron.com/TechnicalDocumentLibrary/368-4493_Page_2.pdf" target="_blank">Tech Drawing</a> | [25 empty] | 39122206 | [13 empty] | <a href="https://www.lutron.com/TechnicalDocumentLibrary/369-119_Wallbox_Warranty.pdf" target="_blank">Warranty Information</a> |  |  |  |  | 0.280 L | [14 empty] | 0 | 0 | 0 | 0 | Lighting Fixtures | 2017-09-21 10:24 | 2024-07-20 11:29 | 0000-00-00 00:00:00 | 2024-07-20 11:29 | 0000-00-00 00:00:00 | [6 empty] | Brown
1 | Lutron Electronics | SFSQ-LF-WH-CSA | 4460-8984 | 4460 | 8984 | Lutron Electronics | Ecom_SFSQ-LFH-WH_nowallplate.jpeg?w=1500 | 27557707978 | SKYLARK QUIET LIGHT/FAN SPD WH CSA | Skylark Fan-Speed Control, Single-pole, quiet 3-speed, 120V/360W light, 1.5A fan in white, for Canada |  | 2.3 | 4.6 | [50 empty] | 0 | 0 | 0 | [6 empty] | 0 | 1 | 1 | EA | 1 | Lighting Controls | [27 empty] | Lightswitches | [242 empty] | <a href="https://www.lutron.com/TechnicalDocumentLibrary/033203.pdf" target="_blank">Installation Instructions</a> | [23 empty] | 10.000 DW |  |  | 2.3000 IN | [89 empty] | 1.000 EA | 1.000 EA | [35 empty] | No | [42 empty] | https://www.lutron.com/technicaldocumentlibrary/spec%20guide%20volume%201%20with%20addendums.pdf#page=20 | [7 empty] | Shelf Stock | [13 empty] | <a href="https://www.lutron.com/TechnicalDocumentLibrary/368-4493_Page_31.pdf" target="_blank">Tech Drawing</a> | [25 empty] | 39122232 | [13 empty] | <a href="https://www.lutron.com/TechnicalDocumentLibrary/369-119_Wallbox_Warranty.pdf" target="_blank">Warranty Information</a> |  |  |  |  | 0.230 L | [14 empty] | 0 | 0 | 0 | 0 | Lighting Fixtures | 2017-09-21 10:24 | 2024-07-20 11:29 | 0000-00-00 00:00:00 | 2024-07-20 11:29 | 0000-00-00 00:00:00 | [6 empty] | White
1 | Lutron Electronics | MALV-600H-WH-CSA | 4460-8985 | 4460 | 8985 | Lutron Electronics | MALV-600H-WH-CSA.jpg | 27557752251 | MAESTRO LOW VOL 600W WH CLM CSA | Maestro Dimmer - Gloss Finish, Magnetic Low-Voltage, Multi-location/single-pole, 120V/600VA (450W) clamshell packaging in white, for Canada |  | 4.1 | 2.4 |  | MALV-600H-WH-CSA.jpg | http://grandbrass.xologic.com/vendors/4460/large/MALV-600H-WH-CSA.jpg | [47 empty] | 0 | 0 | 0 | [6 empty] | 0 | 1 | 1 | EA | 1 | Lighting Controls | [27 empty] | Dimmers | [242 empty] | <a href="https://www.lutron.com/TechnicalDocumentLibrary/0301940.pdf" target="_blank">Installation Instructions</a> | [23 empty] | 10.000 DW |  |  | 6.1000 IN | [89 empty] | 1.000 EA | 1.000 EA | [35 empty] | No | [42 empty] | https://www.lutron.com/TechnicalDocumentLibrary/Maestro.pdf | [7 empty] | Shelf Stock | [13 empty] | <a href="https://www.lutron.com/TechnicalDocumentLibrary/368-4493_Page_9.pdf" target="_blank">Tech Drawing</a> | [25 empty] | 39122206 | [6 empty] | <a href="https://www.lutron.com/Service-Support/Technical/InstallationInstructions/Pages/Videos.aspx?syst=Dimmers+%26+Switches&prodn=Maestro%c2%ae+dimmer+%26+switch" target="_blank">Product Video Clip</a> | [6 empty] | <a href="https://www.lutron.com/TechnicalDocumentLibrary/369-119_Wallbox_Warranty.pdf" target="_blank">Warranty Information</a> |  |  |  |  | 0.350 L | [14 empty] | 0 | 0 | 0 | 0 | Lighting Fixtures | 2017-09-21 10:24 | 2024-07-20 11:22 | 0000-00-00 00:00:00 | 2024-07-20 11:22 | 0000-00-00 00:00:00 | [6 empty] | White
4 | Lutron Electronics | CAR-15-HDTR-BR-C | 4460-8987 | 4460 | 8987 | Lutron Electronics | CAR-15-HDTR-BR-C.png | 27557779197 | CCLARO 15 A TR HALF DIM RECPT CSA BR | Claro, Gloss, Half dimming, tamper resistant receptacle, 15A/125V in brown, for Canada |  |  |  |  | CAR-15-HDTR-BR-C.png | http://grandbrass.xologic.com/vendors/4460/large/CAR-15-HDTR-BR-C.png | [47 empty] | 0 | 0 | 0 | [6 empty] | 0 | 1 | 1 | EA | 1 | Lighting Controls |  |  | Electrical Distribution Equipment |  | Receptacles |  | Electrical Receptacles | [20 empty] | Dimmers | [242 empty] | <a href="https://www.lutron.com/TechnicalDocumentLibrary/0301636.pdf" target="_blank">Installation Instructions</a> | [23 empty] | 2.000 DW | [92 empty] | 1.000 EA | 1.000 EA | [35 empty] | No | [42 empty] | https://www.lutron.com/TechnicalDocumentLibrary/369269_ENG.pdf | [7 empty] | Shelf Stock | [39 empty] | 39121406 | [13 empty] | <a href="https://www.lutron.com/TechnicalDocumentLibrary/369-119_Wallbox_Warranty.pdf" target="_blank">Warranty Information</a> |  |  |  |  | 0.500 L | [14 empty] | 0 | 0 | 0 | 0 | Electrical | 2017-09-21 10:24 | 2024-07-20 11:24 | 0000-00-00 00:00:00 | 2025-11-29 02:00 | 0000-00-00 00:00:00 | [6 empty] | Brown
4 | Lutron Electronics | CAR-20-DDTR-WH-C | 4460-8988 | 4460 | 8988 | Lutron Electronics | CAR-20-DDTR-WH.png | 27557779524 | CLARO 20A TPR RSIST DUAL DIM RCPT WH CSA | Claro, Gloss, Dual dimming, tamper resistant receptacle, 20A/125V in white, for Canada |  |  |  |  | CAR-20-DDTR-WH.png | http://grandbrass.xologic.com/vendors/4460/large/CAR-20-DDTR-WH.png | [47 empty] | 0 | 0 | 0 | [6 empty] | 0 | 1 | 1 | EA | 1 | Lighting Controls |  |  | Electrical Distribution Equipment |  | Receptacles |  | Electrical Receptacles | [20 empty] | Dimmers | [242 empty] | <a href="https://www.lutron.com/TechnicalDocumentLibrary/369269_ENG.pdf" target="_blank">Installation Instructions</a> | [23 empty] | 2.000 DW | [92 empty] | 1.000 EA | 1.000 EA | [35 empty] | No | [42 empty] | https://www.lutron.com/TechnicalDocumentLibrary/369269_ENG.pdf | [7 empty] | Shelf Stock | [39 empty] | 39121406 | [13 empty] | <a href="https://www.lutron.com/TechnicalDocumentLibrary/369-119_Wallbox_Warranty.pdf" target="_blank">Warranty Information</a> |  |  |  |  | 0.500 L | [14 empty] | 0 | 0 | 0 | 0 | Electrical | 2017-09-21 10:25 | 2024-07-20 11:23 | 0000-00-00 00:00:00 | 2025-11-29 02:00 | 0000-00-00 00:00:00 | [6 empty] | White
4 | Lutron Electronics | CAR-20-HDTR-WH-C | 4460-8989 | 4460 | 8989 | Lutron Electronics | CAR-20-HDTR-WH.png | 27557779739 | CLARO 20A TPR RSIST HALF DIM RCPT WH CSA | Claro, Gloss, Half dimming, tamper resistant receptacle, 20A/125V in white, for Canada |  |  |  |  | CAR-20-HDTR-WH.png | http://grandbrass.xologic.com/vendors/4460/large/CAR-20-HDTR-WH.png | [47 empty] | 0 | 0 | 0 | [6 empty] | 0 | 1 | 1 | EA | 1 | Lighting Controls |  |  | Electrical Distribution Equipment |  | Receptacles |  | Electrical Receptacles | [20 empty] | Dimmers | [242 empty] | <a href="https://www.lutron.com/TechnicalDocumentLibrary/369269_ENG.pdf" target="_blank">Installation Instructions</a> | [23 empty] | 10.000 DW | [92 empty] | 1.000 EA | 1.000 EA | [35 empty] | No | [42 empty] | https://www.lutron.com/TechnicalDocumentLibrary/369269_ENG.pdf | [7 empty] | Shelf Stock | [39 empty] | 39121406 | [13 empty] | <a href="https://www.lutron.com/TechnicalDocumentLibrary/369-119_Wallbox_Warranty.pdf" target="_blank">Warranty Information</a> |  |  |  |  | 0.500 L | [14 empty] | 0 | 0 | 0 | 0 | Electrical | 2017-09-21 10:25 | 2024-07-20 11:22 | 0000-00-00 00:00:00 | 2025-11-29 02:00 | 0000-00-00 00:00:00 | [6 empty] | White
4 | Lutron Electronics | NTR-15-HDTR-WH-C | 4460-8992 | 4460 | 8992 | Lutron Electronics | NTR-15-HDTR-WH.jpg | 27557780339 | NOVAT 15A TPR RSIST HALF DIM RCPT WH CSA | Architectural, half dimming, tamper resistant receptacle (Gloss), 15A/125V in white, for Canada |  | 5.25 | 4 |  | NTR-15-HDTR-WH.jpg | http://grandbrass.xologic.com/vendors/4460/large/NTR-15-HDTR-WH.jpg | [47 empty] | 0 | 0 | 0 | [6 empty] | 0 | 1 | 1 | EA | 1 | Lighting Controls |  |  | Electrical Distribution Equipment |  | Receptacles |  | Electrical Receptacles | [20 empty] | Dimmers | [242 empty] | <a href="https://www.lutron.com/TechnicalDocumentLibrary/0301636.pdf" target="_blank">Installation Instructions</a> | [23 empty] | 10.000 DW |  |  | 5.5000 IN | [89 empty] | 1.000 EA | 1.000 EA | [35 empty] | No | [42 empty] | https://www.lutron.com/TechnicalDocumentLibrary/369269_ENG.pdf | [7 empty] | Shelf Stock | [39 empty] | 39121406 | [13 empty] | <a href="https://www.lutron.com/TechnicalDocumentLibrary/369-119_Wallbox_Warranty.pdf" target="_blank">Warranty Information</a> |  |  |  |  | 0.500 L | [14 empty] | 0 | 0 | 0 | 0 | Electrical | 2017-09-21 10:25 | 2024-07-20 11:29 | 0000-00-00 00:00:00 | 2025-11-29 02:00 | 0000-00-00 00:00:00 | [6 empty] | White
4 | Lutron Electronics | SCR-15-HDTR-BI-C | 4460-8997 | 4460 | 8997 | Lutron Electronics | SCR-15-HDTR-BI-C.JPG | 27557781596 | SATIN 15A TPR RSIST HALF DIM RCPT BI CSA | Claro, Satin, half dimming, tamper resistant receptacle, 15A/125V in biscuit, for Canada |  | 2.3 | 4.5 |  | SCR-15-HDTR-BI-C.JPG | http://grandbrass.xologic.com/vendors/4460/large/SCR-15-HDTR-BI-C.JPG | [47 empty] | 0 | 0 | 0 | [6 empty] | 0 | 1 | 1 | EA | 1 | Lighting Controls |  |  | Electrical Distribution Equipment |  | Receptacles |  | Electrical Receptacles | [20 empty] | Dimmers | [242 empty] | <a href="https://www.lutron.com/TechnicalDocumentLibrary/0301636.pdf" target="_blank">Installation Instructions</a> | [23 empty] | 10.000 DW |  |  | 2.4000 IN | [89 empty] | 1.000 EA | 1.000 EA | [35 empty] | No | [42 empty] | https://www.lutron.com/TechnicalDocumentLibrary/369269_ENG.pdf | [7 empty] | Shelf Stock | [39 empty] | 39121406 | [13 empty] | <a href="https://www.lutron.com/TechnicalDocumentLibrary/369-119_Wallbox_Warranty.pdf" target="_blank">Warranty Information</a> |  |  |  |  | 0.250 L | [14 empty] | 0 | 0 | 0 | 0 | Electrical | 2017-09-21 10:25 | 2024-07-20 11:29 | 0000-00-00 00:00:00 | 2025-11-29 02:00 | 0000-00-00 00:00:00 | [6 empty] | Biscuit
4 | Lutron Electronics | SCR-15-HDTR-MN-C | 4460-8998 | 4460 | 8998 | Lutron Electronics | SCR-15-HDTR-MN-C.JPG | 27557781800 | SATIN 15A TPR RSIST HALF DIM RCPT MN CSA | Claro, Satin, half dimming, tamper resistant receptacle, 15A/125V in midnight, for Canada |  |  |  |  | SCR-15-HDTR-MN-C.JPG | http://grandbrass.xologic.com/vendors/4460/large/SCR-15-HDTR-MN-C.JPG | [47 empty] | 0 | 0 | 0 | [6 empty] | 0 | 1 | 1 | EA | 1 | Lighting Controls |  |  | Electrical Distribution Equipment |  | Receptacles |  | Electrical Receptacles | [20 empty] | Dimmers | [242 empty] | <a href="https://www.lutron.com/TechnicalDocumentLibrary/0301636.pdf" target="_blank">Installation Instructions</a> | [23 empty] | 10.000 DW | [92 empty] | 1.000 EA | 1.000 EA | [35 empty] | No | [42 empty] | https://www.lutron.com/TechnicalDocumentLibrary/369269_ENG.pdf | [7 empty] | Shelf Stock | [39 empty] | 39121406 | [13 empty] | <a href="https://www.lutron.com/TechnicalDocumentLibrary/369-119_Wallbox_Warranty.pdf" target="_blank">Warranty Information</a> |  |  |  |  | 0.500 L | [14 empty] | 0 | 0 | 0 | 0 | Electrical | 2017-09-21 10:25 | 2024-07-20 11:24 | 0000-00-00 00:00:00 | 2025-11-29 02:00 | 0000-00-00 00:00:00 | [6 empty] | Midnight
4 | Lutron Electronics | SCR-20-HDTR-PD-C | 4460-9004 | 4460 | 9004 | Lutron Electronics | SCR-20-HDTR-PD.JPG | 27557783095 | SATIN 20 A TAMPER RESIST - PALLADIUM | Claro, Satin, half dimming, tamper resistant receptacle, 20A/125V in palladium, for Canada |  |  |  |  | SCR-20-HDTR-PD.JPG | http://grandbrass.xologic.com/vendors/4460/large/SCR-20-HDTR-PD.JPG | [47 empty] | 0 | 0 | 0 | [6 empty] | 0 | 1 | 1 | EA | 1 | Lighting Controls |  |  | Electrical Distribution Equipment |  | Receptacles |  | Electrical Receptacles | [20 empty] | Dimmers | [242 empty] | <a href="https://www.lutron.com/TechnicalDocumentLibrary/0301636.pdf" target="_blank">Installation Instructions</a> | [23 empty] | 10.000 DW | [92 empty] | 1.000 EA | 1.000 EA | [35 empty] | No | [42 empty] | https://www.lutron.com/TechnicalDocumentLibrary/369269_ENG.pdf | [7 empty] | Shelf Stock | [39 empty] | 39121406 | [13 empty] | <a href="https://www.lutron.com/TechnicalDocumentLibrary/369-119_Wallbox_Warranty.pdf" target="_blank">Warranty Information</a> |  |  |  |  | 0.500 L | [14 empty] | 0 | 0 | 0 | 0 | Electrical | 2017-09-21 10:25 | 2024-07-20 11:22 | 0000-00-00 00:00:00 | 2025-11-29 02:00 | 0000-00-00 00:00:00 | [6 empty] | Palladium
4 | Lutron Electronics | SCR-20-HDTR-TP-C | 4460-9005 | 4460 | 9005 | Lutron Electronics | SCR-20-HDTR-TP.JPG | 27557783309 | SATIN 20 A TAMPER RESIST - TAUPE | Claro, Satin, half dimming, tamper resistant receptacle, 20A/125V in taupe, for Canada |  |  |  |  | SCR-20-HDTR-TP.JPG | http://grandbrass.xologic.com/vendors/4460/large/SCR-20-HDTR-TP.JPG | [47 empty] | 0 | 0 | 0 | [6 empty] | 0 | 1 | 1 | EA | 1 | Lighting Controls |  |  | Electrical Distribution Equipment |  | Receptacles |  | Electrical Receptacles | [20 empty] | Dimmers | [242 empty] | <a href="https://www.lutron.com/TechnicalDocumentLibrary/0301636.pdf" target="_blank">Installation Instructions</a> | [23 empty] | 10.000 DW | [92 empty] | 1.000 EA | 1.000 EA | [35 empty] | No | [42 empty] | https://www.lutron.com/TechnicalDocumentLibrary/369269_ENG.pdf | [7 empty] | Shelf Stock | [39 empty] | 39121406 | [13 empty] | <a href="https://www.lutron.com/TechnicalDocumentLibrary/369-119_Wallbox_Warranty.pdf" target="_blank">Warranty Information</a> |  |  |  |  | 0.500 L | [14 empty] | 0 | 0 | 0 | 0 | Electrical | 2017-09-21 10:25 | 2024-07-20 11:26 | 0000-00-00 00:00:00 | 2025-11-29 02:00 | 0000-00-00 00:00:00 | [6 empty] | Taupe
1 | Lutron Electronics | MSC-1000M-BI-CSA | 4460-9007 | 4460 | 9007 | Lutron Electronics | MSC-1000M-BI-CSA.jpg | 27557805506 | MAESTRO SC 1000W INC CSA BI | Maestro Dimmer - Satin Finish, Incandescent/Halogen, Multi-location/single-pole, 120V/1000W in biscuit, for Canada |  | 2.3 | 4.6 |  | MSC-1000M-BI-CSA.jpg | http://grandbrass.xologic.com/vendors/4460/large/MSC-1000M-BI-CSA.jpg | [47 empty] | 0 | 0 | 0 | [6 empty] | 0 | 1 | 1 | EA | 1 | Lighting Controls | [27 empty] | Dimmers | [242 empty] | <a href="https://www.lutron.com/TechnicalDocumentLibrary/0301940.pdf" target="_blank">Installation Instructions</a> | [23 empty] | 2.000 DW |  |  | 2.3000 IN | [89 empty] | 1.000 EA | 1.000 EA | [35 empty] | No | [42 empty] | https://www.lutron.com/TechnicalDocumentLibrary/maestrosatincolors.pdf | [7 empty] | Shelf Stock | [13 empty] | <a href="https://www.lutron.com/TechnicalDocumentLibrary/368-4493_Page_9.pdf" target="_blank">Tech Drawing</a> | [25 empty] | 39122206 | [6 empty] | <a href="https://www.lutron.com/Service-Support/Technical/InstallationInstructions/Pages/Videos.aspx?syst=Dimmers+%26+Switches&prodn=Maestro%c2%ae+dimmer+%26+switch" target="_blank">Product Video Clip</a> | [6 empty] | <a href="https://www.lutron.com/TechnicalDocumentLibrary/369-119_Wallbox_Warranty.pdf" target="_blank">Warranty Information</a> |  |  |  |  | 0.270 L | [14 empty] | 0 | 0 | 0 | 0 | Lighting Fixtures | 2017-09-21 10:25 | 2024-07-20 11:35 | 0000-00-00 00:00:00 | 2024-07-20 11:35 | 0000-00-00 00:00:00 | [6 empty] | Biscuit
1 | Lutron Electronics | MSC-1000M-SW-CSA | 4460-9008 | 4460 | 9008 | Lutron Electronics | MSC-1000M-SW-CSA.jpg | 27557805629 | MAESTRO SC 1000W INC CSA SW | Maestro Dimmer - Satin Finish, Incandescent/Halogen, Multi-location/single-pole, 120V/1000W in snow, for Canada |  | 2.3 | 4.6 |  | MSC-1000M-SW-CSA.jpg | http://grandbrass.xologic.com/vendors/4460/large/MSC-1000M-SW-CSA.jpg | [47 empty] | 0 | 0 | 0 | [6 empty] | 0 | 1 | 1 | EA | 1 | Lighting Controls | [27 empty] | Dimmers | [242 empty] | <a href="https://www.lutron.com/TechnicalDocumentLibrary/0301940.pdf" target="_blank">Installation Instructions</a> | [23 empty] | 2.000 DW |  |  | 2.3000 IN | [89 empty] | 1.000 EA | 1.000 EA | [35 empty] | No | [42 empty] | https://www.lutron.com/TechnicalDocumentLibrary/maestrosatincolors.pdf | [7 empty] | Shelf Stock | [13 empty] | <a href="https://www.lutron.com/TechnicalDocumentLibrary/368-4493_Page_9.pdf" target="_blank">Tech Drawing</a> | [25 empty] | 39122206 | [6 empty] | <a href="https://www.lutron.com/Service-Support/Technical/InstallationInstructions/Pages/Videos.aspx?syst=Dimmers+%26+Switches&prodn=Maestro%c2%ae+dimmer+%26+switch" target="_blank">Product Video Clip</a> | [6 empty] | <a href="https://www.lutron.com/TechnicalDocumentLibrary/369-119_Wallbox_Warranty.pdf" target="_blank">Warranty Information</a> |  |  |  |  | 0.270 L | [14 empty] | 0 | 0 | 0 | 0 | Lighting Fixtures | 2017-09-21 10:25 | 2024-07-20 11:29 | 0000-00-00 00:00:00 | 2024-07-20 11:29 | 0000-00-00 00:00:00 | [6 empty] | Snow
1 | Lutron Electronics | MSCLV-1000M-HT-C | 4460-9011 | 4460 | 9011 | Lutron Electronics | MSCLV-1000M-HT-C.jpg | 27557806145 | MAESTRO SC 1000W LV CSA HOT | Maestro Dimmer - Satin Finish, Magnetic Low-Voltage, Multi-location/single-pole, 120V/1000VA (800W) in hot, for Canada |  | 2.3 | 4.6 |  | MSCLV-1000M-HT-C.jpg | http://grandbrass.xologic.com/vendors/4460/large/MSCLV-1000M-HT-C.jpg | [47 empty] | 0 | 0 | 0 | [6 empty] | 0 | 1 | 1 | EA | 1 | Lighting Controls | [27 empty] | Dimmers | [242 empty] | <a href="https://www.lutron.com/TechnicalDocumentLibrary/0301940.pdf" target="_blank">Installation Instructions</a> | [23 empty] | 10.000 DW |  |  | 2.3000 IN | [89 empty] | 1.000 EA | 1.000 EA | [35 empty] | No | [42 empty] | https://www.lutron.com/TechnicalDocumentLibrary/maestrosatincolors.pdf | [7 empty] | Shelf Stock | [13 empty] | <a href="https://www.lutron.com/TechnicalDocumentLibrary/368-4493_Page_9.pdf" target="_blank">Tech Drawing</a> | [25 empty] | 39122206 | [6 empty] | <a href="https://www.lutron.com/Service-Support/Technical/InstallationInstructions/Pages/Videos.aspx?syst=Dimmers+%26+Switches&prodn=Maestro%c2%ae+dimmer+%26+switch" target="_blank">Product Video Clip</a> | [6 empty] | <a href="https://www.lutron.com/TechnicalDocumentLibrary/369-119_Wallbox_Warranty.pdf" target="_blank">Warranty Information</a> |  |  |  |  | 0.280 L | [14 empty] | 0 | 0 | 0 | 0 | Lighting Fixtures | 2017-09-21 10:25 | 2024-07-20 11:25 | 0000-00-00 00:00:00 | 2024-07-20 11:25 | 0000-00-00 00:00:00
1 | Lutron Electronics | AYCL-153PH-BR-C | 4460-9012 | 4460 | 9012 | Lutron Electronics | Ecom_AYCL-153P-BR_NoWallplate-1-.jpeg | 27557826143 | ARIADNI CFL/LED DIMMER BROWN CLAM CSA | Ariadni LED+ Dimmer, LED, Incandescent/Halogen, 3-way/single-pole, 150W LED or 600W inc/hal clamshell packaging in brown, for Canada |  | 3.92 | 5.82 |  | Ecom_AYCL-153P-BR_NoWallplate-1-.jpeg | http://grandbrass.xologic.com/vendors/4460/large/Ecom_AYCL-153P-BR_NoWallplate-1-.jpeg | [47 empty] | 0 | 0 | 0 | [6 empty] | 0 | 1 | 1 | EA | 1 | Lighting Controls | [27 empty] | Dimmers | [242 empty] | <a href="https://www.lutron.com/TechnicalDocumentLibrary/0301870.pdf" target="_blank">Installation Instructions</a> | [23 empty] | 5.000 DW |  |  | 1.6200 IN | [89 empty] | 1.000 EA | 1.000 EA | [35 empty] | No | [42 empty] | https://www.lutron.com/TechnicalDocumentLibrary/369686.pdf | [7 empty] | Shelf Stock | [13 empty] | <a href="https://www.lutron.com/TechnicalDocumentLibrary/368-4493_Page_7.pdf" target="_blank">Tech Drawing</a> | [25 empty] | 39122206 | [13 empty] | <a href="https://www.lutron.com/TechnicalDocumentLibrary/369-119_Wallbox_Warranty.pdf" target="_blank">Warranty Information</a> |  |  |  |  | 0.250 L | [14 empty] | 0 | 0 | 0 | 0 | Lighting Fixtures | 2017-09-21 10:25 | 2024-07-20 11:29 | 0000-00-00 00:00:00 | 2024-07-20 11:29 | 0000-00-00 00:00:00 | [6 empty] | Brown
1 | Lutron Electronics | MS-OPS5MH-IV-C | 4460-9014 | 4460 | 9014 | Lutron Electronics | Ecom_MS-OPS5M-IV_nowallplate.jpeg?w=1500 | 27557983945 | MAESTRO PIR OCC 5A SWITCH IV CLAM CSA | Maestro Occupancy-Sensing Switch, Multi-location/single-pole, 120V/5A, clamshell packaging in ivory, for Canada |  | 2.16 | 5.94 | [50 empty] | 0 | 0 | 0 | [6 empty] | 0 | 1 | 1 | EA | 1 | Lighting Controls | [27 empty] | Other Lighting Controls | [242 empty] | <a href="https://www.lutron.com/TechnicalDocumentLibrary/0301647.pdf" target="_blank">Installation Instructions</a> | [23 empty] | 10.000 DW |  |  | 3.9380 IN | [89 empty] | 1.000 EA | 1.000 EA | [35 empty] | No | [42 empty] | https://www.lutron.com/TechnicalDocumentLibrary/369666.pdf | [7 empty] | Shelf Stock | [13 empty] | <a href="https://www.lutron.com/TechnicalDocumentLibrary/368-4493_Page_14.pdf" target="_blank">Tech Drawing</a> | [25 empty] | 39122236 | [6 empty] | <a href="https://lutron.widen.net/content/ljl01nfr11/mp4/In-wall-sensors_2021.mp4?w=2048" target="_blank">Product Video Clip</a> | [6 empty] | <a href="https://www.lutron.com/TechnicalDocumentLibrary/Sensor_Warranty.pdf" target="_blank">Warranty Information</a> |  |  |  |  | 0.200 L | [14 empty] | 0 | 0 | 0 | 0 | Lighting Fixtures | 2017-09-21 10:25 | 2024-07-20 11:27 | 0000-00-00 00:00:00 | 2024-07-20 11:27 | 0000-00-00 00:00:00 | [6 empty] | Ivory
1 | Lutron Electronics | SCL-153PH-WH-C | 4460-9015 | 4460 | 9015 | Lutron Electronics | Ecom_SCL-153PH-WH_withpackaging.jpeg?w=1500 | 784276009003 | SKYLARK CFL/LED DIMMER WHITE CLAM CSA | Skylark LED+ Dimmer for LED, halogen, and incandescent dimmable bulbs, clamshell packaging in white, for Canada |  | 4.1 | 3 | [50 empty] | 0 | 0 | 0 | [6 empty] | 0 | 1 | 1 | EA | 1 | Lighting Controls | [27 empty] | Dimmers | [242 empty] | <a href="https://www.lutron.com/TechnicalDocumentLibrary/0301882.pdf" target="_blank">Installation Instructions</a> | [23 empty] | 10.000 DW |  |  | 6.2000 IN | [89 empty] | 1.000 EA | 1.000 EA | [35 empty] | No | [42 empty] | https://www.lutron.com/TechnicalDocumentLibrary/369684.pdf | [7 empty] | Shelf Stock | [13 empty] | <a href="https://www.lutron.com/TechnicalDocumentLibrary/368-4493_Page_5.pdf" target="_blank">Tech Drawing</a> | [25 empty] | 39122206 | [6 empty] | <a href="https://lutron.widen.net/content/stbdslloil/MP4/LED+-Dimmer-with-Wire-Leads-Installation_English.MP4?w=2048" target="_blank">Product Video Clip</a> | [6 empty] | <a href="https://www.lutron.com/TechnicalDocumentLibrary/369-119_Wallbox_Warranty.pdf" target="_blank">Warranty Information</a> |  |  |  |  | 0.300 L | [14 empty] | 0 | 0 | 0 | 0 | Lighting Fixtures | 2017-09-21 10:25 | 2024-07-20 11:24 | 0000-00-00 00:00:00 | 2024-07-20 11:24 | 0000-00-00 00:00:00 | [6 empty] | White
1 | Lutron Electronics | MACL-153MRHW-LAC | 4460-9016 | 4460 | 9016 | Lutron Electronics | Ecom_MACL-153MLRHW-LA_WithWallplate2.jpeg | 784276010641 | MAESTRO LED+ REMOTE KIT LT AL WP CSA | Maestro LED+ Remote Kit, With Light Almond Wallplate, for Canada |  | 7.5 | 2.5 |  | Ecom_MACL-153MLRHW-LA_WithWallplate2.jpeg | http://grandbrass.xologic.com/vendors/4460/large/Ecom_MACL-153MLRHW-LA_WithWallplate2.jpeg | [47 empty] | 0 | 0 | 0 | [6 empty] | 0 | 1 | 1 | EA | 1 | Lighting Controls | [27 empty] | Dimmers | [242 empty] | <a href="https://www.lutron.com/TechnicalDocumentLibrary/0301629b.pdf" target="_blank">Installation Instructions</a> | [23 empty] | 2.000 DW |  |  | 10.1000 IN | [89 empty] | 1.000 EA | 1.000 EA | [35 empty] | No | [42 empty] | https://www.lutron.com/TechnicalDocumentLibrary/369613a_SPA.pdf | [7 empty] | Shelf Stock | [13 empty] | <a href="https://www.lutron.com/TechnicalDocumentLibrary/368-4493_Page_9.pdf" target="_blank">Tech Drawing</a> | [25 empty] | 39122206 | [13 empty] | <a href="https://www.lutron.com/TechnicalDocumentLibrary/369-119_Wallbox_Warranty.pdf" target="_blank">Warranty Information</a> |  |  |  |  | 0.800 L | [14 empty] | 0 | 0 | 0 | 0 | Lighting Fixtures | 2017-09-21 10:25 | 2024-07-20 11:27 | 0000-00-00 00:00:00 | 2024-07-20 11:27 | 0000-00-00 00:00:00
1 | Lutron Electronics | PD-6WCL-LA-C | 4460-9017 | 4460 | 9017 | Lutron Electronics | Ecom_PD-6WCL-LA_nowallplate.jpeg | 784276072236 | CASETA SMART DIMMER SWITCH LT AL CANADA | Lutron Caseta Wireless Smart Lighting Dimmer Switch, 120V, 150 W LED, Light Almond |  | 3.38 | 5.5 |  | Ecom_PD-6WCL-LA_nowallplate.jpeg | http://grandbrass.xologic.com/vendors/4460/large/Ecom_PD-6WCL-LA_nowallplate.jpeg | [47 empty] | 0 | 0 | 0 | [6 empty] | 0 | 1 | 1 | EA | 1 | Lighting Controls | [27 empty] | Dimmers | [242 empty] | <a href="https://www.lutron.com/TechnicalDocumentLibrary/QuickStartCasetaInWallDimmerENGSPA.pdf" target="_blank">Installation Instructions</a> | [23 empty] | 25.000 DW |  |  | 2.0000 IN | [89 empty] | 1.000 EA | 1.000 EA | [35 empty] | No | [42 empty] | https://www.lutron.com/TechnicalDocumentLibrary/369987_SPA.pdf | [7 empty] | Shelf Stock | [13 empty] | <a href="https://www.lutron.com/TechnicalDocumentLibrary/368-4493_Page_2.pdf" target="_blank">Tech Drawing</a> | [25 empty] | 39122206 | [6 empty] | <a href="https://lutron.widen.net/content/twinpx9ws6/mp4/Caseta-Hub-Story.mp4" target="_blank">Product Video Clip</a> | [6 empty] | <a href="https://www.lutron.com/TechnicalDocumentLibrary/369-119_Wallbox_Warranty.pdf" target="_blank">Warranty Information</a> |  |  |  |  | 0.250 L | [14 empty] | 0 | 0 | 0 | 0 | Lighting Fixtures | 2017-09-21 10:25 | 2024-07-20 11:27 | 0000-00-00 00:00:00 | 2024-07-20 11:27 | 0000-00-00 00:00:00
1 | Lutron Electronics | P-BDGPRO-PKG1W-C | 4460-9018 | 4460 | 9018 | Lutron Electronics | P-BDGPRO-PKG1W.jpg | 784276164610 | PRO BRIDGE KIT 1 WALL CSA | Caseta Wireless starter kit. Includes all necessary components to setup a single room for dimming. Kit contains 1 In-wall dimmer with faceplate, 1 Smart Bridge Pro, and 1 Pico remote control, for Canada |  | 2.5 | 9.19 |  | P-BDGPRO-PKG1W.jpg | http://grandbrass.xologic.com/vendors/4460/large/P-BDGPRO-PKG1W.jpg | [47 empty] | 0 | 0 | 0 | [6 empty] | 0 | 1 | 1 | EA | 1 | Lighting Controls | [27 empty] | Dimmers | [242 empty] | <a href="https://www.lutron.com/TechnicalDocumentLibrary/Quick%20Start%20Guide%20-%20Caseta%20Smart%20Bridge%20Pro.pdf" target="_blank">Installation Instructions</a> | [23 empty] | 2.000 DW |  |  | 7.0000 IN | [89 empty] | 1.000 EA | 1.000 EA | [35 empty] | No | [42 empty] | https://www.lutron.com/TechnicalDocumentLibrary/369987_FRE.pdf | [7 empty] | Shelf Stock | [39 empty] | 39122206 | [13 empty] | <a href="https://www.lutron.com/TechnicalDocumentLibrary/369-119_Wallbox_Warranty.pdf" target="_blank">Warranty Information</a> |  |  |  |  | 0.950 L | [14 empty] | 0 | 0 | 0 | 0 | Lighting Fixtures | 2017-09-21 10:25 | 2024-07-20 11:29 | 0000-00-00 00:00:00 | 2024-07-20 11:29 | 0000-00-00 00:00:00
1 | Lutron Electronics | DVRP-253P-IV | 4460-9019 | 4460 | 9019 | Lutron Electronics | DVRP-253P-IV.jpg | 784276221672 | DIVA 250W LED 500W ELV IN IVORY | Diva Reverse-phase Dimmer - Gloss Finish, CFL/LED (Screw-based), Incandescent/Halogen, Electronic Low-voltage, 3-way/single-pole, 250W CFL/LED or 500W inc/hal/ELV in ivory |  | 2.25 | 4.5 |  | DVRP-253P-IV.jpg | http://grandbrass.xologic.com/vendors/4460/large/DVRP-253P-IV.jpg | [47 empty] | 0 | 0 | 0 | [6 empty] | 0 | 1 | 1 | EA | 1 | Lighting Controls | [27 empty] | Dimmers | [266 empty] | 10.000 DW |  |  | 2.2500 IN | [89 empty] | 1.000 EA | 1.000 EA | [35 empty] | No | [42 empty] | https://www.lutron.com/TechnicalDocumentLibrary/3691041.pdf | [7 empty] | Shelf Stock | [13 empty] | <a href="https://www.lutron.com/TechnicalDocumentLibrary/368-4493_Page_39.pdf" target="_blank">Tech Drawing</a> | [25 empty] | 39122206 | [13 empty] | <a href="https://www.lutron.com/TechnicalDocumentLibrary/369-119_Wallbox_Warranty.pdf" target="_blank">Warranty Information</a> |  |  |  |  | 0.270 L | [14 empty] | 0 | 0 | 0 | 0 | Lighting Fixtures | 2017-09-21 10:25 | 2024-07-20 11:18 | 0000-00-00 00:00:00 | 2024-07-20 11:18 | 0000-00-00 00:00:00 | [6 empty] | Ivory
4 | Lutron Electronics | L-BDG2-WH-C | 4460-9020 | 4460 | 9020 | Lutron Electronics | L-BDG2-WH-C.jpg | 784276102261 | CasÃ©ta Wireless Smart Bridge - Canada | Lutron Smart Bridge with HomeKit technology, allows control of lights and shades via the Lutron app or Siri, for Canada |  | 2.2 | 6.1 |  | L-BDG2-WH-C.jpg | http://grandbrass.xologic.com/vendors/4460/large/L-BDG2-WH-C.jpg | [47 empty] | 0 | 0 | 0 | [6 empty] | 0 | 1 | 1 | EA | 1 | Specialty Items |  |  | Control And Automation |  | Programmable Control |  | Programmable Logic Controller Accessories | [20 empty] | Other Specialty Items | [242 empty] | <a href="https://www.lutron.com/TechnicalDocumentLibrary/Quick%20Start%20Guide%20-%20Caseta%20Smart%20Bridge%20Pro.pdf" target="_blank">Installation Instructions</a> | [23 empty] | 10.000 DW |  |  | 6.1000 IN | [89 empty] | 1.000 EA | 1.000 EA | [35 empty] | No | [42 empty] | https://www.lutron.com/TechnicalDocumentLibrary/369816_Smart_Bridge_Pro_Spec.pdf | [7 empty] | Shelf Stock | [39 empty] | 32151703 | [13 empty] | <a href="https://www.lutron.com/TechnicalDocumentLibrary/369-119_Wallbox_Warranty.pdf" target="_blank">Warranty Information</a> |  |  |  |  | 0.550 L | [14 empty] | 0 | 0 | 0 | 0 | Electrical | 2017-09-21 10:26 | 2024-07-20 11:26 | 0000-00-00 00:00:00 | 2025-11-29 02:00 | 0000-00-00 00:00:00 | [6 empty] | White
1 | Lutron Electronics | CTCL-150H-IV | 4460-9021 | 4460 | 9021 | Lutron Electronics | CTCL-150H-IV.jpg | 784276228879 | CONTOUR 150W STO CLAM IN IVORY | Skylark Contour slide-to-off Dimmer, CFL/LED (screw-base), Incandescent/Halogen, single-pole, 150W CFL/LED or 600W inc/hal in ivory, clamshell packaging |  | 4 | 6 |  | CTCL-150H-IV.jpg | http://grandbrass.xologic.com/vendors/4460/large/CTCL-150H-IV.jpg | [47 empty] | 0 | 0 | 0 | [6 empty] | 0 | 1 | 1 | EA | 1 | Lighting Controls | [27 empty] | Dimmers | [49 empty] | <a href="https://www.lutron.com/TechnicalDocumentLibrary/Skylark_Contour_slide_to_off_LED+dimmer_sell_sheet.pdf" target="_blank">Manufacturer Brochure</a> | [192 empty] | <a href="https://www.lutron.com/TechnicalDocumentLibrary/0301882.pdf" target="_blank">Installation Instructions</a> | [23 empty] | 10.000 DW |  |  | 2.0000 IN | [89 empty] | 1.000 EA | 1.000 EA | [35 empty] | No | [42 empty] | https://www.lutron.com/TechnicalDocumentLibrary/3691051_Spec.pdf | [7 empty] | Shelf Stock | [13 empty] | <a href="https://www.lutron.com/TechnicalDocumentLibrary/368-4493_Page_2.pdf" target="_blank">Tech Drawing</a> | [25 empty] | 39122206 | [13 empty] | <a href="https://www.lutron.com/TechnicalDocumentLibrary/369-119_Wallbox_Warranty.pdf" target="_blank">Warranty Information</a> |  |  |  |  | 1.000 L | [14 empty] | 0 | 0 | 0 | 0 | Lighting Fixtures | 2017-09-21 10:26 | 2024-07-20 11:35 | 0000-00-00 00:00:00 | 2024-07-20 11:35 | 0000-00-00 00:00:00 | [6 empty] | Ivory
1 | Lutron Electronics | DVRP-253P-GR | 4460-9022 | 4460 | 9022 | Lutron Electronics | DVRP-253P-GR.jpg | 784276221719 | DIVA 250W LED 500W ELV IN GRAY | Diva Reverse-phase Dimmer - Gloss Finish, CFL/LED (Screw-based), Incandescent/Halogen, Electronic Low-voltage, 3-way/single-pole, 250W CFL/LED or 500W inc/hal/ELV in gray |  | 2.25 | 4.5 |  | DVRP-253P-GR.jpg | http://grandbrass.xologic.com/vendors/4460/large/DVRP-253P-GR.jpg | [47 empty] | 0 | 0 | 0 | [6 empty] | 0 | 1 | 1 | EA | 1 | Lighting Controls | [27 empty] | Dimmers | [266 empty] | 10.000 DW |  |  | 2.2500 IN | [89 empty] | 1.000 EA | 1.000 EA | [35 empty] | No | [42 empty] | https://www.lutron.com/TechnicalDocumentLibrary/3691041.pdf | [7 empty] | Shelf Stock | [13 empty] | <a href="https://www.lutron.com/TechnicalDocumentLibrary/368-4493_Page_39.pdf" target="_blank">Tech Drawing</a> | [25 empty] | 39122206 | [13 empty] | <a href="https://www.lutron.com/TechnicalDocumentLibrary/369-119_Wallbox_Warranty.pdf" target="_blank">Warranty Information</a> |  |  |  |  | 0.270 L | [14 empty] | 0 | 0 | 0 | 0 | Lighting Fixtures | 2017-09-21 10:26 | 2024-07-20 11:34 | 0000-00-00 00:00:00 | 2024-07-20 11:34 | 0000-00-00 00:00:00 | [6 empty] | Gray
1 | Lutron Electronics | NTRP-250-GR | 4460-9024 | 4460 | 9024 | Lutron Electronics | NTRP-250-GR.jpg | 784276227230 | NOVA T250W LED 300W ELV GRAY | Nova T Reverse-phase, slide-to-off Dimmer, CFL/LED (screw-base), Incandescent/Halogen, electronic low-voltage, single-pole, 250W CFL/LED or 600W inc/hal/elv in gray |  | 5.4 | 3 |  | NTRP-250-GR.jpg | http://grandbrass.xologic.com/vendors/4460/large/NTRP-250-GR.jpg | [47 empty] | 0 | 0 | 0 | [6 empty] | 0 | 1 | 1 | EA | 1 | Lighting Controls | [27 empty] | Dimmers | [242 empty] | <a href="https://www.lutron.com/TechnicalDocumentLibrary/0301841.pdf" target="_blank">Installation Instructions</a> | [23 empty] | 2.000 DW |  |  | 4.1000 IN | [89 empty] | 1.000 EA | 1.000 EA | [35 empty] | No | [42 empty] | https://www.lutron.com/TechnicalDocumentLibrary/NovaTB.pdf | [7 empty] | Shelf Stock | [13 empty] | <a href="https://www.lutron.com/TechnicalDocumentLibrary/368-4493_Page_41.pdf" target="_blank">Tech Drawing</a> | [25 empty] | 39122206 | [13 empty] | <a href="https://www.lutron.com/TechnicalDocumentLibrary/369-119_Wallbox_Warranty.pdf" target="_blank">Warranty Information</a> |  |  |  |  | 0.460 L | [14 empty] | 0 | 0 | 0 | 0 | Lighting Fixtures | 2017-09-21 10:26 | 2024-07-20 11:26 | 0000-00-00 00:00:00 | 2024-07-20 11:26 | 0000-00-00 00:00:00 | [6 empty] | Gray
1 | Lutron Electronics | CTRP-253P-LA | 4460-9026 | 4460 | 9026 | Lutron Electronics | CTRP-253P-LA.jpg | 784276226431 | SKYLARK CONTOUR 250W LED IN LIGHT ALMOND | Skylark Contour Reverse-phase Dimmer with on/off switch, CFL/LED (Screw-based), Incandescent/Halogen, Electronic Low-voltage, 3-way/single-pole, 250W CFL/LED or 500W inc/hal/ELV in light almond |  | 2.25 | 4.5 |  | CTRP-253P-LA.jpg | http://grandbrass.xologic.com/vendors/4460/large/CTRP-253P-LA.jpg | [47 empty] | 0 | 0 | 0 | [6 empty] | 0 | 1 | 1 | EA | 1 | Lighting Controls | [27 empty] | Dimmers | [266 empty] | 2.000 DW |  |  | 2.2500 IN | [89 empty] | 1.000 EA | 1.000 EA | [35 empty] | No | [42 empty] | https://www.lutron.com/TechnicalDocumentLibrary/3691037.pdf | [7 empty] | Shelf Stock | [13 empty] | <a href="https://www.lutron.com/TechnicalDocumentLibrary/368-4493_Page_39.pdf" target="_blank">Tech Drawing</a> | [25 empty] | 39122206 | [13 empty] | <a href="https://www.lutron.com/TechnicalDocumentLibrary/369-119_Wallbox_Warranty.pdf" target="_blank">Warranty Information</a> |  |  |  |  | 0.380 L | [14 empty] | 0 | 0 | 0 | 0 | Lighting Fixtures | 2017-09-21 10:26 | 2024-07-20 11:26 | 0000-00-00 00:00:00 | 2024-07-20 11:26 | 0000-00-00 00:00:00
1 | Lutron Electronics | DVSCRP-253P-BI | 4460-9028 | 4460 | 9028 | Lutron Electronics | DVSCRP-253P-BI.jpg | 784276221511 | DIVA 250W LED 500W ELV IN BISCUIT | Diva Reverse-phase Dimmer - Satin Finish, CFL/LED (Screw-based), Incandescent/Halogen, Electronic Low-voltage, 3-way/single-pole, 250W CFL/LED or 500W inc/hal/ELV in biscuit |  | 2.3 | 4.5 |  | DVSCRP-253P-BI.jpg | http://grandbrass.xologic.com/vendors/4460/large/DVSCRP-253P-BI.jpg | [47 empty] | 0 | 0 | 0 | [6 empty] | 0 | 1 | 1 | EA | 1 | Lighting Controls | [27 empty] | Dimmers | [266 empty] | 10.000 DW |  |  | 2.3000 IN | [89 empty] | 1.000 EA | 1.000 EA | [35 empty] | No | [42 empty] | https://www.lutron.com/TechnicalDocumentLibrary/3691041.pdf | [7 empty] | Shelf Stock | [13 empty] | <a href="https://www.lutron.com/TechnicalDocumentLibrary/368-4493_Page_39.pdf" target="_blank">Tech Drawing</a> | [25 empty] | 39122206 | [13 empty] | <a href="https://www.lutron.com/TechnicalDocumentLibrary/369-119_Wallbox_Warranty.pdf" target="_blank">Warranty Information</a> |  |  |  |  | 0.270 L | [14 empty] | 0 | 0 | 0 | 0 | Lighting Fixtures | 2017-09-21 10:26 | 2024-07-20 11:22 | 0000-00-00 00:00:00 | 2024-07-20 11:22 | 0000-00-00 00:00:00 | [6 empty] | Biscuit
4 | Lutron Electronics | CTFSQ-FH-BL-C | 4460-9031 | 4460 | 9031 | Lutron Electronics | Ecom_CTFSQ-F-BL_nowallplate.jpeg?w=1500 | 27557830386 | CT 1.5A QUIET FAN SPEED 3-WAY CLM CSA BL | Skylark Contour Fan Control, Incandescent/Halogen, Single-pole, quiet 3-speed, 120V/1.5A, clamshell packaging in black for Canada |  | 4.2 | 6 | [50 empty] | 0 | 0 | 0 | [6 empty] | 0 | 1 | 1 | EA | 1 |  |  |  | Control And Automation |  | Switches |  | Speed Switch | [263 empty] | <a href="https://www.lutron.com/TechnicalDocumentLibrary/0301990.pdf" target="_blank">Installation Instructions</a> | [23 empty] | 10.000 DW |  |  | 2.6000 IN | [89 empty] | 1.000 EA | 1.000 EA | [35 empty] | No | [42 empty] | https://www.lutron.com/TechnicalDocumentLibrary/369447.pdf | [7 empty] | Shelf Stock | [13 empty] | <a href="https://www.lutron.com/TechnicalDocumentLibrary/368-4493_Page_5.pdf" target="_blank">Tech Drawing</a> | [25 empty] | 39122240 | [13 empty] | <a href="https://www.lutron.com/TechnicalDocumentLibrary/369-119_Wallbox_Warranty.pdf" target="_blank">Warranty Information</a> |  |  |  |  | 0.250 L | [14 empty] | 0 | 0 | 0 | 0 | Electrical | 2017-09-21 10:26 | 2024-07-20 11:24 | 0000-00-00 00:00:00 | 2024-07-20 11:24 | 0000-00-00 00:00:00 | [6 empty] | Black
1 | Lutron Electronics | MRF2S-6ND-120-WH | 4460-9033 | 4460 | 9033 | Lutron Electronics | MRF2S-6ND-120-WH.jpg | 784276149563 | MRF2 600W NEUTRAL WIRE WHITE, VIVE ENBLD | Maestro Wireless Dimmer, Incandescent/Halogen, Magnetic Low-Voltage, Specification grade, multi-location/single-pole, 120V/600W/VA in white, Vive enabled |  | 2.25 | 4.5 |  | MRF2S-6ND-120-WH.jpg | http://grandbrass.xologic.com/vendors/4460/large/MRF2S-6ND-120-WH.jpg | [47 empty] | 0 | 0 | 0 | [6 empty] | 0 | 1 | 1 | EA | 1 | Lighting Controls | [27 empty] | Dimmers | [242 empty] | <a href="https://www.lutron.com/TechnicalDocumentLibrary/0301896.pdf" target="_blank">Installation Instructions</a> | [23 empty] | 10.000 DW |  |  | 2.2500 IN | [89 empty] | 1.000 EA | 1.000 EA | [35 empty] | No | [42 empty] | https://www.lutron.com/TechnicalDocumentLibrary/369904_SPA.pdf | [7 empty] | Shelf Stock | [13 empty] | <a href="https://www.lutron.com/TechnicalDocumentLibrary/368-4493_Page_18.pdf" target="_blank">Tech Drawing</a> | [25 empty] | 39122206 | [13 empty] | <a href="https://www.lutron.com/TechnicalDocumentLibrary/369-119_Wallbox_Warranty.pdf" target="_blank">Warranty Information</a> |  |  |  |  | 0.250 L | [14 empty] | 0 | 0 | 0 | 0 | Lighting Fixtures | 2017-09-21 10:26 | 2024-07-20 11:35 | 0000-00-00 00:00:00 | 2024-07-20 11:35 | 0000-00-00 00:00:00 | [6 empty] | White
1 | Lutron Electronics | MRF2S-6ANS-HT | 4460-9035 | 4460 | 9035 | Lutron Electronics | MRF2S-6ANS-HT.jpg | 784276163989 | MRF-FM-6A SWITCH 120V HOT, VIVE ENBLD | Maestro Wireless Switch, Incandescent/Halogen, Magnetic Low-Voltage, Electronic Low-Voltage, Non-Dim Fluorescent, Multi-location/single-pole, 120V/6A light or 3A fan in hot,Vive enabled |  | 2.3 | 4.5 |  | MRF2S-6ANS-HT.jpg | http://grandbrass.xologic.com/vendors/4460/large/MRF2S-6ANS-HT.jpg | [47 empty] | 0 | 0 | 0 | [6 empty] | 0 | 1 | 1 | EA | 1 | Lighting Controls | [27 empty] | Lightswitches | [242 empty] | <a href="https://www.lutron.com/TechnicalDocumentLibrary/0301819.pdf" target="_blank">Installation Instructions</a> | [23 empty] | 15.000 DW |  |  | 2.3000 IN | [89 empty] | 1.000 EA | 1.000 EA | [35 empty] | No | [42 empty] | https://www.lutron.com/TechnicalDocumentLibrary/369904_SPA.pdf | [7 empty] | Shelf Stock | [13 empty] | <a href="https://www.lutron.com/TechnicalDocumentLibrary/368-4493_Page_18.pdf" target="_blank">Tech Drawing</a> | [25 empty] | 39122216 | [13 empty] | <a href="https://www.lutron.com/TechnicalDocumentLibrary/369-119_Wallbox_Warranty.pdf" target="_blank">Warranty Information</a> |  |  |  |  | 0.290 L | [14 empty] | 0 | 0 | 0 | 0 | Lighting Fixtures | 2017-09-21 10:26 | 2024-07-20 11:24 | 0000-00-00 00:00:00 | 2024-07-20 11:24 | 0000-00-00 00:00:00
1 | Lutron Electronics | MRF2S-6ANS-SW | 4460-9036 | 4460 | 9036 | Lutron Electronics | MRF2S-6ANS-SW.jpg | 784276164054 | MRF-FM-6A SWITCH 120V SNOW, VIVE ENBLD | Maestro Wireless Switch, Incandescent/Halogen, Magnetic Low-Voltage, Electronic Low-Voltage, Non-Dim Fluorescent, Multi-location/single-pole, 120V/6A light or 3A fan in snow,Vive enabled |  | 2.3 | 4.5 |  | MRF2S-6ANS-SW.jpg | http://grandbrass.xologic.com/vendors/4460/large/MRF2S-6ANS-SW.jpg | [47 empty] | 0 | 0 | 0 | [6 empty] | 0 | 1 | 1 | EA | 1 | Lighting Controls | [27 empty] | Lightswitches | [242 empty] | <a href="https://www.lutron.com/TechnicalDocumentLibrary/0301819.pdf" target="_blank">Installation Instructions</a> | [23 empty] | 15.000 DW |  |  | 2.3000 IN | [89 empty] | 1.000 EA | 1.000 EA | [35 empty] | No | [42 empty] | https://www.lutron.com/TechnicalDocumentLibrary/369904_SPA.pdf | [7 empty] | Shelf Stock | [13 empty] | <a href="https://www.lutron.com/TechnicalDocumentLibrary/368-4493_Page_18.pdf" target="_blank">Tech Drawing</a> | [25 empty] | 39122216 | [13 empty] | <a href="https://www.lutron.com/TechnicalDocumentLibrary/369-119_Wallbox_Warranty.pdf" target="_blank">Warranty Information</a> |  |  |  |  | 0.290 L | [14 empty] | 0 | 0 | 0 | 0 | Lighting Fixtures | 2017-09-21 10:26 | 2024-07-20 11:27 | 0000-00-00 00:00:00 | 2024-07-20 11:27 | 0000-00-00 00:00:00 | [6 empty] | Snow
1 | Lutron Electronics | MRF2S-8ANS120-LA | 4460-9039 | 4460 | 9039 | Lutron Electronics | MRF2S-8ANS120-LA.jpg | 784276148429 | MRF-FM-8A SWITCH 120V IN LA VIVE ENABLD | Maestro Wireless Switch, Incandescent/Halogen, Magnetic Low-Voltage, Electronic Low-Voltage, Non-Dim Fluorescent, Specification grade, multi-location/single-pole, 120V/8A light or 5.8 A fan in light almond Vive enabled |  | 2.3 | 4.5 |  | MRF2S-8ANS120-LA.jpg | http://grandbrass.xologic.com/vendors/4460/large/MRF2S-8ANS120-LA.jpg | [47 empty] | 0 | 0 | 0 | [6 empty] | 0 | 1 | 1 | EA | 1 | Lighting Controls | [27 empty] | Lightswitches | [242 empty] | <a href="https://www.lutron.com/TechnicalDocumentLibrary/0301819.pdf" target="_blank">Installation Instructions</a> | [23 empty] | 10.000 DW |  |  | 2.3000 IN | [89 empty] | 1.000 EA | 1.000 EA | [35 empty] | No | [42 empty] | https://www.lutron.com/TechnicalDocumentLibrary/369904_SPA.pdf | [7 empty] | Shelf Stock | [13 empty] | <a href="https://www.lutron.com/TechnicalDocumentLibrary/368-4493_Page_18.pdf" target="_blank">Tech Drawing</a> | [25 empty] | 39122216 | [13 empty] | <a href="https://www.lutron.com/TechnicalDocumentLibrary/369-119_Wallbox_Warranty.pdf" target="_blank">Warranty Information</a> |  |  |  |  | 0.290 L | [14 empty] | 0 | 0 | 0 | 0 | Lighting Fixtures | 2017-09-21 10:26 | 2024-07-20 11:24 | 0000-00-00 00:00:00 | 2024-07-20 11:24 | 0000-00-00 00:00:00
1 | Lutron Electronics | FCJS-010-BULK8 | 4460-9043 | 4460 | 9043 | Lutron Electronics | FCJS-010-BULK8.jpg | 784276148979 | FIXTURE CONTROL 010BULK8, VIVE ENABLED | PowPak wireless fixture control for 0-10 V drivers and ballasts, bulk pack Vive enabled |  | 9.5 | 6.5 |  | FCJS-010-BULK8.jpg | http://grandbrass.xologic.com/vendors/4460/large/FCJS-010-BULK8.jpg | [47 empty] | 0 | 0 | 0 | [6 empty] | 0 | 1 | 1 | EA | 1 | Lighting Controls | [27 empty] | Dimmers | [242 empty] | <a href="https://www.lutron.com/TechnicalDocumentLibrary/041771.pdf" target="_blank">Installation Instructions</a> | [23 empty] | 55.000 DW |  |  | 6.5000 IN | [89 empty] | 1.000 EA | 1.000 EA | [35 empty] | No | [42 empty] | https://www.lutron.com/TechnicalDocumentLibrary/369918_ENG.pdf | [7 empty] | Shelf Stock | [39 empty] | 39122206 | [13 empty] | <a href="https://www.lutron.com/TechnicalDocumentLibrary/369-119_Wallbox_Warranty.pdf" target="_blank">Warranty Information</a> |  |  |  |  | 2.600 L | [14 empty] | 0 | 0 | 0 | 0 | Lighting Fixtures | 2017-09-21 10:26 | 2024-07-20 11:25 | 0000-00-00 00:00:00 | 2024-07-20 11:25 | 0000-00-00 00:00:00
1 | Lutron Electronics | MRF2S-6CL-WH | 4460-9045 | 4460 | 9045 | Lutron Electronics | MRF2S-6CL-WH.jpg | 784276147873 | MAESTRO RF C.L. DIMMER IN WH VIVE ENABLD | Maestro C.L multi-location dimmer 150W CFL/LED or 600W inc/hal 120V in white Vive enabled |  | 2.3 | 4.5 |  | MRF2S-6CL-WH.jpg | http://grandbrass.xologic.com/vendors/4460/large/MRF2S-6CL-WH.jpg | [47 empty] | 0 | 0 | 0 | [6 empty] | 0 | 1 | 1 | EA | 1 | Lighting Controls | [27 empty] | Dimmers | [242 empty] | <a href="https://www.lutron.com/TechnicalDocumentLibrary/0301814.pdf" target="_blank">Installation Instructions</a> | [23 empty] | 55.000 DW |  |  | 2.3000 IN | [89 empty] | 1.000 EA | 1.000 EA | [35 empty] | No | [42 empty] | https://www.lutron.com/TechnicalDocumentLibrary/369904_SPA.pdf | [7 empty] | Shelf Stock | [13 empty] | <a href="https://www.lutron.com/TechnicalDocumentLibrary/368-4493_Page_9.pdf" target="_blank">Tech Drawing</a> | [25 empty] | 39122206 | [13 empty] | <a href="https://www.lutron.com/TechnicalDocumentLibrary/369-119_Wallbox_Warranty.pdf" target="_blank">Warranty Information</a> |  |  |  |  | 0.250 L | [14 empty] | 0 | 0 | 0 | 0 | Lighting Fixtures | 2017-09-21 10:26 | 2024-07-20 11:34 | 0000-00-00 00:00:00 | 2024-07-20 11:34 | 0000-00-00 00:00:00 | [6 empty] | White
1 | Lutron Electronics | MRF2S-6CL-HT | 4460-9046 | 4460 | 9046 | Lutron Electronics | MRF2S-6CL-HT.jpg | 784276147941 | MAESTRO RF C.L. DIMMER IN HT VIVE ENABLD | Maestro C.L multi-location dimmer 150W CFL/LED or 600W inc/hal 120V in hot Vive enabled |  | 2.25 | 4.5 |  | MRF2S-6CL-HT.jpg | http://grandbrass.xologic.com/vendors/4460/large/MRF2S-6CL-HT.jpg | [47 empty] | 0 | 0 | 0 | [6 empty] | 0 | 1 | 1 | EA | 1 | Lighting Controls | [27 empty] | Dimmers | [242 empty] | <a href="https://www.lutron.com/TechnicalDocumentLibrary/0301814.pdf" target="_blank">Installation Instructions</a> | [23 empty] | 55.000 DW |  |  | 2.2500 IN | [89 empty] | 1.000 EA | 1.000 EA | [35 empty] | No | [42 empty] | https://www.lutron.com/TechnicalDocumentLibrary/369904_SPA.pdf | [7 empty] | Shelf Stock | [13 empty] | <a href="https://www.lutron.com/TechnicalDocumentLibrary/368-4493_Page_9.pdf" target="_blank">Tech Drawing</a> | [25 empty] | 39122206 | [13 empty] | <a href="https://www.lutron.com/TechnicalDocumentLibrary/369-119_Wallbox_Warranty.pdf" target="_blank">Warranty Information</a> |  |  |  |  | 0.250 L | [14 empty] | 0 | 0 | 0 | 0 | Lighting Fixtures | 2017-09-21 10:26 | 2024-07-20 11:27 | 0000-00-00 00:00:00 | 2024-07-20 11:27 | 0000-00-00 00:00:00
1 | Lutron Electronics | MRF2S-6CL-SW | 4460-9047 | 4460 | 9047 | Lutron Electronics | MRF2S-6CL-SW.jpg | 784276148016 | MAESTRO RF C.L. DIMMER IN SW VIVE ENABLD | Maestro C.L multi-location dimmer 150W CFL/LED or 600W inc/hal 120V in snow Vive enabled |  | 2.25 | 4.5 |  | MRF2S-6CL-SW.jpg | http://grandbrass.xologic.com/vendors/4460/large/MRF2S-6CL-SW.jpg | [47 empty] | 0 | 0 | 0 | [6 empty] | 0 | 1 | 1 | EA | 1 | Lighting Controls | [27 empty] | Dimmers | [242 empty] | <a href="https://www.lutron.com/TechnicalDocumentLibrary/0301814.pdf" target="_blank">Installation Instructions</a> | [23 empty] | 55.000 DW |  |  | 2.2500 IN | [89 empty] | 1.000 EA | 1.000 EA | [35 empty] | No | [42 empty] | https://www.lutron.com/TechnicalDocumentLibrary/369904_SPA.pdf | [7 empty] | Shelf Stock | [13 empty] | <a href="https://www.lutron.com/TechnicalDocumentLibrary/368-4493_Page_9.pdf" target="_blank">Tech Drawing</a> | [25 empty] | 39122206 | [13 empty] | <a href="https://www.lutron.com/TechnicalDocumentLibrary/369-119_Wallbox_Warranty.pdf" target="_blank">Warranty Information</a> |  |  |  |  | 0.250 L | [14 empty] | 0 | 0 | 0 | 0 | Lighting Fixtures | 2017-09-21 10:26 | 2024-07-20 11:27 | 0000-00-00 00:00:00 | 2024-07-20 11:27 | 0000-00-00 00:00:00 | [6 empty] | Snow
1 | Lutron Electronics | DVCL-153PH-IVC | 4460-9054 | 4460 | 9054 | Lutron Electronics | Ecom_DVCL-153P-IV_nowallplate.jpeg | 27557003377 | DIVA CFL/LED CLAM IVORY CSA | Diva LED+ Dimmer - Gloss Finish, LED, Incandescent/Halogen, 3-way/single-pole, 150W LED or 600W inc/hal clamshell packaging in ivory, for Canada |  | 5.83 | 3.9 |  | Ecom_DVCL-153P-IV_nowallplate.jpeg | http://grandbrass.xologic.com/vendors/4460/large/Ecom_DVCL-153P-IV_nowallplate.jpeg | [47 empty] | 0 | 0 | 0 | [6 empty] | 0 | 1 | 1 | EA | 1 | Lighting Controls | [27 empty] | Dimmers | [242 empty] | <a href="https://www.lutron.com/TechnicalDocumentLibrary/0301882.pdf" target="_blank">Installation Instructions</a> | [23 empty] | 10.000 DW |  |  | 2.3800 IN | [89 empty] | 1.000 EA | 1.000 EA | [35 empty] | No | [42 empty] | https://www.lutron.com/TechnicalDocumentLibrary/369682.pdf | [7 empty] | Shelf Stock | [13 empty] | <a href="https://www.lutron.com/TechnicalDocumentLibrary/368-4493_Page_5.pdf" target="_blank">Tech Drawing</a> | [25 empty] | 39122206 | [13 empty] | <a href="https://www.lutron.com/TechnicalDocumentLibrary/369-119_Wallbox_Warranty.pdf" target="_blank">Warranty Information</a> |  |  |  |  | 0.270 L | [14 empty] | 0 | 0 | 0 | 0 | Lighting Fixtures | 2017-09-21 10:26 | 2024-07-20 11:27 | 0000-00-00 00:00:00 | 2024-07-20 11:27 | 0000-00-00 00:00:00
1 | Lutron Electronics | DVCL-153PH-WHC | 4460-9055 | 4460 | 9055 | Lutron Electronics | dvcl-153ph-whc | 27557003391 | DIVA CFL/LED CLAM CAD WHITE CSA | Diva LED+ Dimmer - Gloss Finish, LED, Incandescent/Halogen, 3-way/single-pole, 150W LED or 600W inc/hal clamshell packaging in white, for Canada |  | 4 | 6 | [50 empty] | 0 | 0 | 0 | [6 empty] | 0 | 1 | 1 | EA | 1 | Lighting Controls | [27 empty] | Dimmers | [242 empty] | <a href="https://www.lutron.com/TechnicalDocumentLibrary/0301882.pdf" target="_blank">Installation Instructions</a> | [23 empty] | 10.000 DW |  |  | 2.5000 IN | [89 empty] | 1.000 EA | 1.000 EA | [35 empty] | No | [42 empty] | https://www.lutron.com/TechnicalDocumentLibrary/369682.pdf | [7 empty] | Shelf Stock | [13 empty] | <a href="https://www.lutron.com/TechnicalDocumentLibrary/368-4493_Page_5.pdf" target="_blank">Tech Drawing</a> | [25 empty] | 39122206 | [13 empty] | <a href="https://www.lutron.com/TechnicalDocumentLibrary/369-119_Wallbox_Warranty.pdf" target="_blank">Warranty Information</a> |  |  |  |  | 0.270 L | [14 empty] | 0 | 0 | 0 | 0 | Lighting Fixtures | 2017-09-21 10:26 | 2024-07-20 11:24 | 0000-00-00 00:00:00 | 2024-07-20 11:24 | 0000-00-00 00:00:00
4 | Lutron Electronics | FS-5FH-DK-CSA | 4460-9073 | 4460 | 9073 | Lutron Electronics | D-600P-WH-LG.jpg | 27557270779 | 120V 5 AMP 2 WIRE FAN CLAM | Lutron Rotary Fan Control, Fan Controls with 2 Rotate On/Off Knobs 1 WH, 1 IV - Fully Variable, Single-pole fan control, factory set minimum speed, 120V/5A, for Canada |  | 4.1 | 3 |  | D-600P-WH-LG.jpg | http://grandbrass.xologic.com/vendors/4460/large/D-600P-WH-LG.jpg | [47 empty] | 0 | 0 | 0 | [6 empty] | 0 | 1 | 1 | EA | 1 | Fan Accessories |  |  | Control And Automation |  | Switches |  | Speed Switch | [20 empty] | Fan Wall Mount Controls | [242 empty] | <a href="https://www.lutron.com/TechnicalDocumentLibrary/033226.pdf" target="_blank">Installation Instructions</a> | [23 empty] | 2.000 DW |  |  | 6.0000 IN | [89 empty] | 1.000 EA | 1.000 EA | [35 empty] | No | [42 empty] | https://assets.lutron.com/a/documents/spec%20guide%20volume%201%20with%20addendums.pdf#page=56 | [7 empty] | Shelf Stock | [13 empty] | <a href="https://www.lutron.com/TechnicalDocumentLibrary/368-4493_Page_71.pdf" target="_blank">Tech Drawing</a> | [25 empty] | 39122240 | [13 empty] | <a href="https://www.lutron.com/TechnicalDocumentLibrary/369-119_Wallbox_Warranty.pdf" target="_blank">Warranty Information</a> |  |  |  |  | 0.250 L | [14 empty] | 0 | 0 | 0 | 0 | Electrical | 2017-09-21 10:27 | 2024-07-20 11:21 | 0000-00-00 00:00:00 | 2025-11-29 02:00 | 0000-00-00 00:00:00 | [6 empty] | White Ivory
1 | Lutron Electronics | DV-103P-LA-CSA | 4460-9074 | 4460 | 9074 | Lutron Electronics | DV-10P-LA-LG.jpg | 27557366861 | DIVA INCAN 1000W 3-WAY PRESET CSA | Diva Dimmer - Gloss Finish, Incandescent/Halogen, 3-way, 120V/1000W in light almond, for Canada |  | 2.3 | 4.6 |  | DV-10P-LA-LG.jpg | http://grandbrass.xologic.com/vendors/4460/large/DV-10P-LA-LG.jpg | [47 empty] | 0 | 0 | 0 | [6 empty] | 0 | 1 | 1 | EA | 1 | Lighting Controls | [27 empty] | Dimmers | [242 empty] | <a href="https://www.lutron.com/TechnicalDocumentLibrary/0301689.pdf" target="_blank">Installation Instructions</a> | [23 empty] | 2.000 DW |  |  | 2.3000 IN | [89 empty] | 1.000 EA | 1.000 EA | [35 empty] | No | [42 empty] | https://www.lutron.com/TechnicalDocumentLibrary/DivaSatinColors.pdf | [7 empty] | Shelf Stock | [13 empty] | <a href="https://www.lutron.com/TechnicalDocumentLibrary/368-4493_Page_5.pdf" target="_blank">Tech Drawing</a> | [25 empty] | 39122206 | [6 empty] | <a href="https://www.lutron.com/Education-Training/Tools/Pages/InstallDimmer.aspx?syst=Dimmers+%26+Switches&prodn=Diva%c2%ae+dimmer+%26+switch" target="_blank">Product Video Clip</a> | [6 empty] | <a href="https://www.lutron.com/TechnicalDocumentLibrary/369-119_Wallbox_Warranty.pdf" target="_blank">Warranty Information</a> |  |  |  |  | 0.290 L | [14 empty] | 0 | 0 | 0 | 0 | Lighting Fixtures | 2017-09-21 10:27 | 2024-07-20 11:21 | 0000-00-00 00:00:00 | 2024-07-20 11:21 | 0000-00-00 00:00:00
1 | Lutron Electronics | MA-R-LA-CSA | 4460-9075 | 4460 | 9075 | Lutron Electronics | Ecom_MA-R-LA_NoWallplate.jpeg | 27557466431 | MAESTRO REMOTE LIGHT ALMOND CSA | Maestro Companion dimmer for multi-location use, 120V, Gloss finish in light almond, for Canada |  | 2.4 | 4.6 |  | Ecom_MA-R-LA_NoWallplate.jpeg | http://grandbrass.xologic.com/vendors/4460/large/Ecom_MA-R-LA_NoWallplate.jpeg | [47 empty] | 0 | 0 | 0 | [6 empty] | 0 | 1 | 1 | EA | 1 | Specialty Items | [27 empty] | Lighting Accessories | [242 empty] | <a href="https://www.lutron.com/TechnicalDocumentLibrary/0301940.pdf" target="_blank">Installation Instructions</a> | [23 empty] | 10.000 DW |  |  | 2.3000 IN | [89 empty] | 1.000 EA | 1.000 EA | [35 empty] | No | [42 empty] | https://www.lutron.com/TechnicalDocumentLibrary/Maestro.pdf | [7 empty] | Shelf Stock | [13 empty] | <a href="https://www.lutron.com/TechnicalDocumentLibrary/368-4493_Page_9.pdf" target="_blank">Tech Drawing</a> | [25 empty] | 39122221 | [13 empty] | <a href="https://www.lutron.com/TechnicalDocumentLibrary/369-119_Wallbox_Warranty.pdf" target="_blank">Warranty Information</a> |  |  |  |  | 0.200 L | [14 empty] | 0 | 0 | 0 | 0 | Lighting Fixtures | 2017-09-21 10:27 | 2024-07-20 11:29 | 0000-00-00 00:00:00 | 2024-07-20 11:29 | 0000-00-00 00:00:00
1 | Lutron Electronics | MA-RH-LA-CSA | 4460-9077 | 4460 | 9077 | Lutron Electronics | Ecom_MA-R-LA_NoWallplate.jpeg | 27557495875 | MAESTRO REMOTE DIMMER LGT ALMND CLAM CSA | Maestro Companion dimmer for multi-location use, 120V, Gloss finish, clamshell packaging in light almond, for Canada |  | 4.1 | 3 |  | Ecom_MA-R-LA_NoWallplate.jpeg | http://grandbrass.xologic.com/vendors/4460/large/Ecom_MA-R-LA_NoWallplate.jpeg | [47 empty] | 0 | 0 | 0 | [6 empty] | 0 | 1 | 1 | EA | 1 | Specialty Items | [27 empty] | Lighting Accessories | [242 empty] | <a href="https://www.lutron.com/TechnicalDocumentLibrary/0301940.pdf" target="_blank">Installation Instructions</a> | [23 empty] | 10.000 DW |  |  | 6.1000 IN | [89 empty] | 1.000 EA | 1.000 EA | [35 empty] | No | [42 empty] | https://www.lutron.com/TechnicalDocumentLibrary/Maestro.pdf | [7 empty] | Shelf Stock | [13 empty] | <a href="https://www.lutron.com/TechnicalDocumentLibrary/368-4493_Page_9.pdf" target="_blank">Tech Drawing</a> | [25 empty] | 39122221 | [13 empty] | <a href="https://www.lutron.com/TechnicalDocumentLibrary/369-119_Wallbox_Warranty.pdf" target="_blank">Warranty Information</a> |  |  |  |  | 0.300 L | [14 empty] | 0 | 0 | 0 | 0 | Lighting Fixtures | 2017-09-21 10:27 | 2024-07-20 11:43 | 0000-00-00 00:00:00 | 2024-07-20 11:43 | 0000-00-00 00:00:00
1 | Lutron Electronics | S2-LF-BL-CSA | 4460-9078 | 4460 | 9078 | Lutron Electronics | S2-LF-BL-CSA.jpg | 27557524438 | SKYLARK DUAL FAN/LIGHT BLACK CSA | Skylark Fan/Light Control, Single-pole, fully variable fan control and dimmer, 120V/300W light, 2.5A fan in black, for Canada |  | 2.3 | 4.6 |  | S2-LF-BL-CSA.jpg | http://grandbrass.xologic.com/vendors/4460/large/S2-LF-BL-CSA.jpg | [47 empty] | 0 | 0 | 0 | [6 empty] | 0 | 1 | 1 | EA | 1 | Lighting Controls | [27 empty] | Lightswitches | [242 empty] | <a href="https://www.lutron.com/TechnicalDocumentLibrary/0301992.pdf" target="_blank">Installation Instructions</a> | [23 empty] | 5.000 DW |  |  | 2.3000 IN | [89 empty] | 1.000 EA | 1.000 EA | [35 empty] | No | [42 empty] | https://www.lutron.com/technicaldocumentlibrary/spec%20guide%20volume%201%20with%20addendums.pdf#page=20 | [7 empty] | Shelf Stock | [13 empty] | <a href="https://www.lutron.com/TechnicalDocumentLibrary/368-4493_Page_30.pdf" target="_blank">Tech Drawing</a> | [25 empty] | 39122232 | [13 empty] | <a href="https://www.lutron.com/TechnicalDocumentLibrary/369-119_Wallbox_Warranty.pdf" target="_blank">Warranty Information</a> |  |  |  |  | 0.250 L | [14 empty] | 0 | 0 | 0 | 0 | Lighting Fixtures | 2017-09-21 10:27 | 2024-07-20 11:18 | 0000-00-00 00:00:00 | 2024-07-20 11:18 | 0000-00-00 00:00:00 | [6 empty] | Black
1 | Lutron Electronics | S-10P-LA-CSA | 4460-9079 | 4460 | 9079 | Lutron Electronics | S-10P-LA-CSA.jpg | 27557528078 | SKYLARK INC 1000W PRESET LIGHT CSA | Skylark Dimmer with On/Off Switch, Incandescent/Halogen, Single-pole, preset, 120V/1000W in light almond, for Canada |  | 2.3 | 4.6 |  | S-10P-LA-CSA.jpg | http://grandbrass.xologic.com/vendors/4460/large/S-10P-LA-CSA.jpg | [47 empty] | 0 | 0 | 0 | [6 empty] | 0 | 1 | 1 | EA | 1 | Lighting Controls | [27 empty] | Dimmers | [242 empty] | <a href="https://www.lutron.com/TechnicalDocumentLibrary/0301370.pdf" target="_blank">Installation Instructions</a> | [23 empty] | 2.000 DW |  |  | 2.3000 IN | [89 empty] | 1.000 EA | 1.000 EA | [35 empty] | No | [42 empty] | https://www.lutron.com/technicaldocumentlibrary/spec%20guide%20volume%201%20with%20addendums.pdf#page=20 | [7 empty] | Shelf Stock | [13 empty] | <a href="https://www.lutron.com/TechnicalDocumentLibrary/368-4493_Page_2.pdf" target="_blank">Tech Drawing</a> | [25 empty] | 39122206 | [13 empty] | <a href="https://www.lutron.com/TechnicalDocumentLibrary/369-119_Wallbox_Warranty.pdf" target="_blank">Warranty Information</a> |  |  |  |  | 0.270 L | [14 empty] | 0 | 0 | 0 | 0 | Lighting Fixtures | 2017-09-21 10:27 | 2024-07-20 11:18 | 0000-00-00 00:00:00 | 2024-07-20 11:18 | 0000-00-00 00:00:00
1 | Lutron Electronics | AY-103PNL-AL-CSA | 4460-9095 | 4460 | 9095 | Lutron Electronics | AY-10P-AL-LG.jpg | 27557595667 | ARIADNI 1000W 3WY NLITE ALMOND CSA | Ariadni Dimmer with Locator Light, Incandescent/Halogen, 3-way, preset, 120V/1000W in almond, for Canada |  | 2.3 | 4.6 |  | AY-10P-AL-LG.jpg | http://grandbrass.xologic.com/vendors/4460/large/AY-10P-AL-LG.jpg | [47 empty] | 0 | 0 | 0 | [6 empty] | 0 | 1 | 1 | EA | 1 | Lighting Controls | [27 empty] | Dimmers | [242 empty] | <a href="https://www.lutron.com/TechnicalDocumentLibrary/0301689.pdf" target="_blank">Installation Instructions</a> | [23 empty] | 2.000 DW |  |  | 2.3000 IN | [89 empty] | 1.000 EA | 1.000 EA | [35 empty] | No | [42 empty] | https://assets.lutron.com/a/documents/spec%20guide%20volume%201%20with%20addendums.pdf#page=50 | [7 empty] | Shelf Stock | [13 empty] | <a href="https://www.lutron.com/TechnicalDocumentLibrary/368-4493_Page_5.pdf" target="_blank">Tech Drawing</a> | [25 empty] | 39122206 | [13 empty] | <a href="https://www.lutron.com/TechnicalDocumentLibrary/369-119_Wallbox_Warranty.pdf" target="_blank">Warranty Information</a> |  |  |  |  | 0.270 L | [14 empty] | 0 | 0 | 0 | 0 | Lighting Fixtures | 2017-09-21 10:27 | 2024-07-20 11:22 | 0000-00-00 00:00:00 | 2024-07-20 11:22 | 0000-00-00 00:00:00 | [6 empty] | Almond
1 | Lutron Electronics | S2-LFSQ-LA-CSA | 4460-9098 | 4460 | 9098 | Lutron Electronics | S2-LFSQ-LA-CSA.jpg | 27557652285 | SKYLARK DUAL LGT/QUIET FAN CSA | Skylark Fan/Light Control, Single-pole, quiet 3-speed and dimmer, 120V/300W light, 1.5A fan in light almond, for Canada |  | 2.3 | 4.6 |  | S2-LFSQ-LA-CSA.jpg | http://grandbrass.xologic.com/vendors/4460/large/S2-LFSQ-LA-CSA.jpg | [47 empty] | 0 | 0 | 0 | [6 empty] | 0 | 1 | 1 | EA | 1 | Lighting Controls | [27 empty] | Lightswitches | [242 empty] | <a href="https://www.lutron.com/TechnicalDocumentLibrary/0301992.pdf" target="_blank">Installation Instructions</a> | [23 empty] | 15.000 DW |  |  | 2.3000 IN | [89 empty] | 1.000 EA | 1.000 EA | [35 empty] | No | [42 empty] | https://www.lutron.com/technicaldocumentlibrary/spec%20guide%20volume%201%20with%20addendums.pdf#page=20 | [7 empty] | Shelf Stock | [13 empty] | <a href="https://www.lutron.com/TechnicalDocumentLibrary/368-4493_Page_30.pdf" target="_blank">Tech Drawing</a> | [25 empty] | 39122232 | [13 empty] | <a href="https://www.lutron.com/TechnicalDocumentLibrary/369-119_Wallbox_Warranty.pdf" target="_blank">Warranty Information</a> |  |  |  |  | 0.290 L | [14 empty] | 0 | 0 | 0 | 0 | Lighting Fixtures | 2017-09-21 10:27 | 2024-07-20 11:27 | 0000-00-00 00:00:00 | 2024-07-20 11:27 | 0000-00-00 00:00:00
1 | Lutron Electronics | AY-10P-BR-CSA | 4460-9099 | 4460 | 9099 | Lutron Electronics | AY-10P-BR-LG.jpg | 27557681247 | ARIADNI 1000W PRESET BROWN CSA | Ariadni Dimmer, Incandescent/Halogen, Single-pole, preset, 120V/1000W in brown, for Canada |  | 2.3 | 4.6 |  | AY-10P-BR-LG.jpg | http://grandbrass.xologic.com/vendors/4460/large/AY-10P-BR-LG.jpg | [47 empty] | 0 | 0 | 0 | [6 empty] | 0 | 1 | 1 | EA | 1 | Lighting Controls | [27 empty] | Dimmers | [242 empty] | <a href="https://www.lutron.com/TechnicalDocumentLibrary/0301689.pdf" target="_blank">Installation Instructions</a> | [23 empty] | 10.000 DW |  |  | 2.3000 IN | [89 empty] | 1.000 EA | 1.000 EA | [35 empty] | No | [42 empty] | https://assets.lutron.com/a/documents/spec%20guide%20volume%201%20with%20addendums.pdf#page=50 | [7 empty] | Shelf Stock | [13 empty] | <a href="https://www.lutron.com/TechnicalDocumentLibrary/368-4493_Page_2.pdf" target="_blank">Tech Drawing</a> | [25 empty] | 39122206 | [6 empty] | <a href="https://www.lutron.com/Education-Training/Tools/Pages/InstallDimmer.aspx?syst=Dimmers+%26+Switches&prodn=Ariadni%c2%ae+%2f+Toggler%c2%ae+dimmer" target="_blank">Product Video Clip</a> | [6 empty] | <a href="https://www.lutron.com/TechnicalDocumentLibrary/369-119_Wallbox_Warranty.pdf" target="_blank">Warranty Information</a> |  |  |  |  | 0.270 L | [14 empty] | 0 | 0 | 0 | 0 | Lighting Fixtures | 2017-09-21 10:27 | 2024-07-20 11:43 | 0000-00-00 00:00:00 | 2024-07-20 11:43 | 0000-00-00 00:00:00 | [6 empty] | Brown
4 | Lutron Electronics | SFS-5E-WH-CSA | 4460-9100 | 4460 | 9100 | Lutron Electronics | Ecom_SFS-5E-WH_NoWallPlate.jpeg?w=1500 | 27557683388 | SKYLARK 120V 5A FAN SPD WH CSA | Skylark Fan-Speed Control, Single-pole, slide-to-off, fully variable fan control, 120V/5A in white, for Canada |  | 2.4 | 4.5 | [50 empty] | 0 | 0 | 0 | [6 empty] | 0 | 1 | 1 | EA | 1 |  |  |  | Control And Automation |  | Switches |  | Speed Switch | [263 empty] | <a href="https://www.lutron.com/TechnicalDocumentLibrary/033203.pdf" target="_blank">Installation Instructions</a> | [23 empty] | 2.000 DW |  |  | 2.3000 IN | [89 empty] | 1.000 EA | 1.000 EA | [35 empty] | No | [42 empty] | https://www.lutron.com/technicaldocumentlibrary/spec%20guide%20volume%201%20with%20addendums.pdf#page=20 | [7 empty] | Shelf Stock | [13 empty] | <a href="https://www.lutron.com/TechnicalDocumentLibrary/368-4493_Page_31.pdf" target="_blank">Tech Drawing</a> | [25 empty] | 39122240 | [13 empty] | <a href="https://www.lutron.com/TechnicalDocumentLibrary/369-119_Wallbox_Warranty.pdf" target="_blank">Warranty Information</a> |  |  |  |  | 0.250 L | [14 empty] | 0 | 0 | 0 | 0 | Electrical | 2017-09-21 10:27 | 2024-07-20 11:43 | 0000-00-00 00:00:00 | 2024-07-20 11:43 | 0000-00-00 00:00:00 | [6 empty] | White
1 | Lutron Electronics | SF-103P-BL-CSA | 4460-9101 | 4460 | 9101 | Lutron Electronics | SF-103P-BL-CSA.jpg | 27557683517 | SKYLARK FLUOR 120V 1-10LP 3WY BLACK CSA | Skylark Dimmer with On/Off Switch, Fluorescent or LED Dimming with 3-Wire Ballasts and Drivers, 3-way, preset, 120V/8A in black, for Canada |  | 2.3 | 4.6 |  | SF-103P-BL-CSA.jpg | http://grandbrass.xologic.com/vendors/4460/large/SF-103P-BL-CSA.jpg | [47 empty] | 0 | 0 | 0 | [6 empty] | 0 | 1 | 1 | EA | 1 | Lighting Controls | [27 empty] | Dimmers | [242 empty] | <a href="https://www.lutron.com/TechnicalDocumentLibrary/032047c.pdf" target="_blank">Installation Instructions</a> | [23 empty] | 5.000 DW |  |  | 2.3000 IN | [89 empty] | 1.000 EA | 1.000 EA | [35 empty] | No | [42 empty] | https://www.lutron.com/technicaldocumentlibrary/spec%20guide%20volume%201%20with%20addendums.pdf#page=20 | [7 empty] | Shelf Stock | [13 empty] | <a href="https://www.lutron.com/TechnicalDocumentLibrary/368-4493_Page_37.pdf" target="_blank">Tech Drawing</a> | [25 empty] | 39122206 | [13 empty] | <a href="https://www.lutron.com/TechnicalDocumentLibrary/369-119_Wallbox_Warranty.pdf" target="_blank">Warranty Information</a> |  |  |  |  | 0.320 L | [14 empty] | 0 | 0 | 0 | 0 | Lighting Fixtures | 2017-09-21 10:27 | 2024-07-20 11:29 | 0000-00-00 00:00:00 | 2024-07-20 11:29 | 0000-00-00 00:00:00 | [6 empty] | Black
1 | Lutron Electronics | SLV-603P-BL-CSA | 4460-9102 | 4460 | 9102 | Lutron Electronics | SLV-603P-BL-CSA.jpg | 27557686402 | SKYLARK 600VA 3WY PRESET BL | Skylark Dimmer with On/Off Switch, Magnetic Low-Voltage, 3-way, preset, 120V/600VA (450W) in black, for Canada |  | 2.3 | 4.6 |  | SLV-603P-BL-CSA.jpg | http://grandbrass.xologic.com/vendors/4460/large/SLV-603P-BL-CSA.jpg | [47 empty] | 0 | 0 | 0 | [6 empty] | 0 | 1 | 1 | EA | 1 | Lighting Controls | [27 empty] | Dimmers | [242 empty] | <a href="https://www.lutron.com/TechnicalDocumentLibrary/0301296.pdf" target="_blank">Installation Instructions</a> | [23 empty] | 2.000 DW |  |  | 2.3000 IN | [89 empty] | 1.000 EA | 1.000 EA | [35 empty] | No | [42 empty] | https://www.lutron.com/technicaldocumentlibrary/spec%20guide%20volume%201%20with%20addendums.pdf#page=20 | [7 empty] | Shelf Stock | [13 empty] | <a href="https://www.lutron.com/TechnicalDocumentLibrary/368-4493_Page_5.pdf" target="_blank">Tech Drawing</a> | [25 empty] | 39122206 | [13 empty] | <a href="https://www.lutron.com/TechnicalDocumentLibrary/369-119_Wallbox_Warranty.pdf" target="_blank">Warranty Information</a> |  |  |  |  | 0.240 L | [14 empty] | 0 | 0 | 0 | 0 | Lighting Fixtures | 2017-09-21 10:27 | 2024-07-20 11:27 | 0000-00-00 00:00:00 | 2024-07-20 11:27 | 0000-00-00 00:00:00 | [6 empty] | Black
4 | Lutron Electronics | SFSQ-FH-IV-CSA | 4460-9106 | 4460 | 9106 | Lutron Electronics | SFSQ-FH-IV-CSA.jpg | 27557696340 | SKYLARK QUIET FAN IV CSA CLAM | Skylark Fan-Speed Control, Single-pole, quiet 3-speed, 120V/1.5A, clamshell packaging in ivory, for Canada |  | 2.4 | 5.8 |  | SFSQ-FH-IV-CSA.jpg | http://grandbrass.xologic.com/vendors/4460/large/SFSQ-FH-IV-CSA.jpg | [47 empty] | 0 | 0 | 0 | [6 empty] | 0 | 1 | 1 | EA | 1 | Fan Accessories |  |  | Control And Automation |  | Switches |  | Speed Switch | [20 empty] | Fan Wall Mount Controls | [242 empty] | <a href="https://www.lutron.com/TechnicalDocumentLibrary/033206.pdf" target="_blank">Installation Instructions</a> | [23 empty] | 30.000 DW |  |  | 4.0000 IN | [89 empty] | 1.000 EA | 1.000 EA | [35 empty] | No | [42 empty] | https://www.lutron.com/technicaldocumentlibrary/spec%20guide%20volume%201%20with%20addendums.pdf#page=20 | [7 empty] | Shelf Stock | [13 empty] | <a href="https://www.lutron.com/TechnicalDocumentLibrary/368-4493_Page_2.pdf" target="_blank">Tech Drawing</a> | [25 empty] | 39122240 | [13 empty] | <a href="https://www.lutron.com/TechnicalDocumentLibrary/369-119_Wallbox_Warranty.pdf" target="_blank">Warranty Information</a> |  |  |  |  | 0.240 L | [14 empty] | 0 | 0 | 0 | 0 | Electrical | 2017-09-21 10:27 | 2024-07-20 11:24 | 0000-00-00 00:00:00 | 2025-11-29 02:00 | 0000-00-00 00:00:00 | [6 empty] | Ivory
1 | Lutron Electronics | DV-103P-IV-CSA | 4460-9107 | 4460 | 9107 | Lutron Electronics | DV-10P-IV-LG.jpg | 27557700962 | DIVA INC 1000W 3WAY IV CSA | Diva Dimmer - Gloss Finish, Incandescent/Halogen, 3-way, 120V/1000W in ivory, for Canada |  | 2.3 | 4.6 |  | DV-10P-IV-LG.jpg | http://grandbrass.xologic.com/vendors/4460/large/DV-10P-IV-LG.jpg | [47 empty] | 0 | 0 | 0 | [6 empty] | 0 | 1 | 1 | EA | 1 | Lighting Controls | [27 empty] | Dimmers | [242 empty] | <a href="https://www.lutron.com/TechnicalDocumentLibrary/0301689.pdf" target="_blank">Installation Instructions</a> | [23 empty] | 2.000 DW |  |  | 2.3000 IN | [89 empty] | 1.000 EA | 1.000 EA | [35 empty] | No | [42 empty] | https://www.lutron.com/TechnicalDocumentLibrary/DivaSatinColors.pdf | [7 empty] | Shelf Stock | [13 empty] | <a href="https://www.lutron.com/TechnicalDocumentLibrary/368-4493_Page_5.pdf" target="_blank">Tech Drawing</a> | [25 empty] | 39122206 | [6 empty] | <a href="https://www.lutron.com/Education-Training/Tools/Pages/InstallDimmer.aspx?syst=Dimmers+%26+Switches&prodn=Diva%c2%ae+dimmer+%26+switch" target="_blank">Product Video Clip</a> | [6 empty] | <a href="https://www.lutron.com/TechnicalDocumentLibrary/369-119_Wallbox_Warranty.pdf" target="_blank">Warranty Information</a> |  |  |  |  | 0.290 L | [14 empty] | 0 | 0 | 0 | 0 | Lighting Fixtures | 2017-09-21 10:27 | 2024-07-20 11:43 | 0000-00-00 00:00:00 | 2024-07-20 11:43 | 0000-00-00 00:00:00 | [6 empty] | Ivory
1 | Lutron Electronics | DVLV-10P-AL-CSA | 4460-9109 | 4460 | 9109 | Lutron Electronics | DV-10P-AL-LG.jpg | 27557701334 | DIVA LOW VOL 1000W AL CSA | Diva Dimmer - Gloss Finish, Magnetic Low-Voltage, Single-pole, 120V/1000VA (800W) in almond, for Canada |  | 2.25 | 0.8 |  | DV-10P-AL-LG.jpg | http://grandbrass.xologic.com/vendors/4460/large/DV-10P-AL-LG.jpg | [47 empty] | 0 | 0 | 0 | [6 empty] | 0 | 1 | 1 | EA | 1 | Lighting Controls | [27 empty] | Dimmers | [242 empty] | <a href="https://www.lutron.com/TechnicalDocumentLibrary/030448c.pdf" target="_blank">Installation Instructions</a> | [23 empty] | 10.000 DW |  |  | 1.5000 IN | [89 empty] | 1.000 EA | 1.000 EA | [35 empty] | No | [42 empty] | https://www.lutron.com/TechnicalDocumentLibrary/DivaSatinColors.pdf | [7 empty] | Shelf Stock | [13 empty] | <a href="https://www.lutron.com/TechnicalDocumentLibrary/368-4493_Page_2.pdf" target="_blank">Tech Drawing</a> | [25 empty] | 39122206 | [6 empty] | <a href="https://www.lutron.com/Education-Training/Tools/Pages/InstallDimmer.aspx?syst=Dimmers+%26+Switches&prodn=Diva%c2%ae+dimmer+%26+switch" target="_blank">Product Video Clip</a> | [6 empty] | <a href="https://www.lutron.com/TechnicalDocumentLibrary/369-119_Wallbox_Warranty.pdf" target="_blank">Warranty Information</a> |  |  |  |  | 0.080 L | [14 empty] | 0 | 0 | 0 | 0 | Lighting Fixtures | 2017-09-21 10:28 | 2024-07-20 11:27 | 0000-00-00 00:00:00 | 2024-07-20 11:27 | 0000-00-00 00:00:00 | [6 empty] | Almond
1 | Lutron Electronics | DVLV-10P-GR-CSA | 4460-9110 | 4460 | 9110 | Lutron Electronics | DV-10P-GR-LG.jpg | 27557701358 | DIVA LOW VOL 1000W GR CSA | Diva Dimmer - Gloss Finish, Magnetic Low-Voltage, Single-pole, 120V/1000VA (800W) in gray, for Canada |  | 2.25 | 0.8 |  | DV-10P-GR-LG.jpg | http://grandbrass.xologic.com/vendors/4460/large/DV-10P-GR-LG.jpg | [47 empty] | 0 | 0 | 0 | [6 empty] | 0 | 1 | 1 | EA | 1 | Lighting Controls | [27 empty] | Dimmers | [242 empty] | <a href="https://www.lutron.com/TechnicalDocumentLibrary/030448c.pdf" target="_blank">Installation Instructions</a> | [23 empty] | 10.000 DW |  |  | 1.5000 IN | [89 empty] | 1.000 EA | 1.000 EA | [35 empty] | No | [42 empty] | https://www.lutron.com/TechnicalDocumentLibrary/DivaSatinColors.pdf | [7 empty] | Shelf Stock | [13 empty] | <a href="https://www.lutron.com/TechnicalDocumentLibrary/368-4493_Page_2.pdf" target="_blank">Tech Drawing</a> | [25 empty] | 39122206 | [6 empty] | <a href="https://www.lutron.com/Education-Training/Tools/Pages/InstallDimmer.aspx?syst=Dimmers+%26+Switches&prodn=Diva%c2%ae+dimmer+%26+switch" target="_blank">Product Video Clip</a> | [6 empty] | <a href="https://www.lutron.com/TechnicalDocumentLibrary/369-119_Wallbox_Warranty.pdf" target="_blank">Warranty Information</a> |  |  |  |  | 0.080 L | [14 empty] | 0 | 0 | 0 | 0 | Lighting Fixtures | 2017-09-21 10:28 | 2024-07-20 11:21 | 0000-00-00 00:00:00 | 2024-07-20 11:21 | 0000-00-00 00:00:00 | [6 empty] | Gray
1 | Lutron Electronics | AYLV-600P-WH-CSA | 4460-9113 | 4460 | 9113 | Lutron Electronics | AYLV-600P-WH.jpg | 27557703765 | ARIADNI 600VA PRESET WH CSA | Ariadni Dimmer, Magnetic Low-Voltage, Single-pole, preset, 120V/600VA (450W) in white, for Canada |  | 2.3 | 4.6 |  | AYLV-600P-WH.jpg | http://grandbrass.xologic.com/vendors/4460/large/AYLV-600P-WH.jpg | [47 empty] | 0 | 0 | 0 | [6 empty] | 0 | 1 | 1 | EA | 1 | Lighting Controls | [27 empty] | Dimmers | [242 empty] | <a href="https://www.lutron.com/TechnicalDocumentLibrary/0301273.pdf" target="_blank">Installation Instructions</a> | [23 empty] | 2.000 DW |  |  | 2.3000 IN | [89 empty] | 1.000 EA | 1.000 EA | [35 empty] | No | [42 empty] | https://assets.lutron.com/a/documents/spec%20guide%20volume%201%20with%20addendums.pdf#page=50 | [7 empty] | Shelf Stock | [13 empty] | <a href="https://www.lutron.com/TechnicalDocumentLibrary/368-4493_Page_1.pdf" target="_blank">Tech Drawing</a> | [25 empty] | 39122206 | [6 empty] | <a href="https://www.lutron.com/Education-Training/Tools/Pages/InstallDimmer.aspx?syst=Dimmers+%26+Switches&prodn=Ariadni%c2%ae+%2f+Toggler%c2%ae+dimmer" target="_blank">Product Video Clip</a> | [6 empty] | <a href="https://www.lutron.com/TechnicalDocumentLibrary/369-119_Wallbox_Warranty.pdf" target="_blank">Warranty Information</a> |  |  |  |  | 0.200 L | [14 empty] | 0 | 0 | 0 | 0 | Lighting Fixtures | 2017-09-21 10:28 | 2024-07-20 11:26 | 0000-00-00 00:00:00 | 2024-07-20 11:26 | 0000-00-00 00:00:00 | [6 empty] | White
1 | Lutron Electronics | MA-1000-WH-CSA | 4460-9114 | 4460 | 9114 | Lutron Electronics | MA-1000-WH.jpg | 27557703987 | MAESTRO INC 1000W WH CSA | Maestro Dimmer - Gloss Finish, Incandescent/Halogen, Multi-location/single-pole, 120V/1000W in white, for Canada |  | 2.3 | 4.6 |  | MA-1000-WH.jpg | http://grandbrass.xologic.com/vendors/4460/large/MA-1000-WH.jpg | [47 empty] | 0 | 0 | 0 | [6 empty] | 0 | 1 | 1 | EA | 1 | Lighting Controls | [27 empty] | Dimmers | [242 empty] | <a href="https://www.lutron.com/TechnicalDocumentLibrary/0301940.pdf" target="_blank">Installation Instructions</a> | [23 empty] | 2.000 DW |  |  | 2.3000 IN | [89 empty] | 1.000 EA | 1.000 EA | [35 empty] | No | [42 empty] | https://www.lutron.com/TechnicalDocumentLibrary/Maestro.pdf | [7 empty] | Shelf Stock | [13 empty] | <a href="https://www.lutron.com/TechnicalDocumentLibrary/368-4493_Page_9.pdf" target="_blank">Tech Drawing</a> | [25 empty] | 39122206 | [6 empty] | <a href="https://www.lutron.com/Service-Support/Technical/InstallationInstructions/Pages/Videos.aspx?syst=Dimmers+%26+Switches&prodn=Maestro%c2%ae+dimmer+%26+switch" target="_blank">Product Video Clip</a> | [6 empty] | <a href="https://www.lutron.com/TechnicalDocumentLibrary/369-119_Wallbox_Warranty.pdf" target="_blank">Warranty Information</a> |  |  |  |  | 0.250 L | [14 empty] | 0 | 0 | 0 | 0 | Lighting Fixtures | 2017-09-21 10:28 | 2024-07-20 11:23 | 0000-00-00 00:00:00 | 2024-07-20 11:23 | 0000-00-00 00:00:00 | [6 empty] | White
1 | Lutron Electronics | MA-1000-BL-CSA | 4460-9115 | 4460 | 9115 | Lutron Electronics | MA-1000-BL.jpg | 27557704038 | MAESTRO INC 1000W BL CSA | Maestro Dimmer - Gloss Finish, Incandescent/Halogen, Multi-location/single-pole, 120V/1000W in black, for Canada |  | 2.3 | 4.6 |  | MA-1000-BL.jpg | http://grandbrass.xologic.com/vendors/4460/large/MA-1000-BL.jpg | [47 empty] | 0 | 0 | 0 | [6 empty] | 0 | 1 | 1 | EA | 1 | Lighting Controls | [27 empty] | Dimmers | [242 empty] | <a href="https://www.lutron.com/TechnicalDocumentLibrary/0301940.pdf" target="_blank">Installation Instructions</a> | [23 empty] | 2.000 DW |  |  | 2.3000 IN | [89 empty] | 1.000 EA | 1.000 EA | [35 empty] | No | [42 empty] | https://www.lutron.com/TechnicalDocumentLibrary/Maestro.pdf | [7 empty] | Shelf Stock | [13 empty] | <a href="https://www.lutron.com/TechnicalDocumentLibrary/368-4493_Page_9.pdf" target="_blank">Tech Drawing</a> | [25 empty] | 39122206 | [6 empty] | <a href="https://www.lutron.com/Service-Support/Technical/InstallationInstructions/Pages/Videos.aspx?syst=Dimmers+%26+Switches&prodn=Maestro%c2%ae+dimmer+%26+switch" target="_blank">Product Video Clip</a> | [6 empty] | <a href="https://www.lutron.com/TechnicalDocumentLibrary/369-119_Wallbox_Warranty.pdf" target="_blank">Warranty Information</a> |  |  |  |  | 0.270 L | [14 empty] | 0 | 0 | 0 | 0 | Lighting Fixtures | 2017-09-21 10:28 | 2024-07-20 11:29 | 0000-00-00 00:00:00 | 2024-07-20 11:29 | 0000-00-00 00:00:00 | [6 empty] | Black
1 | Lutron Electronics | AYLV-600P-BR-CSA | 4460-9117 | 4460 | 9117 | Lutron Electronics | AY-10P-BR-LG.jpg | 27557704878 | ARIADNI 600VA PRESET BROWN CSA | Ariadni Dimmer, Magnetic Low-Voltage, Single-pole, preset, 120V/600VA (450W) in brown, for Canada |  | 2.3 | 4.6 |  | AY-10P-BR-LG.jpg | http://grandbrass.xologic.com/vendors/4460/large/AY-10P-BR-LG.jpg | [47 empty] | 0 | 0 | 0 | [6 empty] | 0 | 1 | 1 | EA | 1 | Lighting Controls | [27 empty] | Dimmers | [242 empty] | <a href="https://www.lutron.com/TechnicalDocumentLibrary/0301273.pdf" target="_blank">Installation Instructions</a> | [23 empty] | 2.000 DW |  |  | 2.3000 IN | [89 empty] | 1.000 EA | 1.000 EA | [35 empty] | No | [42 empty] | https://assets.lutron.com/a/documents/spec%20guide%20volume%201%20with%20addendums.pdf#page=50 | [7 empty] | Shelf Stock | [13 empty] | <a href="https://www.lutron.com/TechnicalDocumentLibrary/368-4493_Page_1.pdf" target="_blank">Tech Drawing</a> | [25 empty] | 39122206 | [6 empty] | <a href="https://www.lutron.com/Education-Training/Tools/Pages/InstallDimmer.aspx?syst=Dimmers+%26+Switches&prodn=Ariadni%c2%ae+%2f+Toggler%c2%ae+dimmer" target="_blank">Product Video Clip</a> | [6 empty] | <a href="https://www.lutron.com/TechnicalDocumentLibrary/369-119_Wallbox_Warranty.pdf" target="_blank">Warranty Information</a> |  |  |  |  | 0.200 L | [14 empty] | 0 | 0 | 0 | 0 | Lighting Fixtures | 2017-09-21 10:28 | 2024-07-20 11:18 | 0000-00-00 00:00:00 | 2024-07-20 11:18 | 0000-00-00 00:00:00 | [6 empty] | Brown
1 | Lutron Electronics | DVLV-600P-WH-CSA | 4460-9118 | 4460 | 9118 | Lutron Electronics | DV-10P-WH-LG.jpg | 27557706681 | DIVA LOW VOLT 600W CSA WH | Diva Dimmer - Gloss Finish, Magnetic Low-Voltage, Single-pole, 120V/600VA (450W) in white, for Canada |  | 2.4 | 4.5 |  | DV-10P-WH-LG.jpg | http://grandbrass.xologic.com/vendors/4460/large/DV-10P-WH-LG.jpg | [47 empty] | 0 | 0 | 0 | [6 empty] | 0 | 1 | 1 | EA | 1 | Lighting Controls | [27 empty] | Dimmers | [242 empty] | <a href="https://www.lutron.com/TechnicalDocumentLibrary/030448c.pdf" target="_blank">Installation Instructions</a> | [23 empty] | 10.000 DW |  |  | 2.4000 IN | [89 empty] | 1.000 EA | 1.000 EA | [35 empty] | No | [42 empty] | https://www.lutron.com/TechnicalDocumentLibrary/DivaSatinColors.pdf | [7 empty] | Shelf Stock | [13 empty] | <a href="https://www.lutron.com/TechnicalDocumentLibrary/368-4493_Page_2.pdf" target="_blank">Tech Drawing</a> | [25 empty] | 39122206 | [6 empty] | <a href="https://www.lutron.com/Education-Training/Tools/Pages/InstallDimmer.aspx?syst=Dimmers+%26+Switches&prodn=Diva%c2%ae+dimmer+%26+switch" target="_blank">Product Video Clip</a> | [6 empty] | <a href="https://www.lutron.com/TechnicalDocumentLibrary/369-119_Wallbox_Warranty.pdf" target="_blank">Warranty Information</a> |  |  |  |  | 0.250 L | [14 empty] | 0 | 0 | 0 | 0 | Lighting Fixtures | 2017-09-21 10:28 | 2024-07-20 11:24 | 0000-00-00 00:00:00 | 2024-07-20 11:24 | 0000-00-00 00:00:00 | [6 empty] | White
1 | Lutron Electronics | DVLV-603P-IV-CSA | 4460-9119 | 4460 | 9119 | Lutron Electronics | DV-10P-IV-LG.jpg | 27557706735 | DIVA LOW VOLT 600W 3WY CSA IV | Diva Dimmer - Gloss Finish, Magnetic Low-Voltage, 3-way, 120V/600VA (450W) in ivory, for Canada |  | 2.25 | 0.8 |  | DV-10P-IV-LG.jpg | http://grandbrass.xologic.com/vendors/4460/large/DV-10P-IV-LG.jpg | [47 empty] | 0 | 0 | 0 | [6 empty] | 0 | 1 | 1 | EA | 1 | Lighting Controls | [27 empty] | Dimmers | [242 empty] | <a href="https://www.lutron.com/TechnicalDocumentLibrary/030448c.pdf" target="_blank">Installation Instructions</a> | [23 empty] | 10.000 DW |  |  | 1.5000 IN | [89 empty] | 1.000 EA | 1.000 EA | [35 empty] | No | [42 empty] | https://www.lutron.com/TechnicalDocumentLibrary/DivaSatinColors.pdf | [7 empty] | Shelf Stock | [13 empty] | <a href="https://www.lutron.com/TechnicalDocumentLibrary/368-4493_Page_5.pdf" target="_blank">Tech Drawing</a> | [25 empty] | 39122206 | [6 empty] | <a href="https://www.lutron.com/Education-Training/Tools/Pages/InstallDimmer.aspx?syst=Dimmers+%26+Switches&prodn=Diva%c2%ae+dimmer+%26+switch" target="_blank">Product Video Clip</a> | [6 empty] | <a href="https://www.lutron.com/TechnicalDocumentLibrary/369-119_Wallbox_Warranty.pdf" target="_blank">Warranty Information</a> |  |  |  |  | 0.080 L | [14 empty] | 0 | 0 | 0 | 0 | Lighting Fixtures | 2017-09-21 10:28 | 2024-07-20 11:29 | 0000-00-00 00:00:00 | 2024-07-20 11:29 | 0000-00-00 00:00:00 | [6 empty] | Ivory
1 | Lutron Electronics | DVLV-603P-AL-CSA | 4460-9120 | 4460 | 9120 | Lutron Electronics | DV-10P-AL-LG.jpg | 27557706759 | DIVA LOW VOLT 600W 3WY CSA AL | Diva Dimmer - Gloss Finish, Magnetic Low-Voltage, 3-way, 120V/600VA (450W) in almond, for Canada |  | 2.25 | 0.8 |  | DV-10P-AL-LG.jpg | http://grandbrass.xologic.com/vendors/4460/large/DV-10P-AL-LG.jpg | [47 empty] | 0 | 0 | 0 | [6 empty] | 0 | 1 | 1 | EA | 1 | Lighting Controls | [27 empty] | Dimmers | [242 empty] | <a href="https://www.lutron.com/TechnicalDocumentLibrary/030448c.pdf" target="_blank">Installation Instructions</a> | [23 empty] | 10.000 DW |  |  | 1.5000 IN | [89 empty] | 1.000 EA | 1.000 EA | [35 empty] | No | [42 empty] | https://www.lutron.com/TechnicalDocumentLibrary/DivaSatinColors.pdf | [7 empty] | Shelf Stock | [13 empty] | <a href="https://www.lutron.com/TechnicalDocumentLibrary/368-4493_Page_5.pdf" target="_blank">Tech Drawing</a> | [25 empty] | 39122206 | [6 empty] | <a href="https://www.lutron.com/Education-Training/Tools/Pages/InstallDimmer.aspx?syst=Dimmers+%26+Switches&prodn=Diva%c2%ae+dimmer+%26+switch" target="_blank">Product Video Clip</a> | [6 empty] | <a href="https://www.lutron.com/TechnicalDocumentLibrary/369-119_Wallbox_Warranty.pdf" target="_blank">Warranty Information</a> |  |  |  |  | 0.080 L | [14 empty] | 0 | 0 | 0 | 0 | Lighting Fixtures | 2017-09-21 10:28 | 2024-07-20 11:23 | 0000-00-00 00:00:00 | 2024-07-20 11:23 | 0000-00-00 00:00:00 | [6 empty] | Almond
1 | Lutron Electronics | DVLV-603P-BR-CSA | 4460-9121 | 4460 | 9121 | Lutron Electronics | DV-10P-BR-LG.jpg | 27557706773 | DIVA LOW VOLT 600W 3WY CSA BR | Diva Dimmer - Gloss Finish, Magnetic Low-Voltage, 3-way, 120V/600VA (450W) in brown, for Canada |  | 2.25 | 0.8 |  | DV-10P-BR-LG.jpg | http://grandbrass.xologic.com/vendors/4460/large/DV-10P-BR-LG.jpg | [47 empty] | 0 | 0 | 0 | [6 empty] | 0 | 1 | 1 | EA | 1 | Lighting Controls | [27 empty] | Dimmers | [242 empty] | <a href="https://www.lutron.com/TechnicalDocumentLibrary/030448c.pdf" target="_blank">Installation Instructions</a> | [23 empty] | 10.000 DW |  |  | 1.5000 IN | [89 empty] | 1.000 EA | 1.000 EA | [35 empty] | No | [42 empty] | https://www.lutron.com/TechnicalDocumentLibrary/DivaSatinColors.pdf | [7 empty] | Shelf Stock | [13 empty] | <a href="https://www.lutron.com/TechnicalDocumentLibrary/368-4493_Page_5.pdf" target="_blank">Tech Drawing</a> | [25 empty] | 39122206 | [6 empty] | <a href="https://www.lutron.com/Education-Training/Tools/Pages/InstallDimmer.aspx?syst=Dimmers+%26+Switches&prodn=Diva%c2%ae+dimmer+%26+switch" target="_blank">Product Video Clip</a> | [6 empty] | <a href="https://www.lutron.com/TechnicalDocumentLibrary/369-119_Wallbox_Warranty.pdf" target="_blank">Warranty Information</a> |  |  |  |  | 0.080 L | [14 empty] | 0 | 0 | 0 | 0 | Lighting Fixtures | 2017-09-21 10:28 | 2024-07-20 11:22 | 0000-00-00 00:00:00 | 2024-07-20 11:22 | 0000-00-00 00:00:00 | [6 empty] | Brown
4 | Lutron Electronics | CAR-15-DDTR-BL-C | 4460-9123 | 4460 | 9123 | Lutron Electronics | CAR-15-DDTR-BL.png | 27557778954 | CLARO 15A TPR RSIST DUAL DIM RCPT BL CSA | Claro, Gloss, Dual dimming, tamper resistant receptacle, 15A/125V in black, for Canada |  | 2.3 | 4.6 |  | CAR-15-DDTR-BL.png | http://grandbrass.xologic.com/vendors/4460/large/CAR-15-DDTR-BL.png | [47 empty] | 0 | 0 | 0 | [6 empty] | 0 | 1 | 1 | EA | 1 | Lighting Controls |  |  | Electrical Distribution Equipment |  | Receptacles |  | Electrical Receptacles | [20 empty] | Dimmers | [242 empty] | <a href="https://www.lutron.com/TechnicalDocumentLibrary/0301636.pdf" target="_blank">Installation Instructions</a> | [23 empty] | 5.000 DW |  |  | 2.3000 IN | [89 empty] | 1.000 EA | 1.000 EA | [35 empty] | No | [42 empty] | https://www.lutron.com/TechnicalDocumentLibrary/369269_ENG.pdf | [7 empty] | Shelf Stock | [39 empty] | 39121406 | [13 empty] | <a href="https://www.lutron.com/TechnicalDocumentLibrary/369-119_Wallbox_Warranty.pdf" target="_blank">Warranty Information</a> |  |  |  |  | 0.250 L | [14 empty] | 0 | 0 | 0 | 0 | Electrical | 2017-09-21 10:28 | 2024-07-20 11:22 | 0000-00-00 00:00:00 | 2025-11-29 02:00 | 0000-00-00 00:00:00 | [6 empty] | Black
4 | Lutron Electronics | CAR-15-DDTR-GR-C | 4460-9124 | 4460 | 9124 | Lutron Electronics | CAR-15-DDTR-GR.png | 27557779012 | CLARO 15A TPR RSIST DUAL DIM RCPT GR CSA | Claro, Gloss, Dual dimming, tamper resistant receptacle, 15A/125V in gray, for Canada |  |  |  |  | CAR-15-DDTR-GR.png | http://grandbrass.xologic.com/vendors/4460/large/CAR-15-DDTR-GR.png | [47 empty] | 0 | 0 | 0 | [6 empty] | 0 | 1 | 1 | EA | 1 | Lighting Controls |  |  | Electrical Distribution Equipment |  | Receptacles |  | Electrical Receptacles | [20 empty] | Dimmers | [242 empty] | <a href="https://www.lutron.com/TechnicalDocumentLibrary/0301636.pdf" target="_blank">Installation Instructions</a> | [23 empty] | 2.000 DW | [92 empty] | 1.000 EA | 1.000 EA | [35 empty] | No | [42 empty] | https://www.lutron.com/TechnicalDocumentLibrary/369269_ENG.pdf | [7 empty] | Shelf Stock | [39 empty] | 39121406 | [13 empty] | <a href="https://www.lutron.com/TechnicalDocumentLibrary/369-119_Wallbox_Warranty.pdf" target="_blank">Warranty Information</a> |  |  |  |  | 0.500 L | [14 empty] | 0 | 0 | 0 | 0 | Electrical | 2017-09-21 10:28 | 2024-07-20 11:43 | 0000-00-00 00:00:00 | 2025-11-29 02:00 | 0000-00-00 00:00:00 | [6 empty] | Gray
4 | Lutron Electronics | NTR-15-HDTR-LA-C | 4460-9126 | 4460 | 9126 | Lutron Electronics | NTR-15-HDTR-LA.png | 27557780247 | NOVAT 15A TPR RSIST HALF DIM RCPT LA CSA | Architectural, half dimming, tamper resistant receptacle (Gloss), 15A/125V in light almond, for Canada |  |  |  |  | NTR-15-HDTR-LA.png | http://grandbrass.xologic.com/vendors/4460/large/NTR-15-HDTR-LA.png | [47 empty] | 0 | 0 | 0 | [6 empty] | 0 | 1 | 1 | EA | 1 | Lighting Controls |  |  | Electrical Distribution Equipment |  | Receptacles |  | Electrical Receptacles | [20 empty] | Dimmers | [242 empty] | <a href="https://www.lutron.com/TechnicalDocumentLibrary/0301636.pdf" target="_blank">Installation Instructions</a> | [23 empty] | 10.000 DW | [92 empty] | 1.000 EA | 1.000 EA | [35 empty] | No | [42 empty] | https://www.lutron.com/TechnicalDocumentLibrary/369269_ENG.pdf | [7 empty] | Shelf Stock | [39 empty] | 39121406 | [13 empty] | <a href="https://www.lutron.com/TechnicalDocumentLibrary/369-119_Wallbox_Warranty.pdf" target="_blank">Warranty Information</a> |  |  |  |  | 0.500 L | [14 empty] | 0 | 0 | 0 | 0 | Electrical | 2017-09-21 10:28 | 2024-07-20 11:22 | 0000-00-00 00:00:00 | 2025-11-29 02:00 | 0000-00-00 00:00:00
4 | Lutron Electronics | NTR-15-HDTR-TP-C | 4460-9127 | 4460 | 9127 | Lutron Electronics | NTR-15-HDTR-TP.jpg | 27557780308 | NOVAT 15A TPR RSIST HALF DIM RCPT TP CSA | Architectural, half dimming, tamper resistant receptacle (Gloss), 15A/125V in taupe, for Canada |  |  |  |  | NTR-15-HDTR-TP.jpg | http://grandbrass.xologic.com/vendors/4460/large/NTR-15-HDTR-TP.jpg | [47 empty] | 0 | 0 | 0 | [6 empty] | 0 | 1 | 1 | EA | 1 | Lighting Controls |  |  | Electrical Distribution Equipment |  | Receptacles |  | Electrical Receptacles | [20 empty] | Dimmers | [242 empty] | <a href="https://www.lutron.com/TechnicalDocumentLibrary/0301636.pdf" target="_blank">Installation Instructions</a> | [23 empty] | 10.000 DW | [92 empty] | 1.000 EA | 1.000 EA | [35 empty] | No | [42 empty] | https://www.lutron.com/TechnicalDocumentLibrary/369269_ENG.pdf | [7 empty] | Shelf Stock | [39 empty] | 39121406 | [13 empty] | <a href="https://www.lutron.com/TechnicalDocumentLibrary/369-119_Wallbox_Warranty.pdf" target="_blank">Warranty Information</a> |  |  |  |  | 0.500 L | [14 empty] | 0 | 0 | 0 | 0 | Electrical | 2017-09-21 10:28 | 2024-07-20 11:27 | 0000-00-00 00:00:00 | 2025-11-29 02:00 | 0000-00-00 00:00:00 | [6 empty] | Taupe
4 | Lutron Electronics | SCR-15-HDTR-SW-C | 4460-9130 | 4460 | 9130 | Lutron Electronics | SCR-15-HDTR-SW-C.JPG | 27557782043 | SATIN 15A TPR RSIST HALF DIM RCPT SW CSA | Claro, Satin, half dimming, tamper resistant receptacle, 15A/125V in snow, for Canada |  |  |  |  | SCR-15-HDTR-SW-C.JPG | http://grandbrass.xologic.com/vendors/4460/large/SCR-15-HDTR-SW-C.JPG | [47 empty] | 0 | 0 | 0 | [6 empty] | 0 | 1 | 1 | EA | 1 | Lighting Controls |  |  | Electrical Distribution Equipment |  | Receptacles |  | Electrical Receptacles | [20 empty] | Dimmers | [242 empty] | <a href="https://www.lutron.com/TechnicalDocumentLibrary/0301636.pdf" target="_blank">Installation Instructions</a> | [23 empty] | 10.000 DW | [92 empty] | 1.000 EA | 1.000 EA | [35 empty] | No | [42 empty] | https://www.lutron.com/TechnicalDocumentLibrary/369269_ENG.pdf | [7 empty] | Shelf Stock | [39 empty] | 39121406 | [13 empty] | <a href="https://www.lutron.com/TechnicalDocumentLibrary/369-119_Wallbox_Warranty.pdf" target="_blank">Warranty Information</a> |  |  |  |  | 0.500 L | [14 empty] | 0 | 0 | 0 | 0 | Electrical | 2017-09-21 10:28 | 2024-07-20 11:43 | 0000-00-00 00:00:00 | 2025-11-29 02:00 | 0000-00-00 00:00:00 | [6 empty] | Snow
4 | Lutron Electronics | SCR-15-HDTR-TP-C | 4460-9131 | 4460 | 9131 | Lutron Electronics | SCR-15-HDTR-TP-C.JPG | 27557782104 | SATIN 15A TPR RSIST HALF DIM RCPT TP CSA | Claro, Satin, half dimming, tamper resistant receptacle, 15A/125V in taupe, for Canada |  |  |  |  | SCR-15-HDTR-TP-C.JPG | http://grandbrass.xologic.com/vendors/4460/large/SCR-15-HDTR-TP-C.JPG | [47 empty] | 0 | 0 | 0 | [6 empty] | 0 | 1 | 1 | EA | 1 | Lighting Controls |  |  | Electrical Distribution Equipment |  | Receptacles |  | Electrical Receptacles | [20 empty] | Dimmers | [242 empty] | <a href="https://www.lutron.com/TechnicalDocumentLibrary/0301636.pdf" target="_blank">Installation Instructions</a> | [23 empty] | 10.000 DW | [92 empty] | 1.000 EA | 1.000 EA | [35 empty] | No | [42 empty] | https://www.lutron.com/TechnicalDocumentLibrary/369269_ENG.pdf | [7 empty] | Shelf Stock | [39 empty] | 39121406 | [13 empty] | <a href="https://www.lutron.com/TechnicalDocumentLibrary/369-119_Wallbox_Warranty.pdf" target="_blank">Warranty Information</a> |  |  |  |  | 0.500 L | [14 empty] | 0 | 0 | 0 | 0 | Electrical | 2017-09-21 10:28 | 2024-07-20 11:18 | 0000-00-00 00:00:00 | 2025-11-29 02:00 | 0000-00-00 00:00:00 | [6 empty] | Taupe
1 | Lutron Electronics | MSCLV-600M-BI-CS | 4460-9141 | 4460 | 9141 | Lutron Electronics | MSCLV-600M-BI-CS.jpg | 27557805803 | MAESTRO SC 600W LV BISCUIT CSA | Maestro Dimmer - Satin Finish, Magnetic Low-Voltage, Multi-location/single-pole, 120V/600VA (450W) in biscuit, for Canada |  | 2.3 | 4.6 |  | MSCLV-600M-BI-CS.jpg | http://grandbrass.xologic.com/vendors/4460/large/MSCLV-600M-BI-CS.jpg | [47 empty] | 0 | 0 | 0 | [6 empty] | 0 | 1 | 1 | EA | 1 | Lighting Controls | [27 empty] | Dimmers | [242 empty] | <a href="https://www.lutron.com/TechnicalDocumentLibrary/0301940.pdf" target="_blank">Installation Instructions</a> | [23 empty] | 10.000 DW |  |  | 2.3000 IN | [89 empty] | 1.000 EA | 1.000 EA | [35 empty] | No | [42 empty] | https://www.lutron.com/TechnicalDocumentLibrary/maestrosatincolors.pdf | [7 empty] | Shelf Stock | [13 empty] | <a href="https://www.lutron.com/TechnicalDocumentLibrary/368-4493_Page_9.pdf" target="_blank">Tech Drawing</a> | [25 empty] | 39122206 | [6 empty] | <a href="https://www.lutron.com/Service-Support/Technical/InstallationInstructions/Pages/Videos.aspx?syst=Dimmers+%26+Switches&prodn=Maestro%c2%ae+dimmer+%26+switch" target="_blank">Product Video Clip</a> | [6 empty] | <a href="https://www.lutron.com/TechnicalDocumentLibrary/369-119_Wallbox_Warranty.pdf" target="_blank">Warranty Information</a> |  |  |  |  | 0.270 L | [14 empty] | 0 | 0 | 0 | 0 | Lighting Fixtures | 2017-09-21 10:28 | 2024-07-20 11:43 | 0000-00-00 00:00:00 | 2024-07-20 11:43 | 0000-00-00 00:00:00 | [6 empty] | Biscuit
1 | Lutron Electronics | SCL-153PH-AL-C | 4460-9145 | 4460 | 9145 | Lutron Electronics | Ecom_SCL-153P-AL_nowallplate.jpeg?w=1500 | 784276009010 | SKYLARK CFL/LED DIMMER ALMOND CLAM CSA | Skylark LED+ Dimmer for LED, halogen, and incandescent dimmable bulbs, uses LED Technology, clamshell packaging in almond, for Canada |  | 2.82 | 5.59 | [50 empty] | 0 | 0 | 0 | [6 empty] | 0 | 1 | 1 | EA | 1 | Lighting Controls | [27 empty] | Dimmers | [242 empty] | <a href="https://www.lutron.com/TechnicalDocumentLibrary/0301882.pdf" target="_blank">Installation Instructions</a> | [23 empty] | 10.000 DW |  |  | 3.9080 IN | [89 empty] | 1.000 EA | 1.000 EA | [35 empty] | No | [42 empty] | https://www.lutron.com/TechnicalDocumentLibrary/369684.pdf | [7 empty] | Shelf Stock | [13 empty] | <a href="https://www.lutron.com/TechnicalDocumentLibrary/368-4493_Page_5.pdf" target="_blank">Tech Drawing</a> | [25 empty] | 39122206 | [6 empty] | <a href="https://lutron.widen.net/content/stbdslloil/MP4/LED+-Dimmer-with-Wire-Leads-Installation_English.MP4?w=2048" target="_blank">Product Video Clip</a> | [6 empty] | <a href="https://www.lutron.com/TechnicalDocumentLibrary/369-119_Wallbox_Warranty.pdf" target="_blank">Warranty Information</a> |  |  |  |  | 0.250 L | [14 empty] | 0 | 0 | 0 | 0 | Lighting Fixtures | 2017-09-21 10:28 | 2024-07-20 11:26 | 0000-00-00 00:00:00 | 2024-07-20 11:26 | 0000-00-00 00:00:00 | [6 empty] | Almond
1 | Lutron Electronics | MACL-153MH-IV-C | 4460-9146 | 4460 | 9146 | Lutron Electronics | Ecom_MACL-153M-IV_nowallplate.jpeg | 784276010597 | MAESTRO LED+ MULTILOC CLAM IVORY CSA | Maestro LED+ Multiloc, Clamshell Ivory, for Canada |  | 2.5 | 4.6 |  | Ecom_MACL-153M-IV_nowallplate.jpeg | http://grandbrass.xologic.com/vendors/4460/large/Ecom_MACL-153M-IV_nowallplate.jpeg | [47 empty] | 0 | 0 | 0 | [6 empty] | 0 | 1 | 1 | EA | 1 | Lighting Controls | [27 empty] | Dimmers | [242 empty] | <a href="https://www.lutron.com/TechnicalDocumentLibrary/0301629b.pdf" target="_blank">Installation Instructions</a> | [23 empty] | 2.000 DW |  |  | 2.5000 IN | [89 empty] | 1.000 EA | 1.000 EA | [35 empty] | No | [42 empty] | https://www.lutron.com/TechnicalDocumentLibrary/369613a_SPA.pdf | [7 empty] | Shelf Stock | [13 empty] | <a href="https://www.lutron.com/TechnicalDocumentLibrary/368-4493_Page_9.pdf" target="_blank">Tech Drawing</a> | [25 empty] | 39122206 | [13 empty] | <a href="https://www.lutron.com/TechnicalDocumentLibrary/369-119_Wallbox_Warranty.pdf" target="_blank">Warranty Information</a> |  |  |  |  | 0.250 L | [14 empty] | 0 | 0 | 0 | 0 | Lighting Fixtures | 2017-09-21 10:28 | 2024-07-20 11:27 | 0000-00-00 00:00:00 | 2024-07-20 11:27 | 0000-00-00 00:00:00 | [6 empty] | Ivory
1 | Lutron Electronics | MACL-153MRHW-WHC | 4460-9147 | 4460 | 9147 | Lutron Electronics | Ecom_MACL-153MLRHW-WH_WithWallplate.jpeg | 784276010634 | MAESTRO LED+ REMOTE KIT WHITE WP CSA | Maestro LED+ Remote Kit, With White Wallplate, for Canada |  | 7.3 | 2.5 |  | Ecom_MACL-153MLRHW-WH_WithWallplate.jpeg | http://grandbrass.xologic.com/vendors/4460/large/Ecom_MACL-153MLRHW-WH_WithWallplate.jpeg | [47 empty] | 0 | 0 | 0 | [6 empty] | 0 | 1 | 1 | EA | 1 | Lighting Controls | [27 empty] | Dimmers | [242 empty] | <a href="https://www.lutron.com/TechnicalDocumentLibrary/0301629b.pdf" target="_blank">Installation Instructions</a> | [23 empty] | 10.000 DW |  |  | 10.1000 IN | [89 empty] | 1.000 EA | 1.000 EA | [35 empty] | No | [42 empty] | https://www.lutron.com/TechnicalDocumentLibrary/369613a_SPA.pdf | [7 empty] | Shelf Stock | [13 empty] | <a href="https://www.lutron.com/TechnicalDocumentLibrary/368-4493_Page_9.pdf" target="_blank">Tech Drawing</a> | [25 empty] | 39122206 | [13 empty] | <a href="https://www.lutron.com/TechnicalDocumentLibrary/369-119_Wallbox_Warranty.pdf" target="_blank">Warranty Information</a> |  |  |  |  | 0.800 L | [14 empty] | 0 | 0 | 0 | 0 | Lighting Fixtures | 2017-09-21 10:28 | 2024-07-20 11:26 | 0000-00-00 00:00:00 | 2024-07-20 11:26 | 0000-00-00 00:00:00
1 | Lutron Electronics | DVCL-253PH-WH-C | 4460-9148 | 4460 | 9148 | Lutron Electronics | DVCL-253PH-WH-C | 784276092111 | DIVA CFL/LED CLAM 250W CSA | Diva gloss dimmer for 250W CFL/LED, 600W inc/hal, or Lutron Hi-Lume A-Series LTE LED Driver, clamshell packaging in white, for Canada |  | 5.83 | 3.9 | [50 empty] | 0 | 0 | 0 | [6 empty] | 0 | 1 | 1 | EA | 1 | Lighting Controls | [27 empty] | Dimmers | [242 empty] | <a href="https://www.lutron.com/TechnicalDocumentLibrary/0301882.pdf" target="_blank">Installation Instructions</a> | [23 empty] | 10.000 DW |  |  | 2.3800 IN | [89 empty] | 1.000 EA | 1.000 EA | [35 empty] | No | [42 empty] | https://www.lutron.com/TechnicalDocumentLibrary/369810_Diva%20250W%20C.L%20Dimmer_Spec%20Sub.pdf | [7 empty] | Shelf Stock | [13 empty] | <a href="https://www.lutron.com/TechnicalDocumentLibrary/368-4493_Page_5.pdf" target="_blank">Tech Drawing</a> | [25 empty] | 39122206 | [13 empty] | <a href="https://www.lutron.com/TechnicalDocumentLibrary/369-119_Wallbox_Warranty.pdf" target="_blank">Warranty Information</a> |  |  |  |  | 0.270 L | [14 empty] | 0 | 0 | 0 | 0 | Lighting Fixtures | 2017-09-21 10:28 | 2024-07-20 11:24 | 0000-00-00 00:00:00 | 2024-07-20 11:24 | 0000-00-00 00:00:00 | [6 empty] | White
1 | Lutron Electronics | PD-10NXD-BL-C | 4460-9149 | 4460 | 9149 | Lutron Electronics | Ecom_PD-10NXD-BL_WithWallPlate.jpeg?w=1500 | 784276146197 | CasÃ©ta PRO 1000W DIMMER BLACK CSA | Caseta Wireless 3-way/single-pole RF dimmer for LED, CFL, Incandescent, Halogen, or Magnetic Low Voltage, 1000W/VA, neutral optional in black, for Canada |  | 2.25 | 4.5 | [50 empty] | 0 | 0 | 0 | [6 empty] | 0 | 1 | 1 | EA | 1 | Lighting Controls | [27 empty] | Dimmers | [242 empty] | <a href="https://www.lutron.com/TechnicalDocumentLibrary/0301779.pdf" target="_blank">Installation Instructions</a> | [23 empty] | 40.000 DW |  |  | 2.2500 IN | [89 empty] | 1.000 EA | 1.000 EA | [35 empty] | No | [42 empty] | https://www.lutron.com/TechnicalDocumentLibrary/369987_FRE.pdf | [7 empty] | Shelf Stock | [13 empty] | <a href="https://www.lutron.com/TechnicalDocumentLibrary/368-4493_Page_34.pdf" target="_blank">Tech Drawing</a> | [25 empty] | 39122206 | [6 empty] | <a href="https://lutron.widen.net/content/dsiex7hr8w/MP4/Ecom_CasetaGeneral_benefitsvideo.MP4?w=2048" target="_blank">Product Video Clip</a> | [6 empty] | <a href="https://www.lutron.com/TechnicalDocumentLibrary/369-119_Wallbox_Warranty.pdf" target="_blank">Warranty Information</a> |  |  |  |  | 0.040 L | [14 empty] | 0 | 0 | 0 | 0 | Lighting Fixtures | 2017-09-21 10:28 | 2024-07-20 11:25 | 0000-00-00 00:00:00 | 2024-07-20 11:25 | 0000-00-00 00:00:00 | [6 empty] | Black
1 | Lutron Electronics | CTRP-253P-BL | 4460-9150 | 4460 | 9150 | Lutron Electronics | CTRP-253P-BL.jpg | 784276226479 | SKYLARK CONTOUR 250W LED IN BLACK | Skylark Contour Reverse-phase Dimmer with on/off switch, CFL/LED (Screw-based), Incandescent/Halogen, Electronic Low-voltage, 3-way/single-pole, 250W CFL/LED or 500W inc/hal/ELV in black |  | 2.25 | 4.5 |  | CTRP-253P-BL.jpg | http://grandbrass.xologic.com/vendors/4460/large/CTRP-253P-BL.jpg | [47 empty] | 0 | 0 | 0 | [6 empty] | 0 | 1 | 1 | EA | 1 | Lighting Controls | [27 empty] | Dimmers | [266 empty] | 2.000 DW |  |  | 2.2500 IN | [89 empty] | 1.000 EA | 1.000 EA | [35 empty] | No | [42 empty] | https://www.lutron.com/TechnicalDocumentLibrary/3691037.pdf | [7 empty] | Shelf Stock | [13 empty] | <a href="https://www.lutron.com/TechnicalDocumentLibrary/368-4493_Page_39.pdf" target="_blank">Tech Drawing</a> | [25 empty] | 39122206 | [13 empty] | <a href="https://www.lutron.com/TechnicalDocumentLibrary/369-119_Wallbox_Warranty.pdf" target="_blank">Warranty Information</a> |  |  |  |  | 0.380 L | [14 empty] | 0 | 0 | 0 | 0 | Lighting Fixtures | 2017-09-21 10:28 | 2024-07-20 11:27 | 0000-00-00 00:00:00 | 2024-07-20 11:27 | 0000-00-00 00:00:00 | [6 empty] | Black
1 | Lutron Electronics | NTRP-250-BL | 4460-9151 | 4460 | 9151 | Lutron Electronics | NTRP-250-BL.jpg | 784276227247 | NOVA T250W LED 300W ELV BLACK | Nova T Reverse-phase, slide-to-off Dimmer, CFL/LED (screw-base), Incandescent/Halogen, electronic low-voltage, single-pole, 250W CFL/LED or 600W inc/hal/elv in black |  | 5.4 | 3 |  | NTRP-250-BL.jpg | http://grandbrass.xologic.com/vendors/4460/large/NTRP-250-BL.jpg | [47 empty] | 0 | 0 | 0 | [6 empty] | 0 | 1 | 1 | EA | 1 | Lighting Controls | [27 empty] | Dimmers | [242 empty] | <a href="https://www.lutron.com/TechnicalDocumentLibrary/0301841.pdf" target="_blank">Installation Instructions</a> | [23 empty] | 2.000 DW |  |  | 4.1000 IN | [89 empty] | 1.000 EA | 1.000 EA | [35 empty] | No | [42 empty] | https://www.lutron.com/TechnicalDocumentLibrary/NovaTB.pdf | [7 empty] | Shelf Stock | [13 empty] | <a href="https://www.lutron.com/TechnicalDocumentLibrary/368-4493_Page_41.pdf" target="_blank">Tech Drawing</a> | [25 empty] | 39122206 | [13 empty] | <a href="https://www.lutron.com/TechnicalDocumentLibrary/369-119_Wallbox_Warranty.pdf" target="_blank">Warranty Information</a> |  |  |  |  | 0.460 L | [14 empty] | 0 | 0 | 0 | 0 | Lighting Fixtures | 2017-09-21 10:28 | 2024-07-20 11:27 | 0000-00-00 00:00:00 | 2024-07-20 11:27 | 0000-00-00 00:00:00 | [6 empty] | Black
4 | Lutron Electronics | CTFSQ-FH-IV-C | 4460-9156 | 4460 | 9156 | Lutron Electronics | Ecom_CTFSQ-F-IV_nowallplate.jpeg?w=1500 | 27557830300 | CT 1.5A QUIET FAN SPEED 3-WAY CLM CSA IV | Skylark Contour Fan Control, Incandescent/Halogen, Single-pole, quiet 3-speed, 120V/1.5A, clamshell packaging in ivory for Canada |  | 2.57 | 5.85 | [50 empty] | 0 | 0 | 0 | [6 empty] | 0 | 1 | 1 | EA | 1 |  |  |  | Control And Automation |  | Switches |  | Speed Switch | [263 empty] | <a href="https://www.lutron.com/TechnicalDocumentLibrary/0301990.pdf" target="_blank">Installation Instructions</a> | [23 empty] | 10.000 DW |  |  | 3.9000 IN | [89 empty] | 1.000 EA | 1.000 EA | [35 empty] | No | [42 empty] | https://www.lutron.com/TechnicalDocumentLibrary/369447.pdf | [7 empty] | Shelf Stock | [13 empty] | <a href="https://www.lutron.com/TechnicalDocumentLibrary/368-4493_Page_5.pdf" target="_blank">Tech Drawing</a> | [25 empty] | 39122240 | [13 empty] | <a href="https://www.lutron.com/TechnicalDocumentLibrary/369-119_Wallbox_Warranty.pdf" target="_blank">Warranty Information</a> |  |  |  |  | 0.250 L | [14 empty] | 0 | 0 | 0 | 0 | Electrical | 2017-09-21 10:28 | 2024-07-20 11:34 | 0000-00-00 00:00:00 | 2024-07-20 11:34 | 0000-00-00 00:00:00 | [6 empty] | Ivory
4 | Lutron Electronics | CTFSQ-FH-WH-C | 4460-9157 | 4460 | 9157 | Lutron Electronics | Ecom_CTFSQ-FH-WH_nowallplate.jpeg?w=1500 | 27557830355 | CT 1.5A QUIET FAN SPEED 3-WAY CLM CSA WH | Skylark Contour Fan Control, Incandescent/Halogen, Single-pole, quiet 3-speed, 120V/1.5A, clamshell packaging in white for Canada |  | 4.1 | 2.6 | [50 empty] | 0 | 0 | 0 | [6 empty] | 0 | 1 | 1 | EA | 1 |  |  |  | Control And Automation |  | Switches |  | Speed Switch | [263 empty] | <a href="https://www.lutron.com/TechnicalDocumentLibrary/0301990.pdf" target="_blank">Installation Instructions</a> | [23 empty] | 15.000 DW |  |  | 6.1000 IN | [89 empty] | 1.000 EA | 1.000 EA | [35 empty] | No | [42 empty] | https://www.lutron.com/TechnicalDocumentLibrary/369447.pdf | [7 empty] | Shelf Stock | [13 empty] | <a href="https://www.lutron.com/TechnicalDocumentLibrary/368-4493_Page_5.pdf" target="_blank">Tech Drawing</a> | [25 empty] | 39122240 | [13 empty] | <a href="https://www.lutron.com/TechnicalDocumentLibrary/369-119_Wallbox_Warranty.pdf" target="_blank">Warranty Information</a> |  |  |  |  | 0.200 L | [14 empty] | 0 | 0 | 0 | 0 | Electrical | 2017-09-21 10:28 | 2024-07-20 11:43 | 0000-00-00 00:00:00 | 2024-07-20 11:43 | 0000-00-00 00:00:00 | [6 empty] | White
1 | Lutron Electronics | MRF2S-6ND-120-TP | 4460-9159 | 4460 | 9159 | Lutron Electronics | MRF2S-6ND-120-TP.jpg | 784276149679 | MRF2 600W NEUTRAL WIRE TAUPE, VIVE ENBLD | Maestro Wireless Dimmer, Incandescent/Halogen, Magnetic Low-Voltage, Specification grade, multi-location/single-pole, 120V/600W/VA in taupe, Vive enabled |  | 2.25 | 4.5 |  | MRF2S-6ND-120-TP.jpg | http://grandbrass.xologic.com/vendors/4460/large/MRF2S-6ND-120-TP.jpg | [47 empty] | 0 | 0 | 0 | [6 empty] | 0 | 1 | 1 | EA | 1 | Lighting Controls | [27 empty] | Dimmers | [242 empty] | <a href="https://www.lutron.com/TechnicalDocumentLibrary/0301896.pdf" target="_blank">Installation Instructions</a> | [23 empty] | 2.000 DW |  |  | 2.2500 IN | [89 empty] | 1.000 EA | 1.000 EA | [35 empty] | No | [42 empty] | https://www.lutron.com/TechnicalDocumentLibrary/369904_SPA.pdf | [7 empty] | Shelf Stock | [13 empty] | <a href="https://www.lutron.com/TechnicalDocumentLibrary/368-4493_Page_18.pdf" target="_blank">Tech Drawing</a> | [25 empty] | 39122206 | [13 empty] | <a href="https://www.lutron.com/TechnicalDocumentLibrary/369-119_Wallbox_Warranty.pdf" target="_blank">Warranty Information</a> |  |  |  |  | 0.250 L | [14 empty] | 0 | 0 | 0 | 0 | Lighting Fixtures | 2017-09-21 10:29 | 2024-07-20 11:43 | 0000-00-00 00:00:00 | 2024-07-20 11:43 | 0000-00-00 00:00:00 | [6 empty] | Taupe
1 | Lutron Electronics | MRF2S-6ANS-BI | 4460-9160 | 4460 | 9160 | Lutron Electronics | MRF2S-6ANS-BI.jpg | 784276164047 | MRF-FM-6A SWITCH 120V BI, VIVE ENBLD | Maestro Wireless Switch, Incandescent/Halogen, Magnetic Low-Voltage, Electronic Low-Voltage, Non-Dim Fluorescent, Multi-location/single-pole, 120V/6A light or 3A fan in biscuit,Vive enabled |  | 2.3 | 4.5 |  | MRF2S-6ANS-BI.jpg | http://grandbrass.xologic.com/vendors/4460/large/MRF2S-6ANS-BI.jpg | [47 empty] | 0 | 0 | 0 | [6 empty] | 0 | 1 | 1 | EA | 1 | Lighting Controls | [27 empty] | Lightswitches | [242 empty] | <a href="https://www.lutron.com/TechnicalDocumentLibrary/0301819.pdf" target="_blank">Installation Instructions</a> | [23 empty] | 15.000 DW |  |  | 2.3000 IN | [89 empty] | 1.000 EA | 1.000 EA | [35 empty] | No | [42 empty] | https://www.lutron.com/TechnicalDocumentLibrary/369904_SPA.pdf | [7 empty] | Shelf Stock | [13 empty] | <a href="https://www.lutron.com/TechnicalDocumentLibrary/368-4493_Page_18.pdf" target="_blank">Tech Drawing</a> | [25 empty] | 39122216 | [13 empty] | <a href="https://www.lutron.com/TechnicalDocumentLibrary/369-119_Wallbox_Warranty.pdf" target="_blank">Warranty Information</a> |  |  |  |  | 0.290 L | [14 empty] | 0 | 0 | 0 | 0 | Lighting Fixtures | 2017-09-21 10:29 | 2024-07-20 11:22 | 0000-00-00 00:00:00 | 2024-07-20 11:22 | 0000-00-00 00:00:00 | [6 empty] | Biscuit
1 | Lutron Electronics | MRF2S-6ANS-PD | 4460-9161 | 4460 | 9161 | Lutron Electronics | MRF2S-6ANS-PD.jpg | 784276164061 | MRF-FM-6A SWITCH 120V PD, VIVE ENBLD | Maestro Wireless Switch, Incandescent/Halogen, Magnetic Low-Voltage, Electronic Low-Voltage, Non-Dim Fluorescent, Multi-location/single-pole, 120V/6A light or 3A fan in palladium,Vive enabled |  | 2.3 | 4.5 |  | MRF2S-6ANS-PD.jpg | http://grandbrass.xologic.com/vendors/4460/large/MRF2S-6ANS-PD.jpg | [47 empty] | 0 | 0 | 0 | [6 empty] | 0 | 1 | 1 | EA | 1 | Lighting Controls | [27 empty] | Lightswitches | [242 empty] | <a href="https://www.lutron.com/TechnicalDocumentLibrary/0301819.pdf" target="_blank">Installation Instructions</a> | [23 empty] | 15.000 DW |  |  | 2.3000 IN | [89 empty] | 1.000 EA | 1.000 EA | [35 empty] | No | [42 empty] | https://www.lutron.com/TechnicalDocumentLibrary/369904_SPA.pdf | [7 empty] | Shelf Stock | [13 empty] | <a href="https://www.lutron.com/TechnicalDocumentLibrary/368-4493_Page_18.pdf" target="_blank">Tech Drawing</a> | [25 empty] | 39122216 | [13 empty] | <a href="https://www.lutron.com/TechnicalDocumentLibrary/369-119_Wallbox_Warranty.pdf" target="_blank">Warranty Information</a> |  |  |  |  | 0.290 L | [14 empty] | 0 | 0 | 0 | 0 | Lighting Fixtures | 2017-09-21 10:29 | 2024-07-20 11:18 | 0000-00-00 00:00:00 | 2024-07-20 11:18 | 0000-00-00 00:00:00 | [6 empty] | Palladium
1 | Lutron Electronics | MRF2S-8ANS120-AL | 4460-9166 | 4460 | 9166 | Lutron Electronics | MRF2S-8ANS120-AL.jpg | 784276148412 | MRF-FM-8A SWITCH 120V IN AL VIVE ENABLD | Maestro Wireless Switch, Incandescent/Halogen, Magnetic Low-Voltage, Electronic Low-Voltage, Non-Dim Fluorescent, Specification grade, multi-location/single-pole, 120V/8A light or 5.8 A fan in almond Vive enabled |  | 2.3 | 4.5 |  | MRF2S-8ANS120-AL.jpg | http://grandbrass.xologic.com/vendors/4460/large/MRF2S-8ANS120-AL.jpg | [47 empty] | 0 | 0 | 0 | [6 empty] | 0 | 1 | 1 | EA | 1 | Lighting Controls | [27 empty] | Lightswitches | [242 empty] | <a href="https://www.lutron.com/TechnicalDocumentLibrary/0301819.pdf" target="_blank">Installation Instructions</a> | [23 empty] | 2.000 DW |  |  | 2.3000 IN | [89 empty] | 1.000 EA | 1.000 EA | [35 empty] | No | [42 empty] | https://www.lutron.com/TechnicalDocumentLibrary/369904_SPA.pdf | [7 empty] | Shelf Stock | [13 empty] | <a href="https://www.lutron.com/TechnicalDocumentLibrary/368-4493_Page_18.pdf" target="_blank">Tech Drawing</a> | [25 empty] | 39122216 | [13 empty] | <a href="https://www.lutron.com/TechnicalDocumentLibrary/369-119_Wallbox_Warranty.pdf" target="_blank">Warranty Information</a> |  |  |  |  | 0.290 L | [14 empty] | 0 | 0 | 0 | 0 | Lighting Fixtures | 2017-09-21 10:29 | 2024-07-20 11:43 | 0000-00-00 00:00:00 | 2024-07-20 11:43 | 0000-00-00 00:00:00 | [6 empty] | Almond
1 | Lutron Electronics | MRF2S-8ANS120-GR | 4460-9167 | 4460 | 9167 | Lutron Electronics | MRF2S-8ANS120-GR.jpg | 784276148436 | MRF-FM-8A SWITCH 120V IN GR VIVE ENABLD | Maestro Wireless Switch, Incandescent/Halogen, Magnetic Low-Voltage, Electronic Low-Voltage, Non-Dim Fluorescent, Specification grade, multi-location/single-pole, 120V/8A light or 5.8 A fan in gray Vive enabled |  | 2.3 | 4.5 |  | MRF2S-8ANS120-GR.jpg | http://grandbrass.xologic.com/vendors/4460/large/MRF2S-8ANS120-GR.jpg | [47 empty] | 0 | 0 | 0 | [6 empty] | 0 | 1 | 1 | EA | 1 | Lighting Controls | [27 empty] | Lightswitches | [242 empty] | <a href="https://www.lutron.com/TechnicalDocumentLibrary/0301819.pdf" target="_blank">Installation Instructions</a> | [23 empty] | 10.000 DW |  |  | 2.3000 IN | [89 empty] | 1.000 EA | 1.000 EA | [35 empty] | No | [42 empty] | https://www.lutron.com/TechnicalDocumentLibrary/369904_SPA.pdf | [7 empty] | Shelf Stock | [13 empty] | <a href="https://www.lutron.com/TechnicalDocumentLibrary/368-4493_Page_18.pdf" target="_blank">Tech Drawing</a> | [25 empty] | 39122216 | [13 empty] | <a href="https://www.lutron.com/TechnicalDocumentLibrary/369-119_Wallbox_Warranty.pdf" target="_blank">Warranty Information</a> |  |  |  |  | 0.290 L | [14 empty] | 0 | 0 | 0 | 0 | Lighting Fixtures | 2017-09-21 10:29 | 2024-07-20 11:25 | 0000-00-00 00:00:00 | 2024-07-20 11:25 | 0000-00-00 00:00:00 | [6 empty] | Gray
1 | Lutron Electronics | FCJS-010 | 4460-9169 | 4460 | 9169 | Lutron Electronics | FCJS-010.jpg | 784276148962 | FIXTURE CONTROL 0-10V, VIVE ENABLED | PowPak wireless fixture control for 0-10 V drivers and ballasts, Vive enabled |  | 3.38 | 4.5 |  | FCJS-010.jpg | http://grandbrass.xologic.com/vendors/4460/large/FCJS-010.jpg | [47 empty] | 0 | 0 | 0 | [6 empty] | 0 | 1 | 1 | EA | 1 | Lighting Controls | [27 empty] | Dimmers | [242 empty] | <a href="https://www.lutron.com/TechnicalDocumentLibrary/041771.pdf" target="_blank">Installation Instructions</a> | [23 empty] | 85.000 DW |  |  | 2.1900 IN | [89 empty] | 1.000 EA | 1.000 EA | [35 empty] | No | [42 empty] | https://www.lutron.com/TechnicalDocumentLibrary/369918_ENG.pdf | [7 empty] | Shelf Stock | [39 empty] | 39122206 | [13 empty] | <a href="https://www.lutron.com/TechnicalDocumentLibrary/369-119_Wallbox_Warranty.pdf" target="_blank">Warranty Information</a> |  |  |  |  | 0.310 L | [14 empty] | 0 | 0 | 0 | 0 | Lighting Fixtures | 2017-09-21 10:29 | 2024-07-20 11:25 | 0000-00-00 00:00:00 | 2024-07-20 11:25 | 0000-00-00 00:00:00
1 | Lutron Electronics | FCJS-ECO-BULK8 | 4460-9171 | 4460 | 9171 | Lutron Electronics | FCJS-ECO-BULK8.jpg | 784276148993 | FIXTURE CONTROL ECOBULK8, VIVE ENABLED | PowPak wireless fixture control for EcoSystem drivers and ballasts, bulk pack Vive enabled |  | 9.5 | 6.5 |  | FCJS-ECO-BULK8.jpg | http://grandbrass.xologic.com/vendors/4460/large/FCJS-ECO-BULK8.jpg | [47 empty] | 0 | 0 | 0 | [6 empty] | 0 | 1 | 1 | EA | 1 | Lighting Controls | [27 empty] | Dimmers | [242 empty] | <a href="https://www.lutron.com/TechnicalDocumentLibrary/041771.pdf" target="_blank">Installation Instructions</a> | [23 empty] | 2.000 DW |  |  | 6.5000 IN | [89 empty] | 1.000 EA | 1.000 EA | [35 empty] | No | [42 empty] | https://www.lutron.com/TechnicalDocumentLibrary/369918_ENG.pdf | [7 empty] | Shelf Stock | [39 empty] | 39122206 | [13 empty] | <a href="https://www.lutron.com/TechnicalDocumentLibrary/369-119_Wallbox_Warranty.pdf" target="_blank">Warranty Information</a> |  |  |  |  | 2.600 L | [14 empty] | 0 | 0 | 0 | 0 | Lighting Fixtures | 2017-09-21 10:29 | 2024-07-20 11:22 | 0000-00-00 00:00:00 | 2024-07-20 11:22 | 0000-00-00 00:00:00
1 | Lutron Electronics | RMJS-16R-DV-B | 4460-9172 | 4460 | 9172 | Lutron Electronics | RMJS-16R-DV-B.jpg | 784276150460 | RELAY MODULE, VIVE ENABLED | PowPak relay module with Softswitch, 16A general purpose switch, 120/277V, Vive enabled |  | 3.38 | 4.5 |  | RMJS-16R-DV-B.jpg | http://grandbrass.xologic.com/vendors/4460/large/RMJS-16R-DV-B.jpg | [47 empty] | 0 | 0 | 0 | [6 empty] | 0 | 1 | 1 | EA | 1 | Lighting Controls | [27 empty] | Lightswitches | [242 empty] | <a href="https://www.lutron.com/TechnicalDocumentLibrary/041647.pdf" target="_blank">Installation Instructions</a> | [23 empty] | 85.000 DW |  |  | 2.1900 IN | [89 empty] | 1.000 EA | 1.000 EA | [35 empty] | No | [42 empty] | https://www.lutron.com/TechnicalDocumentLibrary/369908_ENG.pdf | [7 empty] | Shelf Stock | [39 empty] | 39122216 | [13 empty] | <a href="https://www.lutron.com/TechnicalDocumentLibrary/369-119_Wallbox_Warranty.pdf" target="_blank">Warranty Information</a> |  |  |  |  | 0.310 L | [14 empty] | 0 | 0 | 0 | 0 | Lighting Fixtures | 2017-09-21 10:29 | 2024-07-20 11:28 | 0000-00-00 00:00:00 | 2024-07-20 11:28 | 0000-00-00 00:00:00
1 | Lutron Electronics | RMJS-20R-DV-B | 4460-9173 | 4460 | 9173 | Lutron Electronics | RMJS-20R-DV-B.jpg | 784276177818 | 20A RELAY MODULE | PowPak Load Controller, Relay module with Softswitch, 20A general purpose switch, 120/277V |  | 3.38 | 4.5 |  | RMJS-20R-DV-B.jpg | http://grandbrass.xologic.com/vendors/4460/large/RMJS-20R-DV-B.jpg | [47 empty] | 0 | 0 | 0 | [6 empty] | 0 | 1 | 1 | EA | 1 | Lighting Controls | [27 empty] | Other Lighting Controls | [242 empty] | <a href="https://www.lutron.com/TechnicalDocumentLibrary/041611.pdf" target="_blank">Installation Instructions</a> | [23 empty] | 85.000 DW |  |  | 2.1900 IN | [89 empty] | 1.000 EA | 1.000 EA | [35 empty] | No | [42 empty] | https://www.lutron.com/TechnicalDocumentLibrary/369966_FRE.pdf | [7 empty] | Shelf Stock | [39 empty] | 39122220 | [13 empty] | <a href="https://www.lutron.com/TechnicalDocumentLibrary/369-119_Wallbox_Warranty.pdf" target="_blank">Warranty Information</a> |  |  |  |  | 0.310 L | [14 empty] | 0 | 0 | 0 | 0 | Lighting Fixtures | 2017-09-21 10:29 | 2024-07-20 11:25 | 0000-00-00 00:00:00 | 2024-07-20 11:25 | 0000-00-00 00:00:00
1 | Lutron Electronics | MRF2S-6CL-BL | 4460-9174 | 4460 | 9174 | Lutron Electronics | MRF2S-6CL-BL.jpg | 784276147934 | MAESTRO RF C.L. DIMMER IN BL VIVE ENABLD | Maestro C.L multi-location dimmer 150W CFL/LED or 600W inc/hal 120V in black Vive enabled |  | 2.25 | 4.5 |  | MRF2S-6CL-BL.jpg | http://grandbrass.xologic.com/vendors/4460/large/MRF2S-6CL-BL.jpg | [47 empty] | 0 | 0 | 0 | [6 empty] | 0 | 1 | 1 | EA | 1 | Lighting Controls | [27 empty] | Dimmers | [242 empty] | <a href="https://www.lutron.com/TechnicalDocumentLibrary/0301814.pdf" target="_blank">Installation Instructions</a> | [23 empty] | 55.000 DW |  |  | 2.2500 IN | [89 empty] | 1.000 EA | 1.000 EA | [35 empty] | No | [42 empty] | https://www.lutron.com/TechnicalDocumentLibrary/369904_SPA.pdf | [7 empty] | Shelf Stock | [13 empty] | <a href="https://www.lutron.com/TechnicalDocumentLibrary/368-4493_Page_9.pdf" target="_blank">Tech Drawing</a> | [25 empty] | 39122206 | [13 empty] | <a href="https://www.lutron.com/TechnicalDocumentLibrary/369-119_Wallbox_Warranty.pdf" target="_blank">Warranty Information</a> |  |  |  |  | 0.250 L | [14 empty] | 0 | 0 | 0 | 0 | Lighting Fixtures | 2017-09-21 10:29 | 2024-07-20 11:34 | 0000-00-00 00:00:00 | 2024-07-20 11:34 | 0000-00-00 00:00:00 | [6 empty] | Black
1 | Lutron Electronics | MRF2S-6CL-BI | 4460-9176 | 4460 | 9176 | Lutron Electronics | MRF2S-6CL-BI.jpg | 784276148009 | MAESTRO RF C.L. DIMMER IN BIVIVE ENABLD | Maestro C.L multi-location dimmer 150W CFL/LED or 600W inc/hal 120V in biscuit Vive enabled |  | 2.25 | 4.5 |  | MRF2S-6CL-BI.jpg | http://grandbrass.xologic.com/vendors/4460/large/MRF2S-6CL-BI.jpg | [47 empty] | 0 | 0 | 0 | [6 empty] | 0 | 1 | 1 | EA | 1 | Lighting Controls | [27 empty] | Dimmers | [242 empty] | <a href="https://www.lutron.com/TechnicalDocumentLibrary/0301814.pdf" target="_blank">Installation Instructions</a> | [23 empty] | 55.000 DW |  |  | 2.2500 IN | [89 empty] | 1.000 EA | 1.000 EA | [35 empty] | No | [42 empty] | https://www.lutron.com/TechnicalDocumentLibrary/369904_SPA.pdf | [7 empty] | Shelf Stock | [13 empty] | <a href="https://www.lutron.com/TechnicalDocumentLibrary/368-4493_Page_9.pdf" target="_blank">Tech Drawing</a> | [25 empty] | 39122206 | [13 empty] | <a href="https://www.lutron.com/TechnicalDocumentLibrary/369-119_Wallbox_Warranty.pdf" target="_blank">Warranty Information</a> |  |  |  |  | 0.250 L | [14 empty] | 0 | 0 | 0 | 0 | Lighting Fixtures | 2017-09-21 10:29 | 2024-07-20 11:22 | 0000-00-00 00:00:00 | 2024-07-20 11:22 | 0000-00-00 00:00:00 | [6 empty] | Biscuit
1 | Lutron Electronics | MRF2S-6CL-PD | 4460-9177 | 4460 | 9177 | Lutron Electronics | MRF2S-6CL-PD.jpg | 784276148023 | MAESTRO RF C.L. DIMMER IN PD VIVE ENABLD | Maestro C.L multi-location dimmer 150W CFL/LED or 600W inc/hal 120V in palladium Vive enabled |  | 2.25 | 4.5 |  | MRF2S-6CL-PD.jpg | http://grandbrass.xologic.com/vendors/4460/large/MRF2S-6CL-PD.jpg | [47 empty] | 0 | 0 | 0 | [6 empty] | 0 | 1 | 1 | EA | 1 | Lighting Controls | [27 empty] | Dimmers | [242 empty] | <a href="https://www.lutron.com/TechnicalDocumentLibrary/0301814.pdf" target="_blank">Installation Instructions</a> | [23 empty] | 55.000 DW |  |  | 2.2500 IN | [89 empty] | 1.000 EA | 1.000 EA | [35 empty] | No | [42 empty] | https://www.lutron.com/TechnicalDocumentLibrary/369904_SPA.pdf | [7 empty] | Shelf Stock | [13 empty] | <a href="https://www.lutron.com/TechnicalDocumentLibrary/368-4493_Page_9.pdf" target="_blank">Tech Drawing</a> | [25 empty] | 39122206 | [13 empty] | <a href="https://www.lutron.com/TechnicalDocumentLibrary/369-119_Wallbox_Warranty.pdf" target="_blank">Warranty Information</a> |  |  |  |  | 0.250 L | [14 empty] | 0 | 0 | 0 | 0 | Lighting Fixtures | 2017-09-21 10:29 | 2024-07-20 11:25 | 0000-00-00 00:00:00 | 2024-07-20 11:25 | 0000-00-00 00:00:00 | [6 empty] | Palladium
1 | Lutron Electronics | MRF2S-8S-DV-WH | 4460-9182 | 4460 | 9182 | Lutron Electronics | MRF2S-8S-DV-WH.jpg | 784276148658 | MRF 8A DUAL VOLT SWITCH IN WH VIVE ENBLD | Maestro Wireless Switch, Incandescent/Halogen, Magnetic Low-Voltage, Electronic Low-Voltage, Non-Dim Fluorescent, Specification grade, multi-location/single-pole, 120V/8A light or 3A fan or 1/4 HP motor 277V/8A light or 3A fan in white Vive enabled |  | 2.3 | 4.5 |  | MRF2S-8S-DV-WH.jpg | http://grandbrass.xologic.com/vendors/4460/large/MRF2S-8S-DV-WH.jpg | [47 empty] | 0 | 0 | 0 | [6 empty] | 0 | 1 | 1 | EA | 1 | Lighting Controls | [27 empty] | Lightswitches | [242 empty] | <a href="https://www.lutron.com/TechnicalDocumentLibrary/0301789.pdf" target="_blank">Installation Instructions</a> | [23 empty] | 10.000 DW |  |  | 2.3000 IN | [89 empty] | 1.000 EA | 1.000 EA | [35 empty] | No | [42 empty] | https://www.lutron.com/TechnicalDocumentLibrary/369904_SPA.pdf | [7 empty] | Shelf Stock | [13 empty] | <a href="https://www.lutron.com/TechnicalDocumentLibrary/368-4493_Page_9.pdf" target="_blank">Tech Drawing</a> | [25 empty] | 39122216 | [13 empty] | <a href="https://www.lutron.com/TechnicalDocumentLibrary/369-119_Wallbox_Warranty.pdf" target="_blank">Warranty Information</a> |  |  |  |  | 0.290 L | [14 empty] | 0 | 0 | 0 | 0 | Lighting Fixtures | 2017-09-21 10:29 | 2024-07-20 11:25 | 0000-00-00 00:00:00 | 2024-07-20 11:25 | 0000-00-00 00:00:00 | [6 empty] | White
1 | Lutron Electronics | MRF2S-8S-DV-AL | 4460-9183 | 4460 | 9183 | Lutron Electronics | MRF2S-8S-DV-AL.jpg | 784276148672 | MRF 8A DUAL VOLT SWITCH IN AL VIVE ENBLD | Maestro Wireless Switch, Incandescent/Halogen, Magnetic Low-Voltage, Electronic Low-Voltage, Non-Dim Fluorescent, Specification grade, multi-location/single-pole, 120V/8A light or 3A fan or 1/4 HP motor 277V/8A light or 3A fan in almond Vive enabled |  | 2.3 | 4.5 |  | MRF2S-8S-DV-AL.jpg | http://grandbrass.xologic.com/vendors/4460/large/MRF2S-8S-DV-AL.jpg | [47 empty] | 0 | 0 | 0 | [6 empty] | 0 | 1 | 1 | EA | 1 | Lighting Controls | [27 empty] | Lightswitches | [242 empty] | <a href="https://www.lutron.com/TechnicalDocumentLibrary/0301789.pdf" target="_blank">Installation Instructions</a> | [23 empty] | 10.000 DW |  |  | 2.3000 IN | [89 empty] | 1.000 EA | 1.000 EA | [35 empty] | No | [42 empty] | https://www.lutron.com/TechnicalDocumentLibrary/369904_SPA.pdf | [7 empty] | Shelf Stock | [13 empty] | <a href="https://www.lutron.com/TechnicalDocumentLibrary/368-4493_Page_9.pdf" target="_blank">Tech Drawing</a> | [25 empty] | 39122216 | [13 empty] | <a href="https://www.lutron.com/TechnicalDocumentLibrary/369-119_Wallbox_Warranty.pdf" target="_blank">Warranty Information</a> |  |  |  |  | 0.290 L | [14 empty] | 0 | 0 | 0 | 0 | Lighting Fixtures | 2017-09-21 10:29 | 2024-07-20 11:25 | 0000-00-00 00:00:00 | 2024-07-20 11:25 | 0000-00-00 00:00:00 | [6 empty] | Almond
1 | Lutron Electronics | MRF2S-8S-DV-HT | 4460-9184 | 4460 | 9184 | Lutron Electronics | MRF2S-8S-DV-HT.jpg | 784276148726 | MRF 8A DUAL VOLT SWITCH IN HT VIVE ENBLD | Maestro Wireless Switch, Incandescent/Halogen, Magnetic Low-Voltage, Electronic Low-Voltage, Non-Dim Fluorescent, Specification grade, multi-location/single-pole, 120V/8A light or 3A fan or 1/4 HP motor 277V/8A light or 3A fan in hot Vive enabled |  | 2.3 | 4.5 |  | MRF2S-8S-DV-HT.jpg | http://grandbrass.xologic.com/vendors/4460/large/MRF2S-8S-DV-HT.jpg | [47 empty] | 0 | 0 | 0 | [6 empty] | 0 | 1 | 1 | EA | 1 | Lighting Controls | [27 empty] | Lightswitches | [242 empty] | <a href="https://www.lutron.com/TechnicalDocumentLibrary/0301789.pdf" target="_blank">Installation Instructions</a> | [23 empty] | 10.000 DW |  |  | 2.3000 IN | [89 empty] | 1.000 EA | 1.000 EA | [35 empty] | No | [42 empty] | https://www.lutron.com/TechnicalDocumentLibrary/369904_SPA.pdf | [7 empty] | Shelf Stock | [13 empty] | <a href="https://www.lutron.com/TechnicalDocumentLibrary/368-4493_Page_9.pdf" target="_blank">Tech Drawing</a> | [25 empty] | 39122216 | [13 empty] | <a href="https://www.lutron.com/TechnicalDocumentLibrary/369-119_Wallbox_Warranty.pdf" target="_blank">Warranty Information</a> |  |  |  |  | 0.290 L | [14 empty] | 0 | 0 | 0 | 0 | Lighting Fixtures | 2017-09-21 10:29 | 2024-07-20 11:43 | 0000-00-00 00:00:00 | 2024-07-20 11:43 | 0000-00-00 00:00:00
1 | Lutron Electronics | RMJS-20RCCO1DV-B | 4460-9186 | 4460 | 9186 | Lutron Electronics | RMJS-20RCCO1DV-B.jpg | 784276177825 | 20A RELAY MODULE W/CCO | PowPak Load Controller, Relay module with Softswitch, 20A general purpose switch with (1) contact closure output, 120/277V |  | 3.38 | 4.5 |  | RMJS-20RCCO1DV-B.jpg | http://grandbrass.xologic.com/vendors/4460/large/RMJS-20RCCO1DV-B.jpg | [47 empty] | 0 | 0 | 0 | [6 empty] | 0 | 1 | 1 | EA | 1 | Lighting Controls | [27 empty] | Other Lighting Controls | [242 empty] | <a href="https://www.lutron.com/TechnicalDocumentLibrary/041611.pdf" target="_blank">Installation Instructions</a> | [23 empty] | 85.000 DW |  |  | 2.1900 IN | [89 empty] | 1.000 EA | 1.000 EA | [35 empty] | No | [42 empty] | https://www.lutron.com/TechnicalDocumentLibrary/369966_FRE.pdf | [7 empty] | Shelf Stock | [39 empty] | 39122220 | [13 empty] | <a href="https://www.lutron.com/TechnicalDocumentLibrary/369-119_Wallbox_Warranty.pdf" target="_blank">Warranty Information</a> |  |  |  |  | 0.310 L | [14 empty] | 0 | 0 | 0 | 0 | Lighting Fixtures | 2017-09-21 10:29 | 2024-07-20 11:25 | 0000-00-00 00:00:00 | 2024-07-20 11:25 | 0000-00-00 00:00:00
1 | Lutron Electronics | DVCL-153PH-BLC | 4460-9188 | 4460 | 9188 | Lutron Electronics | Ecom_DVCL-153P-BL_nowallplate.jpeg | 27557003346 | DIVA CFL/LED CLAM BLACK CSA | Diva LED+ Dimmer - Gloss Finish, LED, Incandescent/Halogen, 3-way/single-pole, 150W LED or 600W inc/hal clamshell packaging in black, for Canada |  | 5.83 | 3.9 |  | Ecom_DVCL-153P-BL_nowallplate.jpeg | http://grandbrass.xologic.com/vendors/4460/large/Ecom_DVCL-153P-BL_nowallplate.jpeg | [47 empty] | 0 | 0 | 0 | [6 empty] | 0 | 1 | 1 | EA | 1 | Lighting Controls | [27 empty] | Dimmers | [242 empty] | <a href="https://www.lutron.com/TechnicalDocumentLibrary/0301882.pdf" target="_blank">Installation Instructions</a> | [23 empty] | 10.000 DW |  |  | 2.3800 IN | [89 empty] | 1.000 EA | 1.000 EA | [35 empty] | No | [42 empty] | https://www.lutron.com/TechnicalDocumentLibrary/369682.pdf | [7 empty] | Shelf Stock | [13 empty] | <a href="https://www.lutron.com/TechnicalDocumentLibrary/368-4493_Page_5.pdf" target="_blank">Tech Drawing</a> | [25 empty] | 39122206 | [13 empty] | <a href="https://www.lutron.com/TechnicalDocumentLibrary/369-119_Wallbox_Warranty.pdf" target="_blank">Warranty Information</a> |  |  |  |  | 0.270 L | [14 empty] | 0 | 0 | 0 | 0 | Lighting Fixtures | 2017-09-21 10:29 | 2024-07-20 11:23 | 0000-00-00 00:00:00 | 2024-07-20 11:23 | 0000-00-00 00:00:00
1 | Lutron Electronics | DVCL-153PH-BRC | 4460-9189 | 4460 | 9189 | Lutron Electronics | Ecom_DVCL-153P-BR_nowallplate.jpeg | 27557003353 | DIVA CFL/LED CLAM BROWN CSA | Diva LED+ Dimmer - Gloss Finish, LED, Incandescent/Halogen, 3-way/single-pole, 150W LED or 600W inc/hal clamshell packaging in brown, for Canada |  | 5.83 | 3.9 |  | Ecom_DVCL-153P-BR_nowallplate.jpeg | http://grandbrass.xologic.com/vendors/4460/large/Ecom_DVCL-153P-BR_nowallplate.jpeg | [47 empty] | 0 | 0 | 0 | [6 empty] | 0 | 1 | 1 | EA | 1 | Lighting Controls | [27 empty] | Dimmers | [242 empty] | <a href="https://www.lutron.com/TechnicalDocumentLibrary/0301882.pdf" target="_blank">Installation Instructions</a> | [23 empty] | 10.000 DW |  |  | 2.3800 IN | [89 empty] | 1.000 EA | 1.000 EA | [35 empty] | No | [42 empty] | https://www.lutron.com/TechnicalDocumentLibrary/369682.pdf | [7 empty] | Shelf Stock | [13 empty] | <a href="https://www.lutron.com/TechnicalDocumentLibrary/368-4493_Page_5.pdf" target="_blank">Tech Drawing</a> | [25 empty] | 39122206 | [13 empty] | <a href="https://www.lutron.com/TechnicalDocumentLibrary/369-119_Wallbox_Warranty.pdf" target="_blank">Warranty Information</a> |  |  |  |  | 0.270 L | [14 empty] | 0 | 0 | 0 | 0 | Lighting Fixtures | 2017-09-21 10:29 | 2024-07-20 11:29 | 0000-00-00 00:00:00 | 2024-07-20 11:29 | 0000-00-00 00:00:00
1 | Lutron Electronics | CTCL-153PH-GR-C | 4460-9190 | 4460 | 9190 | Lutron Electronics | Ecom_CTCL-153P-GR_nowallplate.jpeg?w=1500 | 27557003667 | CONTOUR CFL/LED CLAM GRAY CSA | Skylark Contour LED+ Dimmer, Incandescent/Halogen, 3-way/single-pole, 150W LED or 600W inc/hal, clamshell packaging in gray, for Canada |  | 4.1 | 2.5 | [50 empty] | 0 | 0 | 0 | [6 empty] | 0 | 1 | 1 | EA | 1 | Lighting Controls | [27 empty] | Dimmers | [242 empty] | <a href="https://www.lutron.com/TechnicalDocumentLibrary/0301882.pdf" target="_blank">Installation Instructions</a> | [23 empty] | 10.000 DW |  |  | 6.1000 IN | [89 empty] | 1.000 EA | 1.000 EA | [35 empty] | No | [42 empty] | https://www.lutron.com/TechnicalDocumentLibrary/369683.pdf | [7 empty] | Shelf Stock | [13 empty] | <a href="https://www.lutron.com/TechnicalDocumentLibrary/368-4493_Page_5.pdf" target="_blank">Tech Drawing</a> | [25 empty] | 39122206 | [6 empty] | <a href="https://lutron.widen.net/content/stbdslloil/MP4/LED+-Dimmer-with-Wire-Leads-Installation_English.MP4?w=2048" target="_blank">Product Video Clip</a> | [6 empty] | <a href="https://www.lutron.com/TechnicalDocumentLibrary/369-119_Wallbox_Warranty.pdf" target="_blank">Warranty Information</a> |  |  |  |  | 0.350 L | [14 empty] | 0 | 0 | 0 | 0 | Lighting Fixtures | 2017-09-21 10:29 | 2024-07-20 11:27 | 0000-00-00 00:00:00 | 2024-07-20 11:27 | 0000-00-00 00:00:00 | [6 empty] | Gray
4 | Lutron Electronics | DVWFSQ-FH-LA-CSA | 4460-9197 | 4460 | 9197 | Lutron Electronics | DVWFSQ-FH-LA-C.JPG | 27557270601 | DIVA DUO QUIET FAN CLAM LT ALMOND CSA | Diva Quiet Fan-Speed Control - Satin Finish, 3-way fan control, clamshell packaging, wallplate included, 1.5A in light almond, for Canada |  | 2.4 | 6.9 |  | DVWFSQ-FH-LA-C.JPG | http://grandbrass.xologic.com/vendors/4460/large/DVWFSQ-FH-LA-C.JPG | [47 empty] | 0 | 0 | 0 | [6 empty] | 0 | 1 | 1 | EA | 1 | Fan Accessories |  |  | Control And Automation |  | Switches |  | Speed Switch | [20 empty] | Fan Wall Mount Controls | [242 empty] | <a href="https://www.lutron.com/TechnicalDocumentLibrary/0301990.pdf" target="_blank">Installation Instructions</a> | [23 empty] | 10.000 DW |  |  | 4.0000 IN | [89 empty] | 1.000 EA | 1.000 EA | [35 empty] | No | [42 empty] | https://www.lutron.com/TechnicalDocumentLibrary/DivaSatinColors.pdf | [7 empty] | Shelf Stock | [13 empty] | <a href="https://www.lutron.com/TechnicalDocumentLibrary/368-4493_Page_5.pdf" target="_blank">Tech Drawing</a> | [25 empty] | 39122240 | [13 empty] | <a href="https://www.lutron.com/TechnicalDocumentLibrary/369-119_Wallbox_Warranty.pdf" target="_blank">Warranty Information</a> |  |  |  |  | 0.390 L | [14 empty] | 0 | 0 | 0 | 0 | Electrical | 2017-09-21 10:30 | 2024-07-20 11:24 | 0000-00-00 00:00:00 | 2025-11-29 02:00 | 0000-00-00 00:00:00
4 | Lutron Electronics | SFSQ-FH-LA-CSA | 4460-9198 | 4460 | 9198 | Lutron Electronics | SFSQ-FH-LA-CSA.jpg | 27557270632 | SKYLARK QUIET FAN CLAM LT ALMO | Skylark Fan-Speed Control, Single-pole, quiet 3-speed, 120V/1.5A, clamshell packaging in light almond, for Canada |  | 2.4 | 5.8 |  | SFSQ-FH-LA-CSA.jpg | http://grandbrass.xologic.com/vendors/4460/large/SFSQ-FH-LA-CSA.jpg | [47 empty] | 0 | 0 | 0 | [6 empty] | 0 | 1 | 1 | EA | 1 | Fan Accessories |  |  | Control And Automation |  | Switches |  | Speed Switch | [20 empty] | Fan Wall Mount Controls | [242 empty] | <a href="https://www.lutron.com/TechnicalDocumentLibrary/033206.pdf" target="_blank">Installation Instructions</a> | [23 empty] | 30.000 DW |  |  | 4.0000 IN | [89 empty] | 1.000 EA | 1.000 EA | [35 empty] | No | [42 empty] | https://www.lutron.com/technicaldocumentlibrary/spec%20guide%20volume%201%20with%20addendums.pdf#page=20 | [7 empty] | Shelf Stock | [13 empty] | <a href="https://www.lutron.com/TechnicalDocumentLibrary/368-4493_Page_2.pdf" target="_blank">Tech Drawing</a> | [25 empty] | 39122240 | [13 empty] | <a href="https://www.lutron.com/TechnicalDocumentLibrary/369-119_Wallbox_Warranty.pdf" target="_blank">Warranty Information</a> |  |  |  |  | 0.240 L | [14 empty] | 0 | 0 | 0 | 0 | Electrical | 2017-09-21 10:30 | 2024-07-20 11:43 | 0000-00-00 00:00:00 | 2025-11-29 02:00 | 0000-00-00 00:00:00
1 | Lutron Electronics | DVWCL-153PH-WHC | 4460-9200 | 4460 | 9200 | Lutron Electronics | DVWCL-153PH-WHC | 27557288057 | DIVA CFL/LED W/ FP CLAM CSA | Diva LED+ Dimmer - Gloss Finish, LED, Incandescent/Halogen, 3-way/single-pole dimmer with wallplate, clamshell packaging, 150W LED or 600W inc/hal in white, for Canada |  | 7.2 | 2.7 | [50 empty] | 0 | 0 | 0 | [6 empty] | 0 | 1 | 1 | EA | 1 | Lighting Controls | [27 empty] | Dimmers | [242 empty] | <a href="https://www.lutron.com/TechnicalDocumentLibrary/0301882.pdf" target="_blank">Installation Instructions</a> | [23 empty] | 10.000 DW |  |  | 6.2000 IN | [89 empty] | 1.000 EA | 1.000 EA | [35 empty] | No | [42 empty] | https://www.lutron.com/TechnicalDocumentLibrary/369682.pdf | [7 empty] | Shelf Stock | [13 empty] | <a href="https://www.lutron.com/TechnicalDocumentLibrary/368-4493_Page_5.pdf" target="_blank">Tech Drawing</a> | [25 empty] | 39122206 | [13 empty] | <a href="https://www.lutron.com/TechnicalDocumentLibrary/369-119_Wallbox_Warranty.pdf" target="_blank">Warranty Information</a> |  |  |  |  | 0.450 L | [14 empty] | 0 | 0 | 0 | 0 | Lighting Fixtures | 2017-09-21 10:30 | 2024-07-20 11:24 | 0000-00-00 00:00:00 | 2024-07-20 11:24 | 0000-00-00 00:00:00
1 | Lutron Electronics | DV-10P-LA-CSA | 4460-9201 | 4460 | 9201 | Lutron Electronics | DV-10P-LA-LG.jpg | 27557366847 | DIVA INCANDESCENT 1000W SINGLE | Diva Dimmer - Gloss Finish, Incandescent/Halogen, Single-pole, 120V/1000W in light almond, for Canada |  | 2.3 | 4.6 |  | DV-10P-LA-LG.jpg | http://grandbrass.xologic.com/vendors/4460/large/DV-10P-LA-LG.jpg | [47 empty] | 0 | 0 | 0 | [6 empty] | 0 | 1 | 1 | EA | 1 | Lighting Controls | [27 empty] | Dimmers | [242 empty] | <a href="https://www.lutron.com/TechnicalDocumentLibrary/0301689.pdf" target="_blank">Installation Instructions</a> | [23 empty] | 2.000 DW |  |  | 2.3000 IN | [89 empty] | 1.000 EA | 1.000 EA | [35 empty] | No | [42 empty] | https://www.lutron.com/TechnicalDocumentLibrary/DivaSatinColors.pdf | [7 empty] | Shelf Stock | [13 empty] | <a href="https://www.lutron.com/TechnicalDocumentLibrary/368-4493_Page_2.pdf" target="_blank">Tech Drawing</a> | [25 empty] | 39122206 | [6 empty] | <a href="https://www.lutron.com/Education-Training/Tools/Pages/InstallDimmer.aspx?syst=Dimmers+%26+Switches&prodn=Diva%c2%ae+dimmer+%26+switch" target="_blank">Product Video Clip</a> | [6 empty] | <a href="https://www.lutron.com/TechnicalDocumentLibrary/369-119_Wallbox_Warranty.pdf" target="_blank">Warranty Information</a> |  |  |  |  | 0.270 L | [14 empty] | 0 | 0 | 0 | 0 | Lighting Fixtures | 2017-09-21 10:30 | 2024-07-20 11:29 | 0000-00-00 00:00:00 | 2024-07-20 11:29 | 0000-00-00 00:00:00
1 | Lutron Electronics | MALV-1000-LA-CSA | 4460-9202 | 4460 | 9202 | Lutron Electronics | MALV-1000-LA-CSA.jpg | 27557476072 | MAESTRO LOW VOLT 1000VA LIGHT | Maestro Dimmer - Gloss Finish, Magnetic Low-Voltage, Multi-location/single-pole, 120V/1000VA (800W) in light almond, for Canada |  | 2.3 | 4.6 |  | MALV-1000-LA-CSA.jpg | http://grandbrass.xologic.com/vendors/4460/large/MALV-1000-LA-CSA.jpg | [47 empty] | 0 | 0 | 0 | [6 empty] | 0 | 1 | 1 | EA | 1 | Lighting Controls | [27 empty] | Dimmers | [242 empty] | <a href="https://www.lutron.com/TechnicalDocumentLibrary/0301940.pdf" target="_blank">Installation Instructions</a> | [23 empty] | 2.000 DW |  |  | 2.3000 IN | [89 empty] | 1.000 EA | 1.000 EA | [35 empty] | No | [42 empty] | https://www.lutron.com/TechnicalDocumentLibrary/Maestro.pdf | [7 empty] | Shelf Stock | [13 empty] | <a href="https://www.lutron.com/TechnicalDocumentLibrary/368-4493_Page_9.pdf" target="_blank">Tech Drawing</a> | [25 empty] | 39122206 | [6 empty] | <a href="https://www.lutron.com/Service-Support/Technical/InstallationInstructions/Pages/Videos.aspx?syst=Dimmers+%26+Switches&prodn=Maestro%c2%ae+dimmer+%26+switch" target="_blank">Product Video Clip</a> | [6 empty] | <a href="https://www.lutron.com/TechnicalDocumentLibrary/369-119_Wallbox_Warranty.pdf" target="_blank">Warranty Information</a> |  |  |  |  | 0.270 L | [14 empty] | 0 | 0 | 0 | 0 | Lighting Fixtures | 2017-09-21 10:30 | 2024-07-20 11:27 | 0000-00-00 00:00:00 | 2024-07-20 11:27 | 0000-00-00 00:00:00
1 | Lutron Electronics | DVLV-10P-BL-CSA | 4460-9218 | 4460 | 9218 | Lutron Electronics | DV-10P-BL-LG.jpg | 27557701372 | DIVA LOW VOL 1000W BL CSA | Diva Dimmer - Gloss Finish, Magnetic Low-Voltage, Single-pole, 120V/1000VA (800W) in black, for Canada |  | 2.25 | 0.8 |  | DV-10P-BL-LG.jpg | http://grandbrass.xologic.com/vendors/4460/large/DV-10P-BL-LG.jpg | [47 empty] | 0 | 0 | 0 | [6 empty] | 0 | 1 | 1 | EA | 1 | Lighting Controls | [27 empty] | Dimmers | [242 empty] | <a href="https://www.lutron.com/TechnicalDocumentLibrary/030448c.pdf" target="_blank">Installation Instructions</a> | [23 empty] | 10.000 DW |  |  | 1.5000 IN | [89 empty] | 1.000 EA | 1.000 EA | [35 empty] | No | [42 empty] | https://www.lutron.com/TechnicalDocumentLibrary/DivaSatinColors.pdf | [7 empty] | Shelf Stock | [13 empty] | <a href="https://www.lutron.com/TechnicalDocumentLibrary/368-4493_Page_2.pdf" target="_blank">Tech Drawing</a> | [25 empty] | 39122206 | [6 empty] | <a href="https://www.lutron.com/Education-Training/Tools/Pages/InstallDimmer.aspx?syst=Dimmers+%26+Switches&prodn=Diva%c2%ae+dimmer+%26+switch" target="_blank">Product Video Clip</a> | [6 empty] | <a href="https://www.lutron.com/TechnicalDocumentLibrary/369-119_Wallbox_Warranty.pdf" target="_blank">Warranty Information</a> |  |  |  |  | 0.080 L | [14 empty] | 0 | 0 | 0 | 0 | Lighting Fixtures | 2017-09-21 10:30 | 2024-07-20 11:26 | 0000-00-00 00:00:00 | 2024-07-20 11:26 | 0000-00-00 00:00:00 | [6 empty] | Black
1 | Lutron Electronics | AYLV-603P-WH-CSA | 4460-9219 | 4460 | 9219 | Lutron Electronics | AYLV-603P-WH.jpg | 27557703789 | ARIADNI 600VA 3WY PSET WH CSA | Ariadni Dimmer, Magnetic Low-Voltage, 3-way, preset, 120V/600VA (450W) in white, for Canada |  | 2.3 | 4.6 |  | AYLV-603P-WH.jpg | http://grandbrass.xologic.com/vendors/4460/large/AYLV-603P-WH.jpg | [47 empty] | 0 | 0 | 0 | [6 empty] | 0 | 1 | 1 | EA | 1 | Lighting Controls | [27 empty] | Dimmers | [242 empty] | <a href="https://www.lutron.com/TechnicalDocumentLibrary/0301287.pdf" target="_blank">Installation Instructions</a> | [23 empty] | 2.000 DW |  |  | 2.3000 IN | [89 empty] | 1.000 EA | 1.000 EA | [35 empty] | No | [42 empty] | https://assets.lutron.com/a/documents/spec%20guide%20volume%201%20with%20addendums.pdf#page=50 | [7 empty] | Shelf Stock | [13 empty] | <a href="https://www.lutron.com/TechnicalDocumentLibrary/368-4493_Page_7.pdf" target="_blank">Tech Drawing</a> | [25 empty] | 39122206 | [6 empty] | <a href="https://www.lutron.com/Education-Training/Tools/Pages/InstallDimmer.aspx?syst=Dimmers+%26+Switches&prodn=Ariadni%c2%ae+%2f+Toggler%c2%ae+dimmer" target="_blank">Product Video Clip</a> | [6 empty] | <a href="https://www.lutron.com/TechnicalDocumentLibrary/369-119_Wallbox_Warranty.pdf" target="_blank">Warranty Information</a> |  |  |  |  | 0.200 L | [14 empty] | 0 | 0 | 0 | 0 | Lighting Fixtures | 2017-09-21 10:30 | 2024-07-20 11:27 | 0000-00-00 00:00:00 | 2024-07-20 11:27 | 0000-00-00 00:00:00 | [6 empty] | White
1 | Lutron Electronics | AYLV-603P-IV-CSA | 4460-9220 | 4460 | 9220 | Lutron Electronics | AYLV-603P-IV.jpg | 27557703796 | ARIADNI 600VA 3WY PSET IV CSA | Ariadni Dimmer, Magnetic Low-Voltage, 3-way, preset, 120V/600VA (450W) in ivory, for Canada |  | 2.3 | 4.6 |  | AYLV-603P-IV.jpg | http://grandbrass.xologic.com/vendors/4460/large/AYLV-603P-IV.jpg | [47 empty] | 0 | 0 | 0 | [6 empty] | 0 | 1 | 1 | EA | 1 | Lighting Controls | [27 empty] | Dimmers | [242 empty] | <a href="https://www.lutron.com/TechnicalDocumentLibrary/0301287.pdf" target="_blank">Installation Instructions</a> | [23 empty] | 2.000 DW |  |  | 2.3000 IN | [89 empty] | 1.000 EA | 1.000 EA | [35 empty] | No | [42 empty] | https://assets.lutron.com/a/documents/spec%20guide%20volume%201%20with%20addendums.pdf#page=50 | [7 empty] | Shelf Stock | [13 empty] | <a href="https://www.lutron.com/TechnicalDocumentLibrary/368-4493_Page_7.pdf" target="_blank">Tech Drawing</a> | [25 empty] | 39122206 | [6 empty] | <a href="https://www.lutron.com/Education-Training/Tools/Pages/InstallDimmer.aspx?syst=Dimmers+%26+Switches&prodn=Ariadni%c2%ae+%2f+Toggler%c2%ae+dimmer" target="_blank">Product Video Clip</a> | [6 empty] | <a href="https://www.lutron.com/TechnicalDocumentLibrary/369-119_Wallbox_Warranty.pdf" target="_blank">Warranty Information</a> |  |  |  |  | 0.200 L | [14 empty] | 0 | 0 | 0 | 0 | Lighting Fixtures | 2017-09-21 10:30 | 2024-07-20 11:29 | 0000-00-00 00:00:00 | 2024-07-20 11:29 | 0000-00-00 00:00:00 | [6 empty] | Ivory
1 | Lutron Electronics | MA-1000-AL-CSA | 4460-9221 | 4460 | 9221 | Lutron Electronics | MA-1000-AL.jpg | 27557703994 | MAESTRO INC 1000W AL CSA | Maestro Dimmer - Gloss Finish, Incandescent/Halogen, Multi-location/single-pole, 120V/1000W in almond, for Canada |  | 2.3 | 4.6 |  | MA-1000-AL.jpg | http://grandbrass.xologic.com/vendors/4460/large/MA-1000-AL.jpg | [47 empty] | 0 | 0 | 0 | [6 empty] | 0 | 1 | 1 | EA | 1 | Lighting Controls | [27 empty] | Dimmers | [242 empty] | <a href="https://www.lutron.com/TechnicalDocumentLibrary/0301940.pdf" target="_blank">Installation Instructions</a> | [23 empty] | 2.000 DW |  |  | 2.3000 IN | [89 empty] | 1.000 EA | 1.000 EA | [35 empty] | No | [42 empty] | https://www.lutron.com/TechnicalDocumentLibrary/Maestro.pdf | [7 empty] | Shelf Stock | [13 empty] | <a href="https://www.lutron.com/TechnicalDocumentLibrary/368-4493_Page_9.pdf" target="_blank">Tech Drawing</a> | [25 empty] | 39122206 | [6 empty] | <a href="https://www.lutron.com/Service-Support/Technical/InstallationInstructions/Pages/Videos.aspx?syst=Dimmers+%26+Switches&prodn=Maestro%c2%ae+dimmer+%26+switch" target="_blank">Product Video Clip</a> | [6 empty] | <a href="https://www.lutron.com/TechnicalDocumentLibrary/369-119_Wallbox_Warranty.pdf" target="_blank">Warranty Information</a> |  |  |  |  | 0.270 L | [14 empty] | 0 | 0 | 0 | 0 | Lighting Fixtures | 2017-09-21 10:30 | 2024-07-20 11:35 | 0000-00-00 00:00:00 | 2024-07-20 11:35 | 0000-00-00 00:00:00 | [6 empty] | Almond
1 | Lutron Electronics | MA-1000-BR-CSA | 4460-9222 | 4460 | 9222 | Lutron Electronics | MA-1000-BR.jpg | 27557704021 | MAESTRO INC 1000W BR CSA | Maestro Dimmer - Gloss Finish, Incandescent/Halogen, Multi-location/single-pole, 120V/1000W in brown, for Canada |  | 2.3 | 4.6 |  | MA-1000-BR.jpg | http://grandbrass.xologic.com/vendors/4460/large/MA-1000-BR.jpg | [47 empty] | 0 | 0 | 0 | [6 empty] | 0 | 1 | 1 | EA | 1 | Lighting Controls | [27 empty] | Dimmers | [242 empty] | <a href="https://www.lutron.com/TechnicalDocumentLibrary/0301940.pdf" target="_blank">Installation Instructions</a> | [23 empty] | 2.000 DW |  |  | 2.3000 IN | [89 empty] | 1.000 EA | 1.000 EA | [35 empty] | No | [42 empty] | https://www.lutron.com/TechnicalDocumentLibrary/Maestro.pdf | [7 empty] | Shelf Stock | [13 empty] | <a href="https://www.lutron.com/TechnicalDocumentLibrary/368-4493_Page_9.pdf" target="_blank">Tech Drawing</a> | [25 empty] | 39122206 | [6 empty] | <a href="https://www.lutron.com/Service-Support/Technical/InstallationInstructions/Pages/Videos.aspx?syst=Dimmers+%26+Switches&prodn=Maestro%c2%ae+dimmer+%26+switch" target="_blank">Product Video Clip</a> | [6 empty] | <a href="https://www.lutron.com/TechnicalDocumentLibrary/369-119_Wallbox_Warranty.pdf" target="_blank">Warranty Information</a> |  |  |  |  | 0.270 L | [14 empty] | 0 | 0 | 0 | 0 | Lighting Fixtures | 2017-09-21 10:30 | 2024-07-20 11:27 | 0000-00-00 00:00:00 | 2024-07-20 11:27 | 0000-00-00 00:00:00 | [6 empty] | Brown
1 | Lutron Electronics | MA-R-BR-CSA | 4460-9223 | 4460 | 9223 | Lutron Electronics | Ecom_MA-R-BR_NoWallplate.jpeg | 27557704113 | MAESTRO REMOTE BROWN CSA | Maestro Companion dimmer for multi-location use, 120V, Gloss finish in brown, for Canada |  | 2.3 | 4.6 |  | Ecom_MA-R-BR_NoWallplate.jpeg | http://grandbrass.xologic.com/vendors/4460/large/Ecom_MA-R-BR_NoWallplate.jpeg | [47 empty] | 0 | 0 | 0 | [6 empty] | 0 | 1 | 1 | EA | 1 | Specialty Items | [27 empty] | Lighting Accessories | [242 empty] | <a href="https://www.lutron.com/TechnicalDocumentLibrary/0301940.pdf" target="_blank">Installation Instructions</a> | [23 empty] | 10.000 DW |  |  | 2.3000 IN | [89 empty] | 1.000 EA | 1.000 EA | [35 empty] | No | [42 empty] | https://www.lutron.com/TechnicalDocumentLibrary/Maestro.pdf | [7 empty] | Shelf Stock | [13 empty] | <a href="https://www.lutron.com/TechnicalDocumentLibrary/368-4493_Page_9.pdf" target="_blank">Tech Drawing</a> | [25 empty] | 39122221 | [13 empty] | <a href="https://www.lutron.com/TechnicalDocumentLibrary/369-119_Wallbox_Warranty.pdf" target="_blank">Warranty Information</a> |  |  |  |  | 0.230 L | [14 empty] | 0 | 0 | 0 | 0 | Lighting Fixtures | 2017-09-21 10:30 | 2024-07-20 11:27 | 0000-00-00 00:00:00 | 2024-07-20 11:27 | 0000-00-00 00:00:00 | [6 empty] | Brown
1 | Lutron Electronics | MALV-1000-BR-CSA | 4460-9224 | 4460 | 9224 | Lutron Electronics | MALV-1000-BR-CSA.jpg | 27557704205 | MAESTRO LOW VOLT 1000VA BR CSA | Maestro Dimmer - Gloss Finish, Magnetic Low-Voltage, Multi-location/single-pole, 120V/1000VA (800W) in brown, for Canada |  | 2.3 | 4.6 |  | MALV-1000-BR-CSA.jpg | http://grandbrass.xologic.com/vendors/4460/large/MALV-1000-BR-CSA.jpg | [47 empty] | 0 | 0 | 0 | [6 empty] | 0 | 1 | 1 | EA | 1 | Lighting Controls | [27 empty] | Dimmers | [242 empty] | <a href="https://www.lutron.com/TechnicalDocumentLibrary/0301940.pdf" target="_blank">Installation Instructions</a> | [23 empty] | 2.000 DW |  |  | 2.3000 IN | [89 empty] | 1.000 EA | 1.000 EA | [35 empty] | No | [42 empty] | https://www.lutron.com/TechnicalDocumentLibrary/Maestro.pdf | [7 empty] | Shelf Stock | [13 empty] | <a href="https://www.lutron.com/TechnicalDocumentLibrary/368-4493_Page_9.pdf" target="_blank">Tech Drawing</a> | [25 empty] | 39122206 | [6 empty] | <a href="https://www.lutron.com/Service-Support/Technical/InstallationInstructions/Pages/Videos.aspx?syst=Dimmers+%26+Switches&prodn=Maestro%c2%ae+dimmer+%26+switch" target="_blank">Product Video Clip</a> | [6 empty] | <a href="https://www.lutron.com/TechnicalDocumentLibrary/369-119_Wallbox_Warranty.pdf" target="_blank">Warranty Information</a> |  |  |  |  | 0.270 L | [14 empty] | 0 | 0 | 0 | 0 | Lighting Fixtures | 2017-09-21 10:30 | 2024-07-20 11:24 | 0000-00-00 00:00:00 | 2024-07-20 11:24 | 0000-00-00 00:00:00 | [6 empty] | Brown
1 | Lutron Electronics | MALV-1000-BL-CSA | 4460-9225 | 4460 | 9225 | Lutron Electronics | MALV-1000-BL-CSA.jpg | 27557704212 | MAESTRO LOW VOLT 1000VA BL CSA | Maestro Dimmer - Gloss Finish, Magnetic Low-Voltage, Multi-location/single-pole, 120V/1000VA (800W) in black, for Canada |  | 2.3 | 4.6 |  | MALV-1000-BL-CSA.jpg | http://grandbrass.xologic.com/vendors/4460/large/MALV-1000-BL-CSA.jpg | [47 empty] | 0 | 0 | 0 | [6 empty] | 0 | 1 | 1 | EA | 1 | Lighting Controls | [27 empty] | Dimmers | [242 empty] | <a href="https://www.lutron.com/TechnicalDocumentLibrary/0301940.pdf" target="_blank">Installation Instructions</a> | [23 empty] | 2.000 DW |  |  | 2.3000 IN | [89 empty] | 1.000 EA | 1.000 EA | [35 empty] | No | [42 empty] | https://www.lutron.com/TechnicalDocumentLibrary/Maestro.pdf | [7 empty] | Shelf Stock | [13 empty] | <a href="https://www.lutron.com/TechnicalDocumentLibrary/368-4493_Page_9.pdf" target="_blank">Tech Drawing</a> | [25 empty] | 39122206 | [6 empty] | <a href="https://www.lutron.com/Service-Support/Technical/InstallationInstructions/Pages/Videos.aspx?syst=Dimmers+%26+Switches&prodn=Maestro%c2%ae+dimmer+%26+switch" target="_blank">Product Video Clip</a> | [6 empty] | <a href="https://www.lutron.com/TechnicalDocumentLibrary/369-119_Wallbox_Warranty.pdf" target="_blank">Warranty Information</a> |  |  |  |  | 0.270 L | [14 empty] | 0 | 0 | 0 | 0 | Lighting Fixtures | 2017-09-21 10:30 | 2024-07-20 11:18 | 0000-00-00 00:00:00 | 2024-07-20 11:18 | 0000-00-00 00:00:00 | [6 empty] | Black
1 | Lutron Electronics | S-103P-BR-CSA | 4460-9226 | 4460 | 9226 | Lutron Electronics | S-103P-BR-CSA.jpg | 27557705752 | SKYLARK 1000W 3WY PSET BR CSA | Skylark Dimmer with On/Off Switch, Incandescent/Halogen, 3-way, preset, 120V/1000W in brown, for Canada |  | 2.3 | 4.6 |  | S-103P-BR-CSA.jpg | http://grandbrass.xologic.com/vendors/4460/large/S-103P-BR-CSA.jpg | [47 empty] | 0 | 0 | 0 | [6 empty] | 0 | 1 | 1 | EA | 1 | Lighting Controls | [27 empty] | Dimmers | [242 empty] | <a href="https://www.lutron.com/TechnicalDocumentLibrary/0301370.pdf" target="_blank">Installation Instructions</a> | [23 empty] | 2.000 DW |  |  | 2.3000 IN | [89 empty] | 1.000 EA | 1.000 EA | [35 empty] | No | [42 empty] | https://www.lutron.com/technicaldocumentlibrary/spec%20guide%20volume%201%20with%20addendums.pdf#page=20 | [7 empty] | Shelf Stock | [13 empty] | <a href="https://www.lutron.com/TechnicalDocumentLibrary/368-4493_Page_5.pdf" target="_blank">Tech Drawing</a> | [25 empty] | 39122206 | [13 empty] | <a href="https://www.lutron.com/TechnicalDocumentLibrary/369-119_Wallbox_Warranty.pdf" target="_blank">Warranty Information</a> |  |  |  |  | 0.280 L | [14 empty] | 0 | 0 | 0 | 0 | Lighting Fixtures | 2017-09-21 10:30 | 2024-07-20 11:23 | 0000-00-00 00:00:00 | 2024-07-20 11:23 | 0000-00-00 00:00:00 | [6 empty] | Brown
1 | Lutron Electronics | S-10P-GR-CSA | 4460-9227 | 4460 | 9227 | Lutron Electronics | S-10P-GR-CSA.jpg | 27557705806 | SKYLARK 1000W PRESET GR CSA | Skylark Dimmer with On/Off Switch, Incandescent/Halogen, Single-pole, preset, 120V/1000W in gray, for Canada |  | 2.3 | 4.6 |  | S-10P-GR-CSA.jpg | http://grandbrass.xologic.com/vendors/4460/large/S-10P-GR-CSA.jpg | [47 empty] | 0 | 0 | 0 | [6 empty] | 0 | 1 | 1 | EA | 1 | Lighting Controls | [27 empty] | Dimmers | [242 empty] | <a href="https://www.lutron.com/TechnicalDocumentLibrary/0301370.pdf" target="_blank">Installation Instructions</a> | [23 empty] | 2.000 DW |  |  | 2.3000 IN | [89 empty] | 1.000 EA | 1.000 EA | [35 empty] | No | [42 empty] | https://www.lutron.com/technicaldocumentlibrary/spec%20guide%20volume%201%20with%20addendums.pdf#page=20 | [7 empty] | Shelf Stock | [13 empty] | <a href="https://www.lutron.com/TechnicalDocumentLibrary/368-4493_Page_2.pdf" target="_blank">Tech Drawing</a> | [25 empty] | 39122206 | [13 empty] | <a href="https://www.lutron.com/TechnicalDocumentLibrary/369-119_Wallbox_Warranty.pdf" target="_blank">Warranty Information</a> |  |  |  |  | 0.270 L | [14 empty] | 0 | 0 | 0 | 0 | Lighting Fixtures | 2017-09-21 10:30 | 2024-07-20 11:29 | 0000-00-00 00:00:00 | 2024-07-20 11:29 | 0000-00-00 00:00:00 | [6 empty] | Gray
1 | Lutron Electronics | S-10P-BR-CSA | 4460-9228 | 4460 | 9228 | Lutron Electronics | S-10P-BR-CSA.jpg | 27557705813 | SKYLARK 1000W PRESET BR CSA | Skylark Dimmer with On/Off Switch, Incandescent/Halogen, Single-pole, preset, 120V/1000W in brown, for Canada |  | 2.3 | 4.6 |  | S-10P-BR-CSA.jpg | http://grandbrass.xologic.com/vendors/4460/large/S-10P-BR-CSA.jpg | [47 empty] | 0 | 0 | 0 | [6 empty] | 0 | 1 | 1 | EA | 1 | Lighting Controls | [27 empty] | Dimmers | [242 empty] | <a href="https://www.lutron.com/TechnicalDocumentLibrary/0301370.pdf" target="_blank">Installation Instructions</a> | [23 empty] | 2.000 DW |  |  | 2.3000 IN | [89 empty] | 1.000 EA | 1.000 EA | [35 empty] | No | [42 empty] | https://www.lutron.com/technicaldocumentlibrary/spec%20guide%20volume%201%20with%20addendums.pdf#page=20 | [7 empty] | Shelf Stock | [13 empty] | <a href="https://www.lutron.com/TechnicalDocumentLibrary/368-4493_Page_2.pdf" target="_blank">Tech Drawing</a> | [25 empty] | 39122206 | [13 empty] | <a href="https://www.lutron.com/TechnicalDocumentLibrary/369-119_Wallbox_Warranty.pdf" target="_blank">Warranty Information</a> |  |  |  |  | 0.270 L | [14 empty] | 0 | 0 | 0 | 0 | Lighting Fixtures | 2017-09-21 10:30 | 2024-07-20 11:26 | 0000-00-00 00:00:00 | 2024-07-20 11:26 | 0000-00-00 00:00:00 | [6 empty] | Brown
4 | Lutron Electronics | SFSQ-F-WH-CSA | 4460-9229 | 4460 | 9229 | Lutron Electronics | Ecom_SFSQ-FH-WH_nowallplate.jpeg?w=1500 | 27557705950 | SKYLARK QUIET FAN SPEED WH CSA | Skylark Fan-Speed Control, Single-pole, quiet 3-speed, 120V/1.5A in white, for Canada |  | 2.3 | 4.6 | [50 empty] | 0 | 0 | 0 | [6 empty] | 0 | 1 | 1 | EA | 1 |  |  |  | Control And Automation |  | Switches |  | Speed Switch | [263 empty] | <a href="https://www.lutron.com/TechnicalDocumentLibrary/033206.pdf" target="_blank">Installation Instructions</a> | [23 empty] | 30.000 DW |  |  | 2.4000 IN | [89 empty] | 1.000 EA | 1.000 EA | [35 empty] | No | [42 empty] | https://www.lutron.com/technicaldocumentlibrary/spec%20guide%20volume%201%20with%20addendums.pdf#page=20 | [7 empty] | Shelf Stock | [13 empty] | <a href="https://www.lutron.com/TechnicalDocumentLibrary/368-4493_Page_2.pdf" target="_blank">Tech Drawing</a> | [25 empty] | 39122240 | [13 empty] | <a href="https://www.lutron.com/TechnicalDocumentLibrary/369-119_Wallbox_Warranty.pdf" target="_blank">Warranty Information</a> |  |  |  |  | 0.250 L | [14 empty] | 0 | 0 | 0 | 0 | Electrical | 2017-09-21 10:30 | 2024-07-20 11:27 | 0000-00-00 00:00:00 | 2024-07-20 11:27 | 0000-00-00 00:00:00 | [6 empty] | White
4 | Lutron Electronics | SFSQ-F-AL-CSA | 4460-9230 | 4460 | 9230 | Lutron Electronics | SFSQ-F-AL.jpeg?w=1500 | 27557705967 | SKYLARK QUIET FANSPEED AL CSA | Skylark Fan-Speed Control, Single-pole, quiet 3-speed, 120V/1.5A in almond, for Canada |  | 2.3 | 4.6 | [50 empty] | 0 | 0 | 0 | [6 empty] | 0 | 1 | 1 | EA | 1 |  |  |  | Control And Automation |  | Switches |  | Speed Switch | [263 empty] | <a href="https://www.lutron.com/TechnicalDocumentLibrary/033206.pdf" target="_blank">Installation Instructions</a> | [23 empty] | 30.000 DW |  |  | 2.3000 IN | [89 empty] | 1.000 EA | 1.000 EA | [35 empty] | No | [42 empty] | https://www.lutron.com/technicaldocumentlibrary/spec%20guide%20volume%201%20with%20addendums.pdf#page=20 | [7 empty] | Shelf Stock | [13 empty] | <a href="https://www.lutron.com/TechnicalDocumentLibrary/368-4493_Page_2.pdf" target="_blank">Tech Drawing</a> | [25 empty] | 39122240 | [13 empty] | <a href="https://www.lutron.com/TechnicalDocumentLibrary/369-119_Wallbox_Warranty.pdf" target="_blank">Warranty Information</a> |  |  |  |  | 0.220 L | [14 empty] | 0 | 0 | 0 | 0 | Electrical | 2017-09-21 10:30 | 2024-07-20 11:22 | 0000-00-00 00:00:00 | 2024-07-20 11:22 | 0000-00-00 00:00:00 | [6 empty] | Almond
1 | Lutron Electronics | DVLV-600P-BL-CSA | 4460-9231 | 4460 | 9231 | Lutron Electronics | DV-10P-BL-LG.jpg | 27557706704 | DIVA LOW VOLTAGE 600W BL CSA | Diva Dimmer - Gloss Finish, Magnetic Low-Voltage, Single-pole, 120V/600VA (450W) in black, for Canada |  | 2.4 | 4.5 |  | DV-10P-BL-LG.jpg | http://grandbrass.xologic.com/vendors/4460/large/DV-10P-BL-LG.jpg | [47 empty] | 0 | 0 | 0 | [6 empty] | 0 | 1 | 1 | EA | 1 | Lighting Controls | [27 empty] | Dimmers | [242 empty] | <a href="https://www.lutron.com/TechnicalDocumentLibrary/030448c.pdf" target="_blank">Installation Instructions</a> | [23 empty] | 10.000 DW |  |  | 2.4000 IN | [89 empty] | 1.000 EA | 1.000 EA | [35 empty] | No | [42 empty] | https://www.lutron.com/TechnicalDocumentLibrary/DivaSatinColors.pdf | [7 empty] | Shelf Stock | [13 empty] | <a href="https://www.lutron.com/TechnicalDocumentLibrary/368-4493_Page_2.pdf" target="_blank">Tech Drawing</a> | [25 empty] | 39122206 | [6 empty] | <a href="https://www.lutron.com/Education-Training/Tools/Pages/InstallDimmer.aspx?syst=Dimmers+%26+Switches&prodn=Diva%c2%ae+dimmer+%26+switch" target="_blank">Product Video Clip</a> | [6 empty] | <a href="https://www.lutron.com/TechnicalDocumentLibrary/369-119_Wallbox_Warranty.pdf" target="_blank">Warranty Information</a> |  |  |  |  | 0.250 L | [14 empty] | 0 | 0 | 0 | 0 | Lighting Fixtures | 2017-09-21 10:30 | 2024-07-20 11:27 | 0000-00-00 00:00:00 | 2024-07-20 11:27 | 0000-00-00 00:00:00 | [6 empty] | Black
1 | Lutron Electronics | DVLV-600P-BR-CSA | 4460-9232 | 4460 | 9232 | Lutron Electronics | DV-10P-BR-LG.jpg | 27557706711 | DIVA LOW VOLT 600W CSA BR | Diva Dimmer - Gloss Finish, Magnetic Low-Voltage, Single-pole, 120V/600VA (450W) in brown, for Canada |  | 2.4 | 4.5 |  | DV-10P-BR-LG.jpg | http://grandbrass.xologic.com/vendors/4460/large/DV-10P-BR-LG.jpg | [47 empty] | 0 | 0 | 0 | [6 empty] | 0 | 1 | 1 | EA | 1 | Lighting Controls | [27 empty] | Dimmers | [242 empty] | <a href="https://www.lutron.com/TechnicalDocumentLibrary/030448c.pdf" target="_blank">Installation Instructions</a> | [23 empty] | 10.000 DW |  |  | 2.4000 IN | [89 empty] | 1.000 EA | 1.000 EA | [35 empty] | No | [42 empty] | https://www.lutron.com/TechnicalDocumentLibrary/DivaSatinColors.pdf | [7 empty] | Shelf Stock | [13 empty] | <a href="https://www.lutron.com/TechnicalDocumentLibrary/368-4493_Page_2.pdf" target="_blank">Tech Drawing</a> | [25 empty] | 39122206 | [6 empty] | <a href="https://www.lutron.com/Education-Training/Tools/Pages/InstallDimmer.aspx?syst=Dimmers+%26+Switches&prodn=Diva%c2%ae+dimmer+%26+switch" target="_blank">Product Video Clip</a> | [6 empty] | <a href="https://www.lutron.com/TechnicalDocumentLibrary/369-119_Wallbox_Warranty.pdf" target="_blank">Warranty Information</a> |  |  |  |  | 0.250 L | [14 empty] | 0 | 0 | 0 | 0 | Lighting Fixtures | 2017-09-21 10:30 | 2024-07-20 11:18 | 0000-00-00 00:00:00 | 2024-07-20 11:18 | 0000-00-00 00:00:00 | [6 empty] | Brown
4 | Lutron Electronics | DVFSQ-F-BR-CSA | 4460-9233 | 4460 | 9233 | Lutron Electronics | Ecom_DVFSQ-F-BR_nowallplate.jpeg | 27557706834 | DIVA QUIET FAN SPEED CSA BR | Lutron Diva 3-Speed 1.5A Fan Control, Single-Pole/3-Way, Brown |  | 2.3 | 4.6 |  | Ecom_DVFSQ-F-BR_nowallplate.jpeg | http://grandbrass.xologic.com/vendors/4460/large/Ecom_DVFSQ-F-BR_nowallplate.jpeg | [47 empty] | 0 | 0 | 0 | [6 empty] | 0 | 1 | 1 | EA | 1 | Fan Accessories |  |  | Control And Automation |  | Switches |  | Speed Switch | [20 empty] | Fan Wall Mount Controls | [242 empty] | <a href="https://www.lutron.com/TechnicalDocumentLibrary/0301990.pdf" target="_blank">Installation Instructions</a> | [23 empty] | 10.000 DW |  |  | 2.3000 IN | [89 empty] | 1.000 EA | 1.000 EA | [35 empty] | No | [42 empty] | https://www.lutron.com/TechnicalDocumentLibrary/DivaSatinColors.pdf | [7 empty] | Shelf Stock | [13 empty] | <a href="https://www.lutron.com/TechnicalDocumentLibrary/368-4493_Page_5.pdf" target="_blank">Tech Drawing</a> | [25 empty] | 39122240 | [13 empty] | <a href="https://www.lutron.com/TechnicalDocumentLibrary/369-119_Wallbox_Warranty.pdf" target="_blank">Warranty Information</a> |  |  |  |  | 0.300 L | [14 empty] | 0 | 0 | 0 | 0 | Electrical | 2017-09-21 10:30 | 2024-07-20 11:23 | 0000-00-00 00:00:00 | 2025-11-29 02:00 | 0000-00-00 00:00:00 | [6 empty] | Brown
4 | Lutron Electronics | DVFSQ-F-GR-CSA | 4460-9234 | 4460 | 9234 | Lutron Electronics | Ecom_DVFSQ-F-GR_nowallplate.jpeg | 27557706841 | DIVA QUIET FAN SPEED CSA GR | Lutron Diva 3-Speed 1.5A Fan Control, Single-Pole/3-Way, Gray |  | 2.3 | 4.6 |  | Ecom_DVFSQ-F-GR_nowallplate.jpeg | http://grandbrass.xologic.com/vendors/4460/large/Ecom_DVFSQ-F-GR_nowallplate.jpeg | [47 empty] | 0 | 0 | 0 | [6 empty] | 0 | 1 | 1 | EA | 1 | Fan Accessories |  |  | Control And Automation |  | Switches |  | Speed Switch | [20 empty] | Fan Wall Mount Controls | [242 empty] | <a href="https://www.lutron.com/TechnicalDocumentLibrary/0301990.pdf" target="_blank">Installation Instructions</a> | [23 empty] | 10.000 DW |  |  | 2.3000 IN | [89 empty] | 1.000 EA | 1.000 EA | [35 empty] | No | [42 empty] | https://www.lutron.com/TechnicalDocumentLibrary/DivaSatinColors.pdf | [7 empty] | Shelf Stock | [13 empty] | <a href="https://www.lutron.com/TechnicalDocumentLibrary/368-4493_Page_5.pdf" target="_blank">Tech Drawing</a> | [25 empty] | 39122240 | [13 empty] | <a href="https://www.lutron.com/TechnicalDocumentLibrary/369-119_Wallbox_Warranty.pdf" target="_blank">Warranty Information</a> |  |  |  |  | 0.300 L | [14 empty] | 0 | 0 | 0 | 0 | Electrical | 2017-09-21 10:30 | 2024-07-20 11:18 | 0000-00-00 00:00:00 | 2025-11-29 02:00 | 0000-00-00 00:00:00 | [6 empty] | Gray
4 | Lutron Electronics | CAR-15-HDTR-WH-C | 4460-9237 | 4460 | 9237 | Lutron Electronics | CAR-15-HDTR-WH.jpg | 27557779319 | CLARO 15A TPR RSIST HALF DIM RCPT WH CSA | Claro, Gloss, Half dimming, tamper resistant receptacle, 15A/125V in white, for Canada |  |  |  |  | CAR-15-HDTR-WH.jpg | http://grandbrass.xologic.com/vendors/4460/large/CAR-15-HDTR-WH.jpg | [47 empty] | 0 | 0 | 0 | [6 empty] | 0 | 1 | 1 | EA | 1 | Lighting Controls |  |  | Electrical Distribution Equipment |  | Receptacles |  | Electrical Receptacles | [20 empty] | Dimmers | [242 empty] | <a href="https://www.lutron.com/TechnicalDocumentLibrary/0301636.pdf" target="_blank">Installation Instructions</a> | [23 empty] | 2.000 DW | [92 empty] | 1.000 EA | 1.000 EA | [35 empty] | No | [42 empty] | https://www.lutron.com/TechnicalDocumentLibrary/369269_ENG.pdf | [7 empty] | Shelf Stock | [39 empty] | 39121406 | [13 empty] | <a href="https://www.lutron.com/TechnicalDocumentLibrary/369-119_Wallbox_Warranty.pdf" target="_blank">Warranty Information</a> |  |  |  |  | 0.500 L | [14 empty] | 0 | 0 | 0 | 0 | Electrical | 2017-09-21 10:30 | 2024-07-20 11:26 | 0000-00-00 00:00:00 | 2025-11-29 02:00 | 0000-00-00 00:00:00 | [6 empty] | White
4 | Lutron Electronics | CAR-20-DDTR-BR-C | 4460-9238 | 4460 | 9238 | Lutron Electronics | CAR-20-DDTR-BR.png | 27557779401 | CLARO 20A TPR RSIST DUAL DIM RCPT BR CSA | Claro, Gloss, Dual dimming, tamper resistant receptacle, 20A/125V in brown, for Canada |  |  |  |  | CAR-20-DDTR-BR.png | http://grandbrass.xologic.com/vendors/4460/large/CAR-20-DDTR-BR.png | [47 empty] | 0 | 0 | 0 | [6 empty] | 0 | 1 | 1 | EA | 1 | Lighting Controls |  |  | Electrical Distribution Equipment |  | Receptacles |  | Electrical Receptacles | [20 empty] | Dimmers | [242 empty] | <a href="https://www.lutron.com/TechnicalDocumentLibrary/369269_ENG.pdf" target="_blank">Installation Instructions</a> | [23 empty] | 2.000 DW | [92 empty] | 1.000 EA | 1.000 EA | [35 empty] | No | [42 empty] | https://www.lutron.com/TechnicalDocumentLibrary/369269_ENG.pdf | [7 empty] | Shelf Stock | [39 empty] | 39121406 | [13 empty] | <a href="https://www.lutron.com/TechnicalDocumentLibrary/369-119_Wallbox_Warranty.pdf" target="_blank">Warranty Information</a> |  |  |  |  | 0.500 L | [14 empty] | 0 | 0 | 0 | 0 | Electrical | 2017-09-21 10:30 | 2024-07-20 11:24 | 0000-00-00 00:00:00 | 2025-11-29 02:00 | 0000-00-00 00:00:00 | [6 empty] | Brown
4 | Lutron Electronics | NTR-15-DDTR-GR-C | 4460-9239 | 4460 | 9239 | Lutron Electronics | NTR-15-DDTR-GR.png | 27557779883 | NOVAT 15A TPR RSIST DUAL DIM RCPT GR CSA | Architectural, dual dimming, tamper resistant receptacle (Gloss), 15A/125V in gray for Canada |  |  |  |  | NTR-15-DDTR-GR.png | http://grandbrass.xologic.com/vendors/4460/large/NTR-15-DDTR-GR.png | [47 empty] | 0 | 0 | 0 | [6 empty] | 0 | 1 | 1 | EA | 1 | Lighting Controls |  |  | Electrical Distribution Equipment |  | Receptacles |  | Electrical Receptacles | [20 empty] | Dimmers | [242 empty] | <a href="https://www.lutron.com/TechnicalDocumentLibrary/0301636.pdf" target="_blank">Installation Instructions</a> | [23 empty] | 2.000 DW | [92 empty] | 1.000 EA | 1.000 EA | [35 empty] | No | [42 empty] | https://www.lutron.com/TechnicalDocumentLibrary/369269_ENG.pdf | [7 empty] | Shelf Stock | [39 empty] | 39121406 | [13 empty] | <a href="https://www.lutron.com/TechnicalDocumentLibrary/369-119_Wallbox_Warranty.pdf" target="_blank">Warranty Information</a> |  |  |  |  | 0.500 L | [14 empty] | 0 | 0 | 0 | 0 | Electrical | 2017-09-21 10:30 | 2024-07-20 11:27 | 0000-00-00 00:00:00 | 2025-11-29 02:00 | 0000-00-00 00:00:00 | [6 empty] | Gray
4 | Lutron Electronics | SCR-20-DDTR-SW-C | 4460-9250 | 4460 | 9250 | Lutron Electronics | SCR-20-DDTR-SW-C.JPG | 27557782647 | SATIN 20A TPR RSIST DUAL DIM RCPT SW CSA | Claro, Satin, dual dimming, tamper resistant receptacle, 20A/125V in snow, for Canada |  |  |  |  | SCR-20-DDTR-SW-C.JPG | http://grandbrass.xologic.com/vendors/4460/large/SCR-20-DDTR-SW-C.JPG | [47 empty] | 0 | 0 | 0 | [6 empty] | 0 | 1 | 1 | EA | 1 | Lighting Controls |  |  | Electrical Distribution Equipment |  | Receptacles |  | Electrical Receptacles | [20 empty] | Dimmers | [242 empty] | <a href="https://www.lutron.com/TechnicalDocumentLibrary/0301636.pdf" target="_blank">Installation Instructions</a> | [23 empty] | 10.000 DW | [92 empty] | 1.000 EA | 1.000 EA | [35 empty] | No | [42 empty] | https://www.lutron.com/TechnicalDocumentLibrary/369269_ENG.pdf | [7 empty] | Shelf Stock | [39 empty] | 39121406 | [13 empty] | <a href="https://www.lutron.com/TechnicalDocumentLibrary/369-119_Wallbox_Warranty.pdf" target="_blank">Warranty Information</a> |  |  |  |  | 0.500 L | [14 empty] | 0 | 0 | 0 | 0 | Electrical | 2017-09-21 10:30 | 2024-07-20 11:29 | 0000-00-00 00:00:00 | 2025-11-29 02:00 | 0000-00-00 00:00:00 | [6 empty] | Snow
1 | Lutron Electronics | MSC-1000M-HT-CSA | 4460-9256 | 4460 | 9256 | Lutron Electronics | MSC-1000M-HT-CSA.jpg | 27557805544 | MAESTRO SC 1000W INC CSA HT | Maestro Dimmer - Satin Finish, Incandescent/Halogen, Multi-location/single-pole, 120V/1000W in hot, for Canada |  | 2.3 | 4.6 |  | MSC-1000M-HT-CSA.jpg | http://grandbrass.xologic.com/vendors/4460/large/MSC-1000M-HT-CSA.jpg | [47 empty] | 0 | 0 | 0 | [6 empty] | 0 | 1 | 1 | EA | 1 | Lighting Controls | [27 empty] | Dimmers | [242 empty] | <a href="https://www.lutron.com/TechnicalDocumentLibrary/0301940.pdf" target="_blank">Installation Instructions</a> | [23 empty] | 10.000 DW |  |  | 2.3000 IN | [89 empty] | 1.000 EA | 1.000 EA | [35 empty] | No | [42 empty] | https://www.lutron.com/TechnicalDocumentLibrary/maestrosatincolors.pdf | [7 empty] | Shelf Stock | [13 empty] | <a href="https://www.lutron.com/TechnicalDocumentLibrary/368-4493_Page_9.pdf" target="_blank">Tech Drawing</a> | [25 empty] | 39122206 | [6 empty] | <a href="https://www.lutron.com/Service-Support/Technical/InstallationInstructions/Pages/Videos.aspx?syst=Dimmers+%26+Switches&prodn=Maestro%c2%ae+dimmer+%26+switch" target="_blank">Product Video Clip</a> | [6 empty] | <a href="https://www.lutron.com/TechnicalDocumentLibrary/369-119_Wallbox_Warranty.pdf" target="_blank">Warranty Information</a> |  |  |  |  | 0.270 L | [14 empty] | 0 | 0 | 0 | 0 | Lighting Fixtures | 2017-09-21 10:31 | 2024-07-20 11:22 | 0000-00-00 00:00:00 | 2024-07-20 11:22 | 0000-00-00 00:00:00
1 | Lutron Electronics | MSCLV-1000M-BI-C | 4460-9258 | 4460 | 9258 | Lutron Electronics | MSCLV-1000M-BI-C.jpg | 27557806107 | MAESTRO SC 1000W LV BISCUIT CSA | Maestro Dimmer - Satin Finish, Magnetic Low-Voltage, Multi-location/single-pole, 120V/1000VA (800W) in biscuit, for Canada |  | 2.3 | 4.6 |  | MSCLV-1000M-BI-C.jpg | http://grandbrass.xologic.com/vendors/4460/large/MSCLV-1000M-BI-C.jpg | [47 empty] | 0 | 0 | 0 | [6 empty] | 0 | 1 | 1 | EA | 1 | Lighting Controls | [27 empty] | Dimmers | [242 empty] | <a href="https://www.lutron.com/TechnicalDocumentLibrary/0301940.pdf" target="_blank">Installation Instructions</a> | [23 empty] | 10.000 DW |  |  | 2.3000 IN | [89 empty] | 1.000 EA | 1.000 EA | [35 empty] | No | [42 empty] | https://www.lutron.com/TechnicalDocumentLibrary/maestrosatincolors.pdf | [7 empty] | Shelf Stock | [13 empty] | <a href="https://www.lutron.com/TechnicalDocumentLibrary/368-4493_Page_9.pdf" target="_blank">Tech Drawing</a> | [25 empty] | 39122206 | [6 empty] | <a href="https://www.lutron.com/Service-Support/Technical/InstallationInstructions/Pages/Videos.aspx?syst=Dimmers+%26+Switches&prodn=Maestro%c2%ae+dimmer+%26+switch" target="_blank">Product Video Clip</a> | [6 empty] | <a href="https://www.lutron.com/TechnicalDocumentLibrary/369-119_Wallbox_Warranty.pdf" target="_blank">Warranty Information</a> |  |  |  |  | 0.280 L | [14 empty] | 0 | 0 | 0 | 0 | Lighting Fixtures | 2017-09-21 10:31 | 2024-07-20 11:43 | 0000-00-00 00:00:00 | 2024-07-20 11:43 | 0000-00-00 00:00:00 | [6 empty] | Biscuit
1 | Lutron Electronics | SCL-153PH-IV-C | 4460-9261 | 4460 | 9261 | Lutron Electronics | Ecom_SCL-153PH-IV_nowallplate.jpeg?w=1500 | 784276009034 | SKYLARK CFL/LED DIMMER IVORY CLAM CSA | Skylark LED+ Dimmer for LED, halogen, and incandescent dimmable bulbs, clamshell packaging in ivory, for Canada |  | 3.8 | 2.6 | [50 empty] | 0 | 0 | 0 | [6 empty] | 0 | 1 | 1 | EA | 1 | Lighting Controls | [27 empty] | Dimmers | [242 empty] | <a href="https://www.lutron.com/TechnicalDocumentLibrary/0301882.pdf" target="_blank">Installation Instructions</a> | [23 empty] | 10.000 DW |  |  | 5.9000 IN | [89 empty] | 1.000 EA | 1.000 EA | [35 empty] | No | [42 empty] | https://www.lutron.com/TechnicalDocumentLibrary/369684.pdf | [7 empty] | Shelf Stock | [13 empty] | <a href="https://www.lutron.com/TechnicalDocumentLibrary/368-4493_Page_5.pdf" target="_blank">Tech Drawing</a> | [25 empty] | 39122206 | [6 empty] | <a href="https://lutron.widen.net/content/stbdslloil/MP4/LED+-Dimmer-with-Wire-Leads-Installation_English.MP4?w=2048" target="_blank">Product Video Clip</a> | [6 empty] | <a href="https://www.lutron.com/TechnicalDocumentLibrary/369-119_Wallbox_Warranty.pdf" target="_blank">Warranty Information</a> |  |  |  |  | 0.250 L | [14 empty] | 0 | 0 | 0 | 0 | Lighting Fixtures | 2017-09-21 10:31 | 2024-07-20 11:25 | 0000-00-00 00:00:00 | 2024-07-20 11:25 | 0000-00-00 00:00:00 | [6 empty] | Ivory
1 | Lutron Electronics | P-PKG1W-WH-C | 4460-9262 | 4460 | 9262 | Lutron Electronics | P-PKG1W-WH.jpg | 784276072298 | CASETA SMART DIMMER AND REMTE KIT CANADA | Lutron Caseta Wireless Smart Lighting Dimmer Switch and Remote Kit for Wall and Ceiling Lights, White, for Canada |  | 5.94 | 7.5 |  | P-PKG1W-WH.jpg | http://grandbrass.xologic.com/vendors/4460/large/P-PKG1W-WH.jpg | [47 empty] | 0 | 0 | 0 | [6 empty] | 0 | 1 | 1 | EA | 1 | Lighting Controls | [27 empty] | Dimmers | [242 empty] | <a href="https://www.lutron.com/TechnicalDocumentLibrary/Quick%20Start%20Guide%20-%20Caseta%20Smart%20Bridge%20Pro.pdf" target="_blank">Installation Instructions</a> | [23 empty] | 25.000 DW |  |  | 2.5000 IN | [89 empty] | 1.000 EA | 1.000 EA | [35 empty] | No | [42 empty] | https://www.lutron.com/TechnicalDocumentLibrary/369987_FRE.pdf | [7 empty] | Shelf Stock | [39 empty] | 39122206 | [13 empty] | <a href="https://www.lutron.com/TechnicalDocumentLibrary/369-119_Wallbox_Warranty.pdf" target="_blank">Warranty Information</a> |  |  |  |  | 0.470 L | [14 empty] | 0 | 0 | 0 | 0 | Lighting Fixtures | 2017-09-21 10:31 | 2024-07-20 11:29 | 0000-00-00 00:00:00 | 2024-07-20 11:29 | 0000-00-00 00:00:00 | [6 empty] | White
1 | Lutron Electronics | PJ2-WALL-WH-L01C | 4460-9263 | 4460 | 9263 | Lutron Electronics | Ecom_PJ2-WALL-WH-L01_withpackaging.jpeg | 784276074919 | CasÃ©ta Pico Remote Wall-Mount Kit WH CSA | Lutron Pico Smart Remote Wall-Mounting Kit (Includes 3-Button Pico Smart Remote with Raise/Lower and Preset, Wall Box Adapter, and Claro Wall Plate) - White - For Canada |  | 6.25 | 7.5 |  | Ecom_PJ2-WALL-WH-L01_withpackaging.jpeg | http://grandbrass.xologic.com/vendors/4460/large/Ecom_PJ2-WALL-WH-L01_withpackaging.jpeg | [47 empty] | 0 | 0 | 0 | [6 empty] | 0 | 1 | 1 | EA | 1 | Lighting Controls | [27 empty] | Other Lighting Controls | [242 empty] | <a href="https://www.lutron.com/TechnicalDocumentLibrary/040429.pdf" target="_blank">Installation Instructions</a> | [23 empty] | 10.000 DW |  |  | 1.2500 IN | [89 empty] | 1.000 EA | 1.000 EA | [35 empty] | No | [42 empty] | https://www.lutron.com/TechnicalDocumentLibrary/369612.pdf | [7 empty] | Shelf Stock | [39 empty] | 52161525 | [6 empty] | <a href="https://lutron.widen.net/content/vfozmel0xz/mp4/Caseta-Benefits_Pico-only-French-Canadian_Under-100MB.mp4" target="_blank">Product Video Clip</a> | [6 empty] | <a href="https://www.lutron.com/TechnicalDocumentLibrary/369-119_Wallbox_Warranty.pdf" target="_blank">Warranty Information</a> |  |  |  |  | 0.250 L | [14 empty] | 0 | 0 | 0 | 0 | Lighting Fixtures | 2017-09-21 10:31 | 2024-07-20 11:35 | 0000-00-00 00:00:00 | 2024-07-20 11:35 | 0000-00-00 00:00:00 | [6 empty] | White
1 | Lutron Electronics | P-BDG-PKG2P-C | 4460-9264 | 4460 | 9264 | Lutron Electronics | P-BDG-PKG2P.jpg | 784276102575 | CasÃ©ta BRIDGE KIT 2 PID CSA | Lutron Caseta Wireless Smart Lighting Lamp Dimmer (2 Count) Starter Kit with Pedestals for Pico Remotes, for Canada. |  | 8.75 | 8.75 |  | P-BDG-PKG2P.jpg | http://grandbrass.xologic.com/vendors/4460/large/P-BDG-PKG2P.jpg | [47 empty] | 0 | 0 | 0 | [6 empty] | 0 | 1 | 1 | EA | 1 | Lighting Controls | [27 empty] | Dimmers | [242 empty] | <a href="https://www.lutron.com/TechnicalDocumentLibrary/Quick%20Start%20Guide%20-%20Caseta%20Smart%20Bridge%20Pro.pdf" target="_blank">Installation Instructions</a> | [23 empty] | 2.000 DW |  |  | 4.2500 IN | [89 empty] | 1.000 EA | 1.000 EA | [35 empty] | No | [42 empty] | https://www.lutron.com/TechnicalDocumentLibrary/3672499CA_Caseta_Trade_Brochure_sg.pdf | [7 empty] | Shelf Stock | [39 empty] | 39122206 | [13 empty] | <a href="https://www.lutron.com/TechnicalDocumentLibrary/369-119_Wallbox_Warranty.pdf" target="_blank">Warranty Information</a> |  |  |  |  | 2.100 L | [14 empty] | 0 | 0 | 0 | 0 | Lighting Fixtures | 2017-09-21 10:31 | 2024-07-20 11:25 | 0000-00-00 00:00:00 | 2024-07-20 11:25 | 0000-00-00 00:00:00
1 | Lutron Electronics | PD-10NXD-WH-C | 4460-9265 | 4460 | 9265 | Lutron Electronics | Ecom_PD-10NXD-WH_WithWallPlate.jpeg?w=1500 | 784276146166 | CasÃ©ta PRO 1000W DIMMER WHITE CSA | Caseta Wireless 3-way/single-pole RF dimmer for LED, CFL, Incandescent, Halogen, or Magnetic Low Voltage, 1000W/VA, neutral optional in white, for Canada |  | 2.2 | 4.6 | [50 empty] | 0 | 0 | 0 | [6 empty] | 0 | 1 | 1 | EA | 1 | Lighting Controls | [27 empty] | Dimmers | [242 empty] | <a href="https://www.lutron.com/TechnicalDocumentLibrary/0301779.pdf" target="_blank">Installation Instructions</a> | [23 empty] | 30.000 DW |  |  | 3.4000 IN | [89 empty] | 1.000 EA | 1.000 EA | [35 empty] | No | [42 empty] | https://www.lutron.com/TechnicalDocumentLibrary/369987_FRE.pdf | [7 empty] | Shelf Stock | [13 empty] | <a href="https://www.lutron.com/TechnicalDocumentLibrary/368-4493_Page_34.pdf" target="_blank">Tech Drawing</a> | [25 empty] | 39122206 | [6 empty] | <a href="https://lutron.widen.net/content/dsiex7hr8w/MP4/Ecom_CasetaGeneral_benefitsvideo.MP4?w=2048" target="_blank">Product Video Clip</a> | [6 empty] | <a href="https://www.lutron.com/TechnicalDocumentLibrary/369-119_Wallbox_Warranty.pdf" target="_blank">Warranty Information</a> |  |  |  |  | 0.350 L | [14 empty] | 0 | 0 | 0 | 0 | Lighting Fixtures | 2017-09-21 10:31 | 2024-07-20 11:24 | 0000-00-00 00:00:00 | 2024-07-20 11:24 | 0000-00-00 00:00:00 | [6 empty] | White
1 | Lutron Electronics | PD-10NXD-LA-C | 4460-9266 | 4460 | 9266 | Lutron Electronics | Ecom_PD-10NXD-LA_WithWallPlate.jpeg?w=1500 | 784276146173 | CasÃ©ta PRO 1000W DIMMER LIGHT ALMOND CSA | Caseta Wireless 3-way/single-pole RF dimmer for LED, CFL, Incandescent, Halogen, or Magnetic Low Voltage, 1000W/VA, neutral optional in light almond, for Canada |  | 3.38 | 4.5 | [50 empty] | 0 | 0 | 0 | [6 empty] | 0 | 1 | 1 | EA | 1 | Lighting Controls | [27 empty] | Dimmers | [242 empty] | <a href="https://www.lutron.com/TechnicalDocumentLibrary/0301779.pdf" target="_blank">Installation Instructions</a> | [23 empty] | 50.000 DW |  |  | 2.0000 IN | [89 empty] | 1.000 EA | 1.000 EA | [35 empty] | No | [42 empty] | https://www.lutron.com/TechnicalDocumentLibrary/369987_FRE.pdf | [7 empty] | Shelf Stock | [13 empty] | <a href="https://www.lutron.com/TechnicalDocumentLibrary/368-4493_Page_34.pdf" target="_blank">Tech Drawing</a> | [25 empty] | 39122206 | [6 empty] | <a href="https://lutron.widen.net/content/dsiex7hr8w/MP4/Ecom_CasetaGeneral_benefitsvideo.MP4?w=2048" target="_blank">Product Video Clip</a> | [6 empty] | <a href="https://www.lutron.com/TechnicalDocumentLibrary/369-119_Wallbox_Warranty.pdf" target="_blank">Warranty Information</a> |  |  |  |  | 0.360 L | [14 empty] | 0 | 0 | 0 | 0 | Lighting Fixtures | 2017-09-21 10:31 | 2024-07-20 11:29 | 0000-00-00 00:00:00 | 2024-07-20 11:29 | 0000-00-00 00:00:00
1 | Lutron Electronics | MACL-153MRHW-IVC | 4460-9268 | 4460 | 9268 | Lutron Electronics | MACL-153MRHW-IVC.jpg | 784276011051 | MAESTRO LED+ REMOTE KIT IVORY WP CSA | Maestro LED+ Remote Kit, With Ivory Wallplate, for Canada |  | 9.91 | 2.34 |  | MACL-153MRHW-IVC.jpg | http://grandbrass.xologic.com/vendors/4460/large/MACL-153MRHW-IVC.jpg | [47 empty] | 0 | 0 | 0 | [6 empty] | 0 | 1 | 1 | EA | 1 | Lighting Controls | [27 empty] | Dimmers | [242 empty] | <a href="https://www.lutron.com/TechnicalDocumentLibrary/0301629b.pdf" target="_blank">Installation Instructions</a> | [23 empty] | 5.000 DW |  |  | 6.9840 IN | [89 empty] | 1.000 EA | 1.000 EA | [35 empty] | No | [42 empty] | https://www.lutron.com/TechnicalDocumentLibrary/369613a_SPA.pdf | [7 empty] | Shelf Stock | [13 empty] | <a href="https://www.lutron.com/TechnicalDocumentLibrary/368-4493_Page_9.pdf" target="_blank">Tech Drawing</a> | [25 empty] | 39122206 | [13 empty] | <a href="https://www.lutron.com/TechnicalDocumentLibrary/369-119_Wallbox_Warranty.pdf" target="_blank">Warranty Information</a> |  |  |  |  | 0.650 L | [14 empty] | 0 | 0 | 0 | 0 | Lighting Fixtures | 2017-09-21 10:31 | 2024-07-20 11:43 | 0000-00-00 00:00:00 | 2024-07-20 11:43 | 0000-00-00 00:00:00
1 | Lutron Electronics | NTRP-250-LA | 4460-9269 | 4460 | 9269 | Lutron Electronics | NTRP-250-LA.jpg | 784276227209 | NOVA T250W LED 300W ELV LIGHT ALMOND | Nova T Reverse-phase, slide-to-off Dimmer, CFL/LED (screw-base), Incandescent/Halogen, electronic low-voltage, single-pole, 250W CFL/LED or 600W inc/hal/elv in light almond |  | 5.4 | 3 |  | NTRP-250-LA.jpg | http://grandbrass.xologic.com/vendors/4460/large/NTRP-250-LA.jpg | [47 empty] | 0 | 0 | 0 | [6 empty] | 0 | 1 | 1 | EA | 1 | Lighting Controls | [27 empty] | Dimmers | [242 empty] | <a href="https://www.lutron.com/TechnicalDocumentLibrary/0301841.pdf" target="_blank">Installation Instructions</a> | [23 empty] | 2.000 DW |  |  | 4.1000 IN | [89 empty] | 1.000 EA | 1.000 EA | [35 empty] | No | [42 empty] | https://www.lutron.com/TechnicalDocumentLibrary/NovaTB.pdf | [7 empty] | Shelf Stock | [13 empty] | <a href="https://www.lutron.com/TechnicalDocumentLibrary/368-4493_Page_41.pdf" target="_blank">Tech Drawing</a> | [25 empty] | 39122206 | [13 empty] | <a href="https://www.lutron.com/TechnicalDocumentLibrary/369-119_Wallbox_Warranty.pdf" target="_blank">Warranty Information</a> |  |  |  |  | 0.460 L | [14 empty] | 0 | 0 | 0 | 0 | Lighting Fixtures | 2017-09-21 10:31 | 2024-07-20 11:27 | 0000-00-00 00:00:00 | 2024-07-20 11:27 | 0000-00-00 00:00:00
1 | Lutron Electronics | CTRP-253P-BR | 4460-9270 | 4460 | 9270 | Lutron Electronics | CTRP-253P-BR.jpg | 784276226455 | SKYLARK CONTOUR 250W LED IN BROWN | Skylark Contour Reverse-phase Dimmer with on/off switch, CFL/LED (Screw-based), Incandescent/Halogen, Electronic Low-voltage, 3-way/single-pole, 250W CFL/LED or 500W inc/hal/ELV in brown |  | 2.25 | 4.5 |  | CTRP-253P-BR.jpg | http://grandbrass.xologic.com/vendors/4460/large/CTRP-253P-BR.jpg | [47 empty] | 0 | 0 | 0 | [6 empty] | 0 | 1 | 1 | EA | 1 | Lighting Controls | [27 empty] | Dimmers | [266 empty] | 2.000 DW |  |  | 2.2500 IN | [89 empty] | 1.000 EA | 1.000 EA | [35 empty] | No | [42 empty] | https://www.lutron.com/TechnicalDocumentLibrary/3691037.pdf | [7 empty] | Shelf Stock | [13 empty] | <a href="https://www.lutron.com/TechnicalDocumentLibrary/368-4493_Page_39.pdf" target="_blank">Tech Drawing</a> | [25 empty] | 39122206 | [13 empty] | <a href="https://www.lutron.com/TechnicalDocumentLibrary/369-119_Wallbox_Warranty.pdf" target="_blank">Warranty Information</a> |  |  |  |  | 0.380 L | [14 empty] | 0 | 0 | 0 | 0 | Lighting Fixtures | 2017-09-21 10:31 | 2024-07-20 11:24 | 0000-00-00 00:00:00 | 2024-07-20 11:24 | 0000-00-00 00:00:00 | [6 empty] | Brown
1 | Lutron Electronics | CTRP-253P-GR | 4460-9271 | 4460 | 9271 | Lutron Electronics | CTRP-253P-GR.jpg | 784276226462 | SKYLARK CONTOUR 250W LED IN GRAY | Skylark Contour Reverse-phase Dimmer with on/off switch, CFL/LED (Screw-based), Incandescent/Halogen, Electronic Low-voltage, 3-way/single-pole, 250W CFL/LED or 500W inc/hal/ELV in gray |  | 2.25 | 4.5 |  | CTRP-253P-GR.jpg | http://grandbrass.xologic.com/vendors/4460/large/CTRP-253P-GR.jpg | [47 empty] | 0 | 0 | 0 | [6 empty] | 0 | 1 | 1 | EA | 1 | Lighting Controls | [27 empty] | Dimmers | [266 empty] | 2.000 DW |  |  | 2.2500 IN | [89 empty] | 1.000 EA | 1.000 EA | [35 empty] | No | [42 empty] | https://www.lutron.com/TechnicalDocumentLibrary/3691037.pdf | [7 empty] | Shelf Stock | [13 empty] | <a href="https://www.lutron.com/TechnicalDocumentLibrary/368-4493_Page_39.pdf" target="_blank">Tech Drawing</a> | [25 empty] | 39122206 | [13 empty] | <a href="https://www.lutron.com/TechnicalDocumentLibrary/369-119_Wallbox_Warranty.pdf" target="_blank">Warranty Information</a> |  |  |  |  | 0.380 L | [14 empty] | 0 | 0 | 0 | 0 | Lighting Fixtures | 2017-09-21 10:31 | 2024-07-20 11:26 | 0000-00-00 00:00:00 | 2024-07-20 11:26 | 0000-00-00 00:00:00 | [6 empty] | Gray
1 | Lutron Electronics | MRF2S-6ANS-LA | 4460-9275 | 4460 | 9275 | Lutron Electronics | MRF2S-6ANS-LA.jpg | 784276163941 | MRF-FM-6A SWITCH 120V LT AL, VIVE ENBLD | Maestro Wireless Switch, Incandescent/Halogen, Magnetic Low-Voltage, Electronic Low-Voltage, Non-Dim Fluorescent, Multi-location/single-pole, 120V/6A light or 3A fan in light almond,Vive enabled |  | 2.3 | 4.5 |  | MRF2S-6ANS-LA.jpg | http://grandbrass.xologic.com/vendors/4460/large/MRF2S-6ANS-LA.jpg | [47 empty] | 0 | 0 | 0 | [6 empty] | 0 | 1 | 1 | EA | 1 | Lighting Controls | [27 empty] | Lightswitches | [242 empty] | <a href="https://www.lutron.com/TechnicalDocumentLibrary/0301819.pdf" target="_blank">Installation Instructions</a> | [23 empty] | 30.000 DW |  |  | 2.3000 IN | [89 empty] | 1.000 EA | 1.000 EA | [35 empty] | No | [42 empty] | https://www.lutron.com/TechnicalDocumentLibrary/369904_SPA.pdf | [7 empty] | Shelf Stock | [13 empty] | <a href="https://www.lutron.com/TechnicalDocumentLibrary/368-4493_Page_18.pdf" target="_blank">Tech Drawing</a> | [25 empty] | 39122216 | [13 empty] | <a href="https://www.lutron.com/TechnicalDocumentLibrary/369-119_Wallbox_Warranty.pdf" target="_blank">Warranty Information</a> |  |  |  |  | 0.290 L | [14 empty] | 0 | 0 | 0 | 0 | Lighting Fixtures | 2017-09-21 10:31 | 2024-07-20 11:23 | 0000-00-00 00:00:00 | 2024-07-20 11:23 | 0000-00-00 00:00:00
1 | Lutron Electronics | MRF2S-8ANS120-WH | 4460-9280 | 4460 | 9280 | Lutron Electronics | MRF2S-8ANS120-WH.jpg | 784276148399 | MRF-FM-8A SWITCH 120V IN WH VIVE ENABLD | Maestro Wireless Switch, Incandescent/Halogen, Magnetic Low-Voltage, Electronic Low-Voltage, Non-Dim Fluorescent, Specification grade, multi-location/single-pole, 120V/8A light or 5.8 A fan in white Vive enabled |  | 2.3 | 4.5 |  | MRF2S-8ANS120-WH.jpg | http://grandbrass.xologic.com/vendors/4460/large/MRF2S-8ANS120-WH.jpg | [47 empty] | 0 | 0 | 0 | [6 empty] | 0 | 1 | 1 | EA | 1 | Lighting Controls | [27 empty] | Lightswitches | [242 empty] | <a href="https://www.lutron.com/TechnicalDocumentLibrary/0301819.pdf" target="_blank">Installation Instructions</a> | [23 empty] | 45.000 DW |  |  | 2.3000 IN | [89 empty] | 1.000 EA | 1.000 EA | [35 empty] | No | [42 empty] | https://www.lutron.com/TechnicalDocumentLibrary/369904_SPA.pdf | [7 empty] | Shelf Stock | [13 empty] | <a href="https://www.lutron.com/TechnicalDocumentLibrary/368-4493_Page_18.pdf" target="_blank">Tech Drawing</a> | [25 empty] | 39122216 | [13 empty] | <a href="https://www.lutron.com/TechnicalDocumentLibrary/369-119_Wallbox_Warranty.pdf" target="_blank">Warranty Information</a> |  |  |  |  | 0.290 L | [14 empty] | 0 | 0 | 0 | 0 | Lighting Fixtures | 2017-09-21 10:31 | 2024-07-20 11:23 | 0000-00-00 00:00:00 | 2024-07-20 11:23 | 0000-00-00 00:00:00 | [6 empty] | White
1 | Lutron Electronics | MRF2S-8ANS120-SW | 4460-9281 | 4460 | 9281 | Lutron Electronics | MRF2S-8ANS120-SW.jpg | 784276148535 | MRF-FM-8A SWITCH 120V IN SW VIVE ENABLD | Maestro Wireless Switch, Incandescent/Halogen, Magnetic Low-Voltage, Electronic Low-Voltage, Non-Dim Fluorescent, Specification grade, multi-location/single-pole, 120V/8A light or 5.8 A fan in snow Vive enabled |  | 2.3 | 4.5 |  | MRF2S-8ANS120-SW.jpg | http://grandbrass.xologic.com/vendors/4460/large/MRF2S-8ANS120-SW.jpg | [47 empty] | 0 | 0 | 0 | [6 empty] | 0 | 1 | 1 | EA | 1 | Lighting Controls | [27 empty] | Lightswitches | [242 empty] | <a href="https://www.lutron.com/TechnicalDocumentLibrary/0301819.pdf" target="_blank">Installation Instructions</a> | [23 empty] | 10.000 DW |  |  | 2.3000 IN | [89 empty] | 1.000 EA | 1.000 EA | [35 empty] | No | [42 empty] | https://www.lutron.com/TechnicalDocumentLibrary/369904_SPA.pdf | [7 empty] | Shelf Stock | [13 empty] | <a href="https://www.lutron.com/TechnicalDocumentLibrary/368-4493_Page_18.pdf" target="_blank">Tech Drawing</a> | [25 empty] | 39122216 | [13 empty] | <a href="https://www.lutron.com/TechnicalDocumentLibrary/369-119_Wallbox_Warranty.pdf" target="_blank">Warranty Information</a> |  |  |  |  | 0.290 L | [14 empty] | 0 | 0 | 0 | 0 | Lighting Fixtures | 2017-09-21 10:31 | 2024-07-20 11:27 | 0000-00-00 00:00:00 | 2024-07-20 11:27 | 0000-00-00 00:00:00 | [6 empty] | Snow
1 | Lutron Electronics | MRF2S-8S-DV-SW | 4460-9282 | 4460 | 9282 | Lutron Electronics | MRF2S-8S-DV-SW.jpg | 784276148795 | MRF 8A DUAL VOLT SWITCH IN SW VIVE ENBLD | Maestro Wireless Switch, Incandescent/Halogen, Magnetic Low-Voltage, Electronic Low-Voltage, Non-Dim Fluorescent, Specification grade, multi-location/single-pole, 120V/8A light or 3A fan or 1/4 HP motor 277V/8A light or 3A fan in snow Vive enabled |  | 2.3 | 4.5 |  | MRF2S-8S-DV-SW.jpg | http://grandbrass.xologic.com/vendors/4460/large/MRF2S-8S-DV-SW.jpg | [47 empty] | 0 | 0 | 0 | [6 empty] | 0 | 1 | 1 | EA | 1 | Lighting Controls | [27 empty] | Lightswitches | [242 empty] | <a href="https://www.lutron.com/TechnicalDocumentLibrary/0301789.pdf" target="_blank">Installation Instructions</a> | [23 empty] | 10.000 DW |  |  | 2.3000 IN | [89 empty] | 1.000 EA | 1.000 EA | [35 empty] | No | [42 empty] | https://www.lutron.com/TechnicalDocumentLibrary/369904_SPA.pdf | [7 empty] | Shelf Stock | [13 empty] | <a href="https://www.lutron.com/TechnicalDocumentLibrary/368-4493_Page_9.pdf" target="_blank">Tech Drawing</a> | [25 empty] | 39122216 | [13 empty] | <a href="https://www.lutron.com/TechnicalDocumentLibrary/369-119_Wallbox_Warranty.pdf" target="_blank">Warranty Information</a> |  |  |  |  | 0.290 L | [14 empty] | 0 | 0 | 0 | 0 | Lighting Fixtures | 2017-09-21 10:31 | 2024-07-20 11:23 | 0000-00-00 00:00:00 | 2024-07-20 11:23 | 0000-00-00 00:00:00 | [6 empty] | Snow
1 | Lutron Electronics | RMJS-5R-DV-B | 4460-9283 | 4460 | 9283 | Lutron Electronics | RMJS-5R-DV-B.jpg | 784276150484 | 5A RELAY MODULE, VIVE ENABLED | Energi TriPak PowPak Load Controller, Relay module with Softswitch, 5A general purpose switch, 120/277V Vive enabled |  | 3.38 | 4.5 |  | RMJS-5R-DV-B.jpg | http://grandbrass.xologic.com/vendors/4460/large/RMJS-5R-DV-B.jpg | [47 empty] | 0 | 0 | 0 | [6 empty] | 0 | 1 | 1 | EA | 1 | Lighting Controls | [27 empty] | Lightswitches | [242 empty] | <a href="https://www.lutron.com/TechnicalDocumentLibrary/041647.pdf" target="_blank">Installation Instructions</a> | [23 empty] | 85.000 DW |  |  | 2.1900 IN | [89 empty] | 1.000 EA | 1.000 EA | [35 empty] | No | [42 empty] | https://www.lutron.com/TechnicalDocumentLibrary/369908_ENG.pdf | [7 empty] | Shelf Stock | [39 empty] | 39122216 | [13 empty] | <a href="https://www.lutron.com/TechnicalDocumentLibrary/369-119_Wallbox_Warranty.pdf" target="_blank">Warranty Information</a> |  |  |  |  | 0.310 L | [14 empty] | 0 | 0 | 0 | 0 | Lighting Fixtures | 2017-09-21 10:31 | 2024-07-20 11:28 | 0000-00-00 00:00:00 | 2024-07-20 11:28 | 0000-00-00 00:00:00
1 | Lutron Electronics | MRF2S-6CL-TP | 4460-9285 | 4460 | 9285 | Lutron Electronics | MRF2S-6CL-TP.jpg | 784276147989 | MAESTRO RF C.L. DIMMER IN TP VIVE ENABLD | Maestro C.L multi-location dimmer 150W CFL/LED or 600W inc/hal 120V in taupe Vive enabled |  | 2.25 | 4.5 |  | MRF2S-6CL-TP.jpg | http://grandbrass.xologic.com/vendors/4460/large/MRF2S-6CL-TP.jpg | [47 empty] | 0 | 0 | 0 | [6 empty] | 0 | 1 | 1 | EA | 1 | Lighting Controls | [27 empty] | Dimmers | [242 empty] | <a href="https://www.lutron.com/TechnicalDocumentLibrary/0301814.pdf" target="_blank">Installation Instructions</a> | [23 empty] | 55.000 DW |  |  | 2.2500 IN | [89 empty] | 1.000 EA | 1.000 EA | [35 empty] | No | [42 empty] | https://www.lutron.com/TechnicalDocumentLibrary/369904_SPA.pdf | [7 empty] | Shelf Stock | [13 empty] | <a href="https://www.lutron.com/TechnicalDocumentLibrary/368-4493_Page_9.pdf" target="_blank">Tech Drawing</a> | [25 empty] | 39122206 | [13 empty] | <a href="https://www.lutron.com/TechnicalDocumentLibrary/369-119_Wallbox_Warranty.pdf" target="_blank">Warranty Information</a> |  |  |  |  | 0.250 L | [14 empty] | 0 | 0 | 0 | 0 | Lighting Fixtures | 2017-09-21 10:31 | 2024-07-20 11:26 | 0000-00-00 00:00:00 | 2024-07-20 11:26 | 0000-00-00 00:00:00 | [6 empty] | Taupe
1 | Lutron Electronics | MRF2S-8S-DV-GR | 4460-9289 | 4460 | 9289 | Lutron Electronics | MRF2S-8S-DV-GR.jpg | 784276148696 | MRF 8A DUAL VOLT SWITCH IN GR VIVE ENBLD | Maestro Wireless Switch, Incandescent/Halogen, Magnetic Low-Voltage, Electronic Low-Voltage, Non-Dim Fluorescent, Specification grade, multi-location/single-pole, 120V/8A light or 3A fan or 1/4 HP motor 277V/8A light or 3A fan in gray Vive enabled |  | 2.25 | 4.5 |  | MRF2S-8S-DV-GR.jpg | http://grandbrass.xologic.com/vendors/4460/large/MRF2S-8S-DV-GR.jpg | [47 empty] | 0 | 0 | 0 | [6 empty] | 0 | 1 | 1 | EA | 1 | Lighting Controls | [27 empty] | Lightswitches | [242 empty] | <a href="https://www.lutron.com/TechnicalDocumentLibrary/0301789.pdf" target="_blank">Installation Instructions</a> | [23 empty] | 10.000 DW |  |  | 2.2500 IN | [89 empty] | 1.000 EA | 1.000 EA | [35 empty] | No | [42 empty] | https://www.lutron.com/TechnicalDocumentLibrary/369904_SPA.pdf | [7 empty] | Shelf Stock | [13 empty] | <a href="https://www.lutron.com/TechnicalDocumentLibrary/368-4493_Page_9.pdf" target="_blank">Tech Drawing</a> | [25 empty] | 39122216 | [13 empty] | <a href="https://www.lutron.com/TechnicalDocumentLibrary/369-119_Wallbox_Warranty.pdf" target="_blank">Warranty Information</a> |  |  |  |  | 0.310 L | [14 empty] | 0 | 0 | 0 | 0 | Lighting Fixtures | 2017-09-21 10:31 | 2024-07-20 11:22 | 0000-00-00 00:00:00 | 2024-07-20 11:22 | 0000-00-00 00:00:00 | [6 empty] | Gray
1 | Lutron Electronics | MRF2S-8S-DV-BR | 4460-9290 | 4460 | 9290 | Lutron Electronics | MRF2S-8S-DV-BR.jpg | 784276148702 | MRF 8A DUAL VOLT SWITCH IN BR VIVE ENBLD | Maestro Wireless Switch, Incandescent/Halogen, Magnetic Low-Voltage, Electronic Low-Voltage, Non-Dim Fluorescent, Specification grade, multi-location/single-pole, 120V/8A light or 3A fan or 1/4 HP motor 277V/8A light or 3A fan in brown Vive enabled |  | 2.3 | 4.5 |  | MRF2S-8S-DV-BR.jpg | http://grandbrass.xologic.com/vendors/4460/large/MRF2S-8S-DV-BR.jpg | [47 empty] | 0 | 0 | 0 | [6 empty] | 0 | 1 | 1 | EA | 1 | Lighting Controls | [27 empty] | Lightswitches | [242 empty] | <a href="https://www.lutron.com/TechnicalDocumentLibrary/0301789.pdf" target="_blank">Installation Instructions</a> | [23 empty] | 15.000 DW |  |  | 2.3000 IN | [89 empty] | 1.000 EA | 1.000 EA | [35 empty] | No | [42 empty] | https://www.lutron.com/TechnicalDocumentLibrary/369904_SPA.pdf | [7 empty] | Shelf Stock | [13 empty] | <a href="https://www.lutron.com/TechnicalDocumentLibrary/368-4493_Page_9.pdf" target="_blank">Tech Drawing</a> | [25 empty] | 39122216 | [13 empty] | <a href="https://www.lutron.com/TechnicalDocumentLibrary/369-119_Wallbox_Warranty.pdf" target="_blank">Warranty Information</a> |  |  |  |  | 0.290 L | [14 empty] | 0 | 0 | 0 | 0 | Lighting Fixtures | 2017-09-21 10:31 | 2024-07-20 11:29 | 0000-00-00 00:00:00 | 2024-07-20 11:29 | 0000-00-00 00:00:00 | [6 empty] | Brown
4 | Lutron Electronics | RR-SEL-REP2-BL | 4460-9291 | 4460 | 9291 | Lutron Electronics | L-REPPRO-BL.jpg | 784276240222 | RA2 SELECT MAIN REPEATER | RA2 Select repeater, allows for set-up, control, and monitoring of RadioRA2 and Lutron wireless shades via the Lutron app |  | 5.15 | 3.69 |  | L-REPPRO-BL.jpg | http://grandbrass.xologic.com/vendors/4460/large/L-REPPRO-BL.jpg | [47 empty] | 0 | 0 | 0 | [6 empty] | 0 | 1 | 1 | EA | 1 | Specialty Items |  |  | Control And Automation |  | Programmable Control |  | Programmable Logic Controller Accessories | [20 empty] | Other Specialty Items | [49 empty] | <a href="https://www.lutron.com/TechnicalDocumentLibrary/3672737_RA2_Select_Brochure.pdf" target="_blank">Manufacturer Brochure</a> | [192 empty] | <a href="https://www.lutron.com/TechnicalDocumentLibrary/0301860.pdf" target="_blank">Installation Instructions</a> | [23 empty] | 2.000 DW |  |  | 5.2500 IN | [89 empty] | 1.000 EA | 1.000 EA | [35 empty] | No | [42 empty] | https://www.lutron.com/TechnicalDocumentLibrary/3691062_SPA.pdf | [7 empty] | Shelf Stock | [39 empty] | 32151703 | [13 empty] | <a href="https://www.lutron.com/TechnicalDocumentLibrary/043492.pdf" target="_blank">Warranty Information</a> |  |  |  |  | 0.500 L | [14 empty] | 0 | 0 | 0 | 0 | Electrical | 2017-10-10 16:01 | 2024-07-20 11:24 | 0000-00-00 00:00:00 | 2025-11-29 02:00 | 0000-00-00 00:00:00 | [6 empty] | Black
1 | Lutron Electronics | PJ2-2B-GWH-P01 | 4460-9292 | 4460 | 9292 | Lutron Electronics | PJ2-2B-GWH-P01_Entry.jpeg | 784276240505 | PICO 2B ENTRANCE SCENE GWH | Lutron 2-Button Scene Pico Smart Remote, with Pre-engraved Text-"Home/Away" - White |  | 0.5 | 5.75 |  | PJ2-2B-GWH-P01_Entry.jpeg | http://grandbrass.xologic.com/vendors/4460/large/PJ2-2B-GWH-P01_Entry.jpeg | [47 empty] | 0 | 0 | 0 | [6 empty] | 0 | 1 | 1 | EA | 1 | Lighting Controls | [27 empty] | Other Lighting Controls | [49 empty] | <a href="https://www.lutron.com/TechnicalDocumentLibrary/3672499_Caseta_Brochure.pdf" target="_blank">Manufacturer Brochure</a> | [192 empty] | <a href="https://www.lutron.com/TechnicalDocumentLibrary/040429.pdf" target="_blank">Installation Instructions</a> | [23 empty] | 25.000 DW |  |  | 3.8800 IN | [89 empty] | 1.000 EA | 1.000 EA | [35 empty] | No | [42 empty] | https://www.lutron.com/TechnicalDocumentLibrary/3691066_ENG.pdf | [7 empty] | Shelf Stock | [39 empty] | 52161525 | [6 empty] | <a href="https://lutron.widen.net/content/fomoe9knmc/mp4/Ecom_PicoBenefits_video.mp4" target="_blank">Product Video Clip</a> | [6 empty] | <a href="https://www.lutron.com/TechnicalDocumentLibrary/369-119_Wallbox_Warranty.pdf" target="_blank">Warranty Information</a> |  |  |  |  | 0.050 L | [14 empty] | 0 | 0 | 0 | 0 | Lighting Fixtures | 2018-01-04 13:07 | 2024-07-20 11:29 | 0000-00-00 00:00:00 | 2024-07-20 11:29 | 0000-00-00 00:00:00
1 | Lutron Electronics | PJ2-2B-GWH-P02 | 4460-9293 | 4460 | 9293 | Lutron Electronics | PJ2-2B-GWH-P02_Bedside.jpeg | 784276240598 | PICO 2B BEDSIDE SCENE GWH | Lutron 2-Button Scene Pico Smart Remote, with Pre-engraved Text-"Alert/Goodnight" - White |  | 0.5 | 5.75 |  | PJ2-2B-GWH-P02_Bedside.jpeg | http://grandbrass.xologic.com/vendors/4460/large/PJ2-2B-GWH-P02_Bedside.jpeg | [47 empty] | 0 | 0 | 0 | [6 empty] | 0 | 1 | 1 | EA | 1 | Lighting Controls | [27 empty] | Other Lighting Controls | [49 empty] | <a href="https://www.lutron.com/TechnicalDocumentLibrary/3672499_Caseta_Brochure.pdf" target="_blank">Manufacturer Brochure</a> | [192 empty] | <a href="https://www.lutron.com/TechnicalDocumentLibrary/040429.pdf" target="_blank">Installation Instructions</a> | [23 empty] | 2.000 DW |  |  | 3.8800 IN | [89 empty] | 1.000 EA | 1.000 EA | [35 empty] | No | [42 empty] | https://www.lutron.com/TechnicalDocumentLibrary/3691066_ENG.pdf | [7 empty] | Shelf Stock | [39 empty] | 52161525 | [6 empty] | <a href="https://lutron.widen.net/content/fomoe9knmc/mp4/Ecom_PicoBenefits_video.mp4" target="_blank">Product Video Clip</a> | [6 empty] | <a href="https://www.lutron.com/TechnicalDocumentLibrary/369-119_Wallbox_Warranty.pdf" target="_blank">Warranty Information</a> |  |  |  |  | 0.050 L | [14 empty] | 0 | 0 | 0 | 0 | Lighting Fixtures | 2018-01-04 13:10 | 2024-07-20 11:29 | 0000-00-00 00:00:00 | 2024-07-20 11:29 | 0000-00-00 00:00:00
1 | Lutron Electronics | PJ2-4B-GWH-P01 | 4460-9294 | 4460 | 9294 | Lutron Electronics | PJ2-4B-GWH-P01_Family-Room.jpeg?w=1500 | 784276240246 | PICO 4B FAMILY ROOM SCENE GWH | Pico Wireless Control, 4-button, 434 MHz, scene control of lights, family room engraving, in white |  | 0.5 | 5.75 | [50 empty] | 0 | 0 | 0 | [6 empty] | 0 | 1 | 1 | EA | 1 | Lighting Controls | [27 empty] | Other Lighting Controls | [49 empty] | <a href="https://www.lutron.com/TechnicalDocumentLibrary/3672499_Caseta_Brochure.pdf" target="_blank">Manufacturer Brochure</a> | [192 empty] | <a href="https://www.lutron.com/TechnicalDocumentLibrary/041481.pdf" target="_blank">Installation Instructions</a> | [23 empty] | 2.000 DW |  |  | 3.8800 IN | [89 empty] | 1.000 EA | 1.000 EA | [35 empty] | No | [42 empty] | https://www.lutron.com/TechnicalDocumentLibrary/3691066_ENG.pdf | [7 empty] | Shelf Stock | [39 empty] | 52161525 | [6 empty] | <a href="https://lutron.widen.net/content/fomoe9knmc/MP4/Ecom_PicoBenefits_video.MP4?w=2048" target="_blank">Product Video Clip</a> | [6 empty] | <a href="https://www.lutron.com/TechnicalDocumentLibrary/369-119_Wallbox_Warranty.pdf" target="_blank">Warranty Information</a> |  |  |  |  | 0.050 L | [14 empty] | 0 | 0 | 0 | 0 | Lighting Fixtures | 2018-01-04 13:12 | 2024-07-20 11:26 | 0000-00-00 00:00:00 | 2024-07-20 11:26 | 0000-00-00 00:00:00
1 | Lutron Electronics | PJ2-4B-GWH-P02 | 4460-9295 | 4460 | 9295 | Lutron Electronics | PJ2-4B-GWH-P02_Kitchen.jpeg?w=1500 | 784276240338 | PICO 4B KITCHEN SCENE GWH | Pico Wireless Control, 4-button, 434 MHz, scene control of lights, kitchen engraving, in white |  | 0.5 | 5.75 | [50 empty] | 0 | 0 | 0 | [6 empty] | 0 | 1 | 1 | EA | 1 | Lighting Controls | [27 empty] | Other Lighting Controls | [49 empty] | <a href="https://www.lutron.com/TechnicalDocumentLibrary/3672499_Caseta_Brochure.pdf" target="_blank">Manufacturer Brochure</a> | [192 empty] | <a href="https://www.lutron.com/TechnicalDocumentLibrary/041481.pdf" target="_blank">Installation Instructions</a> | [23 empty] | 30.000 DW |  |  | 3.8800 IN | [89 empty] | 1.000 EA | 1.000 EA | [35 empty] | No | [42 empty] | https://www.lutron.com/TechnicalDocumentLibrary/3691066_ENG.pdf | [7 empty] | Shelf Stock | [39 empty] | 52161525 | [6 empty] | <a href="https://lutron.widen.net/content/fomoe9knmc/MP4/Ecom_PicoBenefits_video.MP4?w=2048" target="_blank">Product Video Clip</a> | [6 empty] | <a href="https://www.lutron.com/TechnicalDocumentLibrary/369-119_Wallbox_Warranty.pdf" target="_blank">Warranty Information</a> |  |  |  |  | 0.050 L | [14 empty] | 0 | 0 | 0 | 0 | Lighting Fixtures | 2018-01-04 13:14 | 2024-07-20 11:29 | 0000-00-00 00:00:00 | 2024-07-20 11:29 | 0000-00-00 00:00:00
1 | Lutron Electronics | PJ2-4B-GWH-P03 | 4460-9296 | 4460 | 9296 | Lutron Electronics | PJ2-4B-GWH-P03_Any-Room.jpeg?w=1500 | 784276229968 | PICO 4B ANY ROOM SCENE GWH | Pico Wireless Control, 4-button, 434 MHz, scene control of lights, any room engraving, in white |  | 0.5 | 5.75 | [50 empty] | 0 | 0 | 0 | [6 empty] | 0 | 1 | 1 | EA | 1 | Lighting Controls | [27 empty] | Other Lighting Controls | [49 empty] | <a href="https://www.lutron.com/TechnicalDocumentLibrary/3672499_Caseta_Brochure.pdf" target="_blank">Manufacturer Brochure</a> | [192 empty] | <a href="https://www.lutron.com/TechnicalDocumentLibrary/041481.pdf" target="_blank">Installation Instructions</a> | [23 empty] | 2.000 DW |  |  | 3.8800 IN | [89 empty] | 1.000 EA | 1.000 EA | [35 empty] | No | [42 empty] | https://www.lutron.com/TechnicalDocumentLibrary/3691066_ENG.pdf | [7 empty] | Shelf Stock | [39 empty] | 52161525 | [6 empty] | <a href="https://lutron.widen.net/content/fomoe9knmc/MP4/Ecom_PicoBenefits_video.MP4?w=2048" target="_blank">Product Video Clip</a> | [6 empty] | <a href="https://www.lutron.com/TechnicalDocumentLibrary/369-119_Wallbox_Warranty.pdf" target="_blank">Warranty Information</a> |  |  |  |  | 0.050 L | [14 empty] | 0 | 0 | 0 | 0 | Lighting Fixtures | 2018-01-04 13:16 | 2024-07-20 11:26 | 0000-00-00 00:00:00 | 2024-07-20 11:26 | 0000-00-00 00:00:00
1 | Lutron Electronics | RRD-6ND-WH | 4460-9297 | 4460 | 9297 | Lutron Electronics | RRD-6ND-WH.jpg | 784276243797 | RA2 600W NEUTRAL DIMMER WH | RadioRA 2 neutral wire multi-location dimmer 600W/600VA inc/hal/mlv 120V in white |  | 2.3 | 4.5 |  | RRD-6ND-WH.jpg | http://grandbrass.xologic.com/vendors/4460/large/RRD-6ND-WH.jpg | [47 empty] | 0 | 0 | 0 | [6 empty] | 0 | 1 | 1 | EA | 1 | Lighting Controls | [27 empty] | Dimmers | [49 empty] | <a href="https://www.lutron.com/technicaldocumentlibrary/367-1663.pdf" target="_blank">Manufacturer Brochure</a> | [192 empty] | <a href="https://www.lutron.com/TechnicalDocumentLibrary/044343.pdf" target="_blank">Installation Instructions</a> | [23 empty] | 65.000 DW |  |  | 2.3000 IN | [89 empty] | 1.000 EA | 1.000 EA | [35 empty] | No | [42 empty] | https://www.lutron.com/TechnicalDocumentLibrary/369225_fre.pdf | [7 empty] | Shelf Stock | [13 empty] | <a href="https://www.lutron.com/TechnicalDocumentLibrary/368-4493_Page_18.pdf" target="_blank">Tech Drawing</a> | [25 empty] | 39122206 | [13 empty] | <a href="https://www.lutron.com/TechnicalDocumentLibrary/043492.pdf" target="_blank">Warranty Information</a> |  |  |  |  | 0.200 L | [14 empty] | 0 | 0 | 0 | 0 | Lighting Fixtures | 2018-01-04 13:21 | 2024-07-20 11:24 | 0000-00-00 00:00:00 | 2024-07-20 11:24 | 0000-00-00 00:00:00 | [6 empty] | White
1 | Lutron Electronics | RRD-6ND-SW | 4460-9298 | 4460 | 9298 | Lutron Electronics | RRD-6ND-SW.jpg | 784276243933 | RA2 600W NEUTRAL DIMMER SW | RadioRA 2 neutral wire multi-location dimmer 600W/600VA inc/hal/mlv 120V in snow |  | 2.3 | 4.5 |  | RRD-6ND-SW.jpg | http://grandbrass.xologic.com/vendors/4460/large/RRD-6ND-SW.jpg | [47 empty] | 0 | 0 | 0 | [6 empty] | 0 | 1 | 1 | EA | 1 | Lighting Controls | [27 empty] | Dimmers | [49 empty] | <a href="https://www.lutron.com/technicaldocumentlibrary/367-1663.pdf" target="_blank">Manufacturer Brochure</a> | [192 empty] | <a href="https://www.lutron.com/TechnicalDocumentLibrary/044343.pdf" target="_blank">Installation Instructions</a> | [23 empty] | 65.000 DW |  |  | 2.3000 IN | [89 empty] | 1.000 EA | 1.000 EA | [35 empty] | No | [42 empty] | https://www.lutron.com/TechnicalDocumentLibrary/369225_SPA.pdf | [7 empty] | Shelf Stock | [13 empty] | <a href="https://www.lutron.com/TechnicalDocumentLibrary/368-4493_Page_18.pdf" target="_blank">Tech Drawing</a> | [25 empty] | 39122206 | [13 empty] | <a href="https://www.lutron.com/TechnicalDocumentLibrary/043492.pdf" target="_blank">Warranty Information</a> |  |  |  |  | 0.200 L | [14 empty] | 0 | 0 | 0 | 0 | Lighting Fixtures | 2018-01-30 11:06 | 2024-07-20 11:26 | 0000-00-00 00:00:00 | 2024-07-20 11:26 | 0000-00-00 00:00:00 | [6 empty] | Snow
1 | Lutron Electronics | RRD-6ND-BI | 4460-9300 | 4460 | 9300 | Lutron Electronics | RRD-6ND-BI.jpg | 784276243926 | RA2 600W NEUTRAL DIMMER BI | RadioRA 2 neutral wire multi-location dimmer 600W/600VA inc/hal/mlv 120V in biscuit |  | 2.3 | 4.5 |  | RRD-6ND-BI.jpg | http://grandbrass.xologic.com/vendors/4460/large/RRD-6ND-BI.jpg | [47 empty] | 0 | 0 | 0 | [6 empty] | 0 | 1 | 1 | EA | 1 | Lighting Controls | [27 empty] | Dimmers | [49 empty] | <a href="https://www.lutron.com/technicaldocumentlibrary/367-1663.pdf" target="_blank">Manufacturer Brochure</a> | [192 empty] | <a href="https://www.lutron.com/TechnicalDocumentLibrary/044343.pdf" target="_blank">Installation Instructions</a> | [23 empty] | 65.000 DW |  |  | 2.3000 IN | [89 empty] | 1.000 EA | 1.000 EA | [35 empty] | No | [42 empty] | https://www.lutron.com/TechnicalDocumentLibrary/369225_SPA.pdf | [7 empty] | Shelf Stock | [13 empty] | <a href="https://www.lutron.com/TechnicalDocumentLibrary/368-4493_Page_18.pdf" target="_blank">Tech Drawing</a> | [25 empty] | 39122206 | [13 empty] | <a href="https://www.lutron.com/TechnicalDocumentLibrary/043492.pdf" target="_blank">Warranty Information</a> |  |  |  |  | 0.200 L | [14 empty] | 0 | 0 | 0 | 0 | Lighting Fixtures | 2018-03-14 15:35 | 2024-07-20 11:35 | 0000-00-00 00:00:00 | 2024-07-20 11:35 | 0000-00-00 00:00:00 | [6 empty] | Biscuit
1 | Lutron Electronics | SF-10P-WH | 4460-9301 | 4460 | 9301 | Lutron Electronics | SF-10P-WH.jpg | 27557310208 | SKYLARK FLUOR 120V 1-10LP WH | Skylark Dimmer with On/Off Switch, Fluorescent or LED Dimming with 3-Wire Ballasts and Drivers, single-pole, preset, 120V/8A in white |  | 2.4 | 4.7 |  | SF-10P-WH.jpg | http://grandbrass.xologic.com/vendors/4460/large/SF-10P-WH.jpg | [47 empty] | 0 | 0 | 0 | [6 empty] | 0 | 1 | 1 | EA | 1 | Lighting Controls | [27 empty] | Dimmers | [242 empty] | <a href="https://www.lutron.com/TechnicalDocumentLibrary/032047c.pdf" target="_blank">Installation Instructions</a> | [23 empty] | 2.000 DW |  |  | 2.3000 IN | [89 empty] | 1.000 EA | 1.000 EA | [35 empty] | No | [42 empty] | https://www.lutron.com/technicaldocumentlibrary/spec%20guide%20volume%201%20with%20addendums.pdf#page=20 | [7 empty] | Shelf Stock | [13 empty] | <a href="https://www.lutron.com/TechnicalDocumentLibrary/368-4493_Page_40.pdf" target="_blank">Tech Drawing</a> | [25 empty] | 39122206 | [13 empty] | <a href="https://www.lutron.com/TechnicalDocumentLibrary/369-119_Wallbox_Warranty.pdf" target="_blank">Warranty Information</a> |  |  |  |  | 0.250 L | [14 empty] | 0 | 0 | 0 | 0 | Lighting Fixtures | 2018-04-25 14:48 | 2024-07-20 11:00 | 0000-00-00 00:00:00 | 2024-07-20 11:00 | 0000-00-00 00:00:00 | [6 empty] | White
1 | Lutron Electronics | SF-10P-IV | 4460-9302 | 4460 | 9302 | Lutron Electronics | SF-10P-IV.jpg | 27557310253 | SKYLARK FLUOR 120V 1-10LP IV | Skylark Dimmer with On/Off Switch, Fluorescent or LED Dimming with 3-Wire Ballasts and Drivers, single-pole, preset, 120V/8A in ivory |  | 2.3 | 4.5 |  | SF-10P-IV.jpg | http://grandbrass.xologic.com/vendors/4460/large/SF-10P-IV.jpg | [47 empty] | 0 | 0 | 0 | [6 empty] | 0 | 1 | 1 | EA | 1 | Lighting Controls | [27 empty] | Dimmers | [242 empty] | <a href="https://www.lutron.com/TechnicalDocumentLibrary/032047c.pdf" target="_blank">Installation Instructions</a> | [23 empty] | 10.000 DW |  |  | 2.4000 IN | [89 empty] | 1.000 EA | 1.000 EA | [35 empty] | No | [42 empty] | https://www.lutron.com/technicaldocumentlibrary/spec%20guide%20volume%201%20with%20addendums.pdf#page=20 | [7 empty] | Shelf Stock | [13 empty] | <a href="https://www.lutron.com/TechnicalDocumentLibrary/368-4493_Page_40.pdf" target="_blank">Tech Drawing</a> | [25 empty] | 39122206 | [13 empty] | <a href="https://www.lutron.com/TechnicalDocumentLibrary/369-119_Wallbox_Warranty.pdf" target="_blank">Warranty Information</a> |  |  |  |  | 0.100 L | [14 empty] | 0 | 0 | 0 | 0 | Lighting Fixtures | 2018-04-25 14:51 | 2024-07-20 11:02 | 0000-00-00 00:00:00 | 2024-07-20 11:02 | 0000-00-00 00:00:00 | [6 empty] | Ivory
1 | Lutron Electronics | PD-5NE-LA-C | 4460-9305 | 4460 | 9305 | Lutron Electronics | Ecom_PD-5NE-LA_nowallplate.jpeg | 784276217743 | CASETA ELV DIMMER 250V LED LT ALMOND | Lutron Caseta Wireless ELV+ Smart Dimmer Switch, with Phase Selectable Dimming for LED (250W), MLV (400W), ELV (500W), and Incandescent/Halogen (500W) lighting, 120V, Light Almond |  | 3.38 | 5.5 |  | Ecom_PD-5NE-LA_nowallplate.jpeg | http://grandbrass.xologic.com/vendors/4460/large/Ecom_PD-5NE-LA_nowallplate.jpeg | [47 empty] | 0 | 0 | 0 | [6 empty] | 0 | 1 | 1 | EA | 1 | Lighting Controls | [27 empty] | Dimmers | [242 empty] | <a href="https://www.lutron.com/TechnicalDocumentLibrary/0301817.pdf" target="_blank">Installation Instructions</a> | [23 empty] | 2.000 DW |  |  | 2.0000 IN | [89 empty] | 1.000 EA | 1.000 EA | [35 empty] | No | [42 empty] | https://www.lutron.com/TechnicalDocumentLibrary/369987_SPA.pdf | [7 empty] | Shelf Stock | [13 empty] | <a href="https://www.lutron.com/TechnicalDocumentLibrary/368-4493_Page_47.pdf" target="_blank">Tech Drawing</a> | [25 empty] | 39122206 | [6 empty] | <a href="https://lutron.widen.net/content/twinpx9ws6/mp4/Caseta-Hub-Story.mp4" target="_blank">Product Video Clip</a> | [6 empty] | <a href="https://www.lutron.com/TechnicalDocumentLibrary/369-119_Wallbox_Warranty.pdf" target="_blank">Warranty Information</a> |  |  |  |  | 0.250 L | [14 empty] | 0 | 0 | 0 | 0 | Lighting Fixtures | 2018-04-25 15:24 | 2024-07-20 11:22 | 0000-00-00 00:00:00 | 2024-07-20 11:22 | 0000-00-00 00:00:00
1 | Lutron Electronics | PD-5NE-BL-C | 4460-9306 | 4460 | 9306 | Lutron Electronics | Ecom_PD-5NE-BL_nowallplate.jpeg | 784276217767 | CasÃ©ta ELV Dimmer 250W LED Black Canada | Lutron Caseta Wireless ELV+ Smart Dimmer Switch, with Phase Selectable Dimming for LED (250W), MLV (400W), ELV (500W), and Incandescent/Halogen (500W) lighting, 120V, Black |  | 2.25 | 4.5 |  | Ecom_PD-5NE-BL_nowallplate.jpeg | http://grandbrass.xologic.com/vendors/4460/large/Ecom_PD-5NE-BL_nowallplate.jpeg | [47 empty] | 0 | 0 | 0 | [6 empty] | 0 | 1 | 1 | EA | 1 | Lighting Controls | [27 empty] | Dimmers | [242 empty] | <a href="https://www.lutron.com/TechnicalDocumentLibrary/0301817.pdf" target="_blank">Installation Instructions</a> | [23 empty] | 2.000 DW |  |  | 2.2500 IN | [89 empty] | 1.000 EA | 1.000 EA | [35 empty] | No | [42 empty] | https://www.lutron.com/TechnicalDocumentLibrary/369987_SPA.pdf | [7 empty] | Shelf Stock | [13 empty] | <a href="https://www.lutron.com/TechnicalDocumentLibrary/368-4493_Page_47.pdf" target="_blank">Tech Drawing</a> | [25 empty] | 39122206 | [6 empty] | <a href="https://lutron.widen.net/content/twinpx9ws6/mp4/Caseta-Hub-Story.mp4" target="_blank">Product Video Clip</a> | [6 empty] | <a href="https://www.lutron.com/TechnicalDocumentLibrary/369-119_Wallbox_Warranty.pdf" target="_blank">Warranty Information</a> |  |  |  |  | 0.040 L | [14 empty] | 0 | 0 | 0 | 0 | Lighting Fixtures | 2018-04-25 15:25 | 2024-07-20 11:26 | 0000-00-00 00:00:00 | 2024-07-20 11:26 | 0000-00-00 00:00:00 | [6 empty] | Black
1 | Lutron Electronics | RRD-6ND-GR | 4460-9308 | 4460 | 9308 | Lutron Electronics | RRD-6ND-GR.jpg | 784276243834 | RA2 600W NEUTRAL DIMMER GR | RadioRA 2 neutral wire multi-location dimmer 600W/600VA inc/hal/mlv 120V in gray |  | 2.3 | 4.5 |  | RRD-6ND-GR.jpg | http://grandbrass.xologic.com/vendors/4460/large/RRD-6ND-GR.jpg | [47 empty] | 0 | 0 | 0 | [6 empty] | 0 | 1 | 1 | EA | 1 | Lighting Controls | [27 empty] | Dimmers | [49 empty] | <a href="https://www.lutron.com/technicaldocumentlibrary/367-1663.pdf" target="_blank">Manufacturer Brochure</a> | [192 empty] | <a href="https://www.lutron.com/TechnicalDocumentLibrary/044343.pdf" target="_blank">Installation Instructions</a> | [23 empty] | 65.000 DW |  |  | 2.3000 IN | [89 empty] | 1.000 EA | 1.000 EA | [35 empty] | No | [42 empty] | https://www.lutron.com/TechnicalDocumentLibrary/369225_SPA.pdf | [7 empty] | Shelf Stock | [13 empty] | <a href="https://www.lutron.com/TechnicalDocumentLibrary/368-4493_Page_18.pdf" target="_blank">Tech Drawing</a> | [25 empty] | 39122206 | [13 empty] | <a href="https://www.lutron.com/TechnicalDocumentLibrary/043492.pdf" target="_blank">Warranty Information</a> |  |  |  |  | 0.200 L | [14 empty] | 0 | 0 | 0 | 0 | Lighting Fixtures | 2018-04-25 15:25 | 2024-07-20 11:29 | 0000-00-00 00:00:00 | 2024-07-20 11:29 | 0000-00-00 00:00:00 | [6 empty] | Gray
1 | Lutron Electronics | RRD-6ND-TP | 4460-9309 | 4460 | 9309 | Lutron Electronics | RRD-6ND-TP.jpg | 784276243902 | RA2 600W NEUTRAL DIMMER TP | RadioRA 2 neutral wire multi-location dimmer 600W/600VA inc/hal/mlv 120V in taupe |  | 2.3 | 4.5 |  | RRD-6ND-TP.jpg | http://grandbrass.xologic.com/vendors/4460/large/RRD-6ND-TP.jpg | [47 empty] | 0 | 0 | 0 | [6 empty] | 0 | 1 | 1 | EA | 1 | Lighting Controls | [27 empty] | Dimmers | [49 empty] | <a href="https://www.lutron.com/technicaldocumentlibrary/367-1663.pdf" target="_blank">Manufacturer Brochure</a> | [192 empty] | <a href="https://www.lutron.com/TechnicalDocumentLibrary/044343.pdf" target="_blank">Installation Instructions</a> | [23 empty] | 65.000 DW |  |  | 2.3000 IN | [89 empty] | 1.000 EA | 1.000 EA | [35 empty] | No | [42 empty] | https://www.lutron.com/TechnicalDocumentLibrary/369225_SPA.pdf | [7 empty] | Shelf Stock | [13 empty] | <a href="https://www.lutron.com/TechnicalDocumentLibrary/368-4493_Page_18.pdf" target="_blank">Tech Drawing</a> | [25 empty] | 39122206 | [13 empty] | <a href="https://www.lutron.com/TechnicalDocumentLibrary/043492.pdf" target="_blank">Warranty Information</a> |  |  |  |  | 0.200 L | [14 empty] | 0 | 0 | 0 | 0 | Lighting Fixtures | 2018-04-25 15:25 | 2024-07-20 11:34 | 0000-00-00 00:00:00 | 2024-07-20 11:34 | 0000-00-00 00:00:00 | [6 empty] | Taupe
4 | Lutron Electronics | LFK-T15RL-MN | 4460-9310 | 4460 | 9310 | Lutron Electronics | LFK-T15RL-MN.jpg | 27557605069 | LARGE 15 BUTTON FACEPLATE KIT MN | Lutron large 15-button engraved replacement faceplate kit for HomeWorks tabletop control in midnight |  | 6.2 | 8.8 |  | LFK-T15RL-MN.jpg | http://grandbrass.xologic.com/vendors/4460/large/LFK-T15RL-MN.jpg | [47 empty] | 0 | 0 | 0 | [6 empty] | 0 | 1 | 1 | EA | 1 | Lighting Controls |  |  | Fittings and Hardware |  | Electrical Hardware And Supplies |  | Wallplates | [20 empty] | Other Lighting Controls | [242 empty] | <a href="https://www.lutron.com/TechnicalDocumentLibrary/044-146a.pdf" target="_blank">Installation Instructions</a> | [23 empty] | 10.000 DW |  |  | 1.4000 IN | [89 empty] | 1.000 EA | 1.000 EA | [35 empty] | No | [42 empty] | https://www.lutron.com/TechnicalDocumentLibrary/369349.pdf | [7 empty] | Shelf Stock | [39 empty] | 39121704 | [13 empty] | <a href="https://www.lutron.com/TechnicalDocumentLibrary/043492.pdf" target="_blank">Warranty Information</a> |  |  |  |  | 0.250 L | [14 empty] | 0 | 0 | 0 | 0 | Electrical | 2018-04-25 15:25 | 2024-07-20 11:43 | 0000-00-00 00:00:00 | 2025-11-29 02:00 | 0000-00-00 00:00:00 | [6 empty] | Midnight
4 | Lutron Electronics | LFK-T5RL-CLA | 4460-9311 | 4460 | 9311 | Lutron Electronics | LFK-T5RL-CLA.jpg | 27557605489 | LARGE 5 BUTTON FACEPLATE KIT CLA | Lutron large 5-button engraved replacement faceplate kit for HomeWorks tabletop control in clear anodized aluminum |  | 6.1 | 8.8 |  | LFK-T5RL-CLA.jpg | http://grandbrass.xologic.com/vendors/4460/large/LFK-T5RL-CLA.jpg | [47 empty] | 0 | 0 | 0 | [6 empty] | 0 | 1 | 1 | EA | 1 | Lighting Controls |  |  | Fittings and Hardware |  | Electrical Hardware And Supplies |  | Wallplates | [20 empty] | Other Lighting Controls | [242 empty] | <a href="https://www.lutron.com/TechnicalDocumentLibrary/044-146a.pdf" target="_blank">Installation Instructions</a> | [23 empty] | 20.000 DW |  |  | 1.4000 IN | [89 empty] | 1.000 EA | 1.000 EA | [35 empty] | No | [42 empty] | https://www.lutron.com/TechnicalDocumentLibrary/369349.pdf | [7 empty] | Shelf Stock | [39 empty] | 39121704 | [13 empty] | <a href="https://www.lutron.com/TechnicalDocumentLibrary/043492.pdf" target="_blank">Warranty Information</a> |  |  |  |  | 0.250 L | [14 empty] | 0 | 0 | 0 | 0 | Electrical | 2018-04-25 15:25 | 2024-07-20 11:34 | 0000-00-00 00:00:00 | 2025-11-29 02:00 | 0000-00-00 00:00:00
4 | Lutron Electronics | LFK-T10RL-CLA | 4460-9312 | 4460 | 9312 | Lutron Electronics | LFK-T10RL-CLA.jpg | 27557605595 | LARGE 10 BUTTON FACEPLATE KIT CLA | Lutron large 10-button replacement engraved faceplate kit for HomeWorks tabletop control in clear anodized aluminum |  | 6.2 | 8.8 |  | LFK-T10RL-CLA.jpg | http://grandbrass.xologic.com/vendors/4460/large/LFK-T10RL-CLA.jpg | [47 empty] | 0 | 0 | 0 | [6 empty] | 0 | 1 | 1 | EA | 1 | Lighting Controls |  |  | Fittings and Hardware |  | Electrical Hardware And Supplies |  | Wallplates | [20 empty] | Other Lighting Controls | [242 empty] | <a href="https://www.lutron.com/TechnicalDocumentLibrary/044-146a.pdf" target="_blank">Installation Instructions</a> | [23 empty] | 20.000 DW |  |  | 1.4000 IN | [89 empty] | 1.000 EA | 1.000 EA | [35 empty] | No | [42 empty] | https://www.lutron.com/TechnicalDocumentLibrary/369349.pdf | [7 empty] | Shelf Stock | [39 empty] | 39121704 | [13 empty] | <a href="https://www.lutron.com/TechnicalDocumentLibrary/043492.pdf" target="_blank">Warranty Information</a> |  |  |  |  | 0.250 L | [14 empty] | 0 | 0 | 0 | 0 | Electrical | 2018-04-25 15:25 | 2024-07-20 11:28 | 0000-00-00 00:00:00 | 2025-11-29 02:00 | 0000-00-00 00:00:00
4 | Lutron Electronics | LFK-T10RL-BN | 4460-9313 | 4460 | 9313 | Lutron Electronics | LFK-T10RL-BN.jpg | 27557605663 | LARGE 10 BUTTON FACEPLATE KIT BN | Lutron large 10-button replacement engraved faceplate kit for HomeWorks tabletop control in bright nickel |  | 6.2 | 8.8 |  | LFK-T10RL-BN.jpg | http://grandbrass.xologic.com/vendors/4460/large/LFK-T10RL-BN.jpg | [47 empty] | 0 | 0 | 0 | [6 empty] | 0 | 1 | 1 | EA | 1 | Lighting Controls |  |  | Fittings and Hardware |  | Electrical Hardware And Supplies |  | Wallplates | [20 empty] | Other Lighting Controls | [242 empty] | <a href="https://www.lutron.com/TechnicalDocumentLibrary/044-146a.pdf" target="_blank">Installation Instructions</a> | [23 empty] | 20.000 DW |  |  | 1.4000 IN | [89 empty] | 1.000 EA | 1.000 EA | [35 empty] | No | [42 empty] | https://www.lutron.com/TechnicalDocumentLibrary/369349.pdf | [7 empty] | Shelf Stock | [39 empty] | 39121704 | [13 empty] | <a href="https://www.lutron.com/TechnicalDocumentLibrary/043492.pdf" target="_blank">Warranty Information</a> |  |  |  |  | 0.250 L | [14 empty] | 0 | 0 | 0 | 0 | Electrical | 2018-04-25 15:25 | 2024-07-20 11:26 | 0000-00-00 00:00:00 | 2025-11-29 02:00 | 0000-00-00 00:00:00
4 | Lutron Electronics | LFK-T15RL-QB | 4460-9314 | 4460 | 9314 | Lutron Electronics | LFK-T15RL-QB.jpg | 27557605731 | LARGE 15 BUTTON FACEPLATE KIT QB | Lutron large 15-button engraved replacement faceplate kit for HomeWorks tabletop control in antique brass |  | 6.2 | 8.8 |  | LFK-T15RL-QB.jpg | http://grandbrass.xologic.com/vendors/4460/large/LFK-T15RL-QB.jpg | [47 empty] | 0 | 0 | 0 | [6 empty] | 0 | 1 | 1 | EA | 1 | Lighting Controls |  |  | Fittings and Hardware |  | Electrical Hardware And Supplies |  | Wallplates | [20 empty] | Other Lighting Controls | [242 empty] | <a href="https://www.lutron.com/TechnicalDocumentLibrary/044-146a.pdf" target="_blank">Installation Instructions</a> | [23 empty] | 20.000 DW |  |  | 1.4000 IN | [89 empty] | 1.000 EA | 1.000 EA | [35 empty] | No | [42 empty] | https://www.lutron.com/TechnicalDocumentLibrary/369349.pdf | [7 empty] | Shelf Stock | [39 empty] | 39121704 | [13 empty] | <a href="https://www.lutron.com/TechnicalDocumentLibrary/043492.pdf" target="_blank">Warranty Information</a> |  |  |  |  | 0.250 L | [14 empty] | 0 | 0 | 0 | 0 | Electrical | 2018-04-25 15:25 | 2024-07-20 11:28 | 0000-00-00 00:00:00 | 2025-11-29 02:00 | 0000-00-00 00:00:00
1 | Lutron Electronics | SF-10P-WH-CSA | 4460-9315 | 4460 | 9315 | Lutron Electronics | SF-10P-WH-CSA.jpg | 27557683340 | SKYLARK FLUOR 120V 1-10LP WH CSA | Skylark Dimmer with On/Off Switch, Fluorescent or LED Dimming with 3-Wire Ballasts and Drivers, single-pole, preset, 120V/8A in white, for Canada |  | 2.4 | 4.7 |  | SF-10P-WH-CSA.jpg | http://grandbrass.xologic.com/vendors/4460/large/SF-10P-WH-CSA.jpg | [47 empty] | 0 | 0 | 0 | [6 empty] | 0 | 1 | 1 | EA | 1 | Lighting Controls | [27 empty] | Dimmers | [242 empty] | <a href="https://www.lutron.com/TechnicalDocumentLibrary/032047c.pdf" target="_blank">Installation Instructions</a> | [23 empty] | 10.000 DW |  |  | 2.4000 IN | [89 empty] | 1.000 EA | 1.000 EA | [35 empty] | No | [42 empty] | https://www.lutron.com/technicaldocumentlibrary/spec%20guide%20volume%201%20with%20addendums.pdf#page=20 | [7 empty] | Shelf Stock | [13 empty] | <a href="https://www.lutron.com/TechnicalDocumentLibrary/368-4493_Page_40.pdf" target="_blank">Tech Drawing</a> | [25 empty] | 39122206 | [13 empty] | <a href="https://www.lutron.com/TechnicalDocumentLibrary/369-119_Wallbox_Warranty.pdf" target="_blank">Warranty Information</a> |  |  |  |  | 0.300 L | [14 empty] | 0 | 0 | 0 | 0 | Lighting Fixtures | 2018-04-25 15:25 | 2024-07-20 11:32 | 0000-00-00 00:00:00 | 2024-07-20 11:32 | 0000-00-00 00:00:00 | [6 empty] | White
1 | Lutron Electronics | PJ2-3BRL-BL-L01R | 4460-9317 | 4460 | 9317 | Lutron Electronics | PJ2-3BRL-BL-L01R | 784276074933 | PICO RF 434 W/LED 3BRL | PICO RF 434 W/LED 3BRL |  | 2.5 | 0.4 | [50 empty] | 0 | 0 | 0 | [6 empty] | 0 | 1 | 1 | EA | 1 | Lighting Controls | [27 empty] | Other Lighting Controls | [266 empty] | 2.000 DW |  |  | 3.8000 IN | [89 empty] | 1.000 EA | 1.000 EA | [35 empty] | No | [50 empty] | Shelf Stock | [39 empty] | 52161525 | [18 empty] | 0.150 L | [14 empty] | 0 | 0 | 0 | 0 | Lighting Fixtures | 2018-04-25 15:25 | 2024-07-20 11:41 | 0000-00-00 00:00:00 | 2024-07-20 11:41 | 0000-00-00 00:00:00 | [6 empty] | Black
1 | Lutron Electronics | RRD-6ND-HT | 4460-9320 | 4460 | 9320 | Lutron Electronics | RRD-6ND-HT.jpg | 784276243865 | RA2 600W NEUTRAL DIMMER HT | RadioRA 2 neutral wire multi-location dimmer 600W/600VA inc/hal/mlv 120V in hot |  | 2.3 | 4.5 |  | RRD-6ND-HT.jpg | http://grandbrass.xologic.com/vendors/4460/large/RRD-6ND-HT.jpg | [47 empty] | 0 | 0 | 0 | [6 empty] | 0 | 1 | 1 | EA | 1 | Lighting Controls | [27 empty] | Dimmers | [49 empty] | <a href="https://www.lutron.com/technicaldocumentlibrary/367-1663.pdf" target="_blank">Manufacturer Brochure</a> | [192 empty] | <a href="https://www.lutron.com/TechnicalDocumentLibrary/044343.pdf" target="_blank">Installation Instructions</a> | [23 empty] | 25.000 DW |  |  | 2.3000 IN | [89 empty] | 1.000 EA | 1.000 EA | [35 empty] | No | [42 empty] | https://www.lutron.com/TechnicalDocumentLibrary/369225_SPA.pdf | [7 empty] | Shelf Stock | [13 empty] | <a href="https://www.lutron.com/TechnicalDocumentLibrary/368-4493_Page_18.pdf" target="_blank">Tech Drawing</a> | [25 empty] | 39122206 | [13 empty] | <a href="https://www.lutron.com/TechnicalDocumentLibrary/043492.pdf" target="_blank">Warranty Information</a> |  |  |  |  | 0.200 L | [14 empty] | 0 | 0 | 0 | 0 | Lighting Fixtures | 2018-04-25 15:26 | 2024-07-20 11:28 | 0000-00-00 00:00:00 | 2024-07-20 11:28 | 0000-00-00 00:00:00
4 | Lutron Electronics | LFK-T5RL-SC | 4460-9322 | 4460 | 9322 | Lutron Electronics | LFK-T5RL-SC.jpg | 27557605533 | LARGE 5 BUTTON FACEPLATE KIT SC | Lutron large 5-button engraved replacement faceplate kit for HomeWorks tabletop control in satin chrome |  | 6.1 | 8.8 |  | LFK-T5RL-SC.jpg | http://grandbrass.xologic.com/vendors/4460/large/LFK-T5RL-SC.jpg | [47 empty] | 0 | 0 | 0 | [6 empty] | 0 | 1 | 1 | EA | 1 | Lighting Controls |  |  | Fittings and Hardware |  | Electrical Hardware And Supplies |  | Wallplates | [20 empty] | Other Lighting Controls | [242 empty] | <a href="https://www.lutron.com/TechnicalDocumentLibrary/044-146a.pdf" target="_blank">Installation Instructions</a> | [23 empty] | 20.000 DW |  |  | 1.4000 IN | [89 empty] | 1.000 EA | 1.000 EA | [35 empty] | No | [42 empty] | https://www.lutron.com/TechnicalDocumentLibrary/369349.pdf | [7 empty] | Shelf Stock | [39 empty] | 39121704 | [13 empty] | <a href="https://www.lutron.com/TechnicalDocumentLibrary/043492.pdf" target="_blank">Warranty Information</a> |  |  |  |  | 0.250 L | [14 empty] | 0 | 0 | 0 | 0 | Electrical | 2018-04-25 15:26 | 2024-07-20 11:34 | 0000-00-00 00:00:00 | 2025-11-29 02:00 | 0000-00-00 00:00:00
4 | Lutron Electronics | LFK-T5RL-BN | 4460-9323 | 4460 | 9323 | Lutron Electronics | LFK-T5RL-BN.jpg | 27557605557 | LARGE 5 BUTTON FACEPLATE KIT BN | Lutron large 5-button engraved replacement faceplate kit for HomeWorks tabletop control in bright nickel |  | 6.1 | 8.8 |  | LFK-T5RL-BN.jpg | http://grandbrass.xologic.com/vendors/4460/large/LFK-T5RL-BN.jpg | [47 empty] | 0 | 0 | 0 | [6 empty] | 0 | 1 | 1 | EA | 1 | Lighting Controls |  |  | Fittings and Hardware |  | Electrical Hardware And Supplies |  | Wallplates | [20 empty] | Other Lighting Controls | [242 empty] | <a href="https://www.lutron.com/TechnicalDocumentLibrary/044-146a.pdf" target="_blank">Installation Instructions</a> | [23 empty] | 20.000 DW |  |  | 1.4000 IN | [89 empty] | 1.000 EA | 1.000 EA | [35 empty] | No | [42 empty] | https://www.lutron.com/TechnicalDocumentLibrary/369349.pdf | [7 empty] | Shelf Stock | [39 empty] | 39121704 | [13 empty] | <a href="https://www.lutron.com/TechnicalDocumentLibrary/043492.pdf" target="_blank">Warranty Information</a> |  |  |  |  | 0.250 L | [14 empty] | 0 | 0 | 0 | 0 | Electrical | 2018-04-25 15:26 | 2024-07-20 11:34 | 0000-00-00 00:00:00 | 2025-11-29 02:00 | 0000-00-00 00:00:00
4 | Lutron Electronics | LFK-T15RL-BB | 4460-9324 | 4460 | 9324 | Lutron Electronics | LFK-T15RL-BB.jpg | 27557605687 | LARGE 15 BUTTON FACEPLATE KIT BB | Lutron large 15-button engraved replacement faceplate kit for HomeWorks tabletop control in bright brass |  | 6.2 | 8.8 |  | LFK-T15RL-BB.jpg | http://grandbrass.xologic.com/vendors/4460/large/LFK-T15RL-BB.jpg | [47 empty] | 0 | 0 | 0 | [6 empty] | 0 | 1 | 1 | EA | 1 | Lighting Controls |  |  | Fittings and Hardware |  | Electrical Hardware And Supplies |  | Wallplates | [20 empty] | Other Lighting Controls | [242 empty] | <a href="https://www.lutron.com/TechnicalDocumentLibrary/044-146a.pdf" target="_blank">Installation Instructions</a> | [23 empty] | 10.000 DW |  |  | 1.4000 IN | [89 empty] | 1.000 EA | 1.000 EA | [35 empty] | No | [42 empty] | https://www.lutron.com/TechnicalDocumentLibrary/369349.pdf | [7 empty] | Shelf Stock | [39 empty] | 39121704 | [13 empty] | <a href="https://www.lutron.com/TechnicalDocumentLibrary/043492.pdf" target="_blank">Warranty Information</a> |  |  |  |  | 0.250 L | [14 empty] | 0 | 0 | 0 | 0 | Electrical | 2018-04-25 15:26 | 2024-07-20 11:22 | 0000-00-00 00:00:00 | 2025-11-29 02:00 | 0000-00-00 00:00:00
4 | Lutron Electronics | LFK-T15RL-CLA | 4460-9325 | 4460 | 9325 | Lutron Electronics | LFK-T15RL-CLA.jpg | 27557605700 | LARGE 15 BUTTON FACEPLATE KIT CLA | Lutron large 15-button engraved replacement faceplate kit for HomeWorks tabletop control in clear anodized aluminum |  | 6.2 | 8.8 |  | LFK-T15RL-CLA.jpg | http://grandbrass.xologic.com/vendors/4460/large/LFK-T15RL-CLA.jpg | [47 empty] | 0 | 0 | 0 | [6 empty] | 0 | 1 | 1 | EA | 1 | Lighting Controls |  |  | Fittings and Hardware |  | Electrical Hardware And Supplies |  | Wallplates | [20 empty] | Other Lighting Controls | [242 empty] | <a href="https://www.lutron.com/TechnicalDocumentLibrary/044-146a.pdf" target="_blank">Installation Instructions</a> | [23 empty] | 20.000 DW |  |  | 1.4000 IN | [89 empty] | 1.000 EA | 1.000 EA | [35 empty] | No | [42 empty] | https://www.lutron.com/TechnicalDocumentLibrary/369349.pdf | [7 empty] | Shelf Stock | [39 empty] | 39121704 | [13 empty] | <a href="https://www.lutron.com/TechnicalDocumentLibrary/043492.pdf" target="_blank">Warranty Information</a> |  |  |  |  | 0.250 L | [14 empty] | 0 | 0 | 0 | 0 | Electrical | 2018-04-25 15:26 | 2024-07-20 11:25 | 0000-00-00 00:00:00 | 2025-11-29 02:00 | 0000-00-00 00:00:00
4 | Lutron Electronics | LFK-T15RL-BRA | 4460-9326 | 4460 | 9326 | Lutron Electronics | LFK-T15RL-BRA.jpg | 27557605724 | LARGE 15 BUTTON FACEPLATE KIT BRA | Lutron large 15-button engraved replacement faceplate kit for HomeWorks tabletop control in brass anodized aluminum |  | 6.2 | 8.8 |  | LFK-T15RL-BRA.jpg | http://grandbrass.xologic.com/vendors/4460/large/LFK-T15RL-BRA.jpg | [47 empty] | 0 | 0 | 0 | [6 empty] | 0 | 1 | 1 | EA | 1 | Lighting Controls |  |  | Fittings and Hardware |  | Electrical Hardware And Supplies |  | Wallplates | [20 empty] | Other Lighting Controls | [242 empty] | <a href="https://www.lutron.com/TechnicalDocumentLibrary/044-146a.pdf" target="_blank">Installation Instructions</a> | [23 empty] | 20.000 DW |  |  | 1.4000 IN | [89 empty] | 1.000 EA | 1.000 EA | [35 empty] | No | [42 empty] | https://www.lutron.com/TechnicalDocumentLibrary/369349.pdf | [7 empty] | Shelf Stock | [39 empty] | 39121704 | [13 empty] | <a href="https://www.lutron.com/TechnicalDocumentLibrary/043492.pdf" target="_blank">Warranty Information</a> |  |  |  |  | 0.250 L | [14 empty] | 0 | 0 | 0 | 0 | Electrical | 2018-04-25 15:26 | 2024-07-20 11:25 | 0000-00-00 00:00:00 | 2025-11-29 02:00 | 0000-00-00 00:00:00
1 | Lutron Electronics | RKA-AD-IV | 4460-9327 | 4460 | 9327 | Lutron Electronics | RKA-AD-IV.jpg | 784276028912 | REMOTE DIMMER COLOR KIT IVORY | Replacement Button Kit for RadioRA 2 or HomeWorks Architectural-style remote dimmer in ivory |  | 2.25 | 4.5 |  | RKA-AD-IV.jpg | http://grandbrass.xologic.com/vendors/4460/large/RKA-AD-IV.jpg | [47 empty] | 0 | 0 | 0 | [6 empty] | 0 | 1 | 1 | EA | 1 | Specialty Items | [27 empty] | Lighting Accessories | [242 empty] | <a href="https://www.lutron.com/TechnicalDocumentLibrary/044-105e.pdf" target="_blank">Installation Instructions</a> | [23 empty] | 25.000 DW |  |  | 2.2500 IN | [89 empty] | 1.000 EA | 1.000 EA | [35 empty] | No | [42 empty] | https://www.lutron.com/TechnicalDocumentLibrary/369225_SPA.pdf | [7 empty] | Shelf Stock | [13 empty] | <a href="https://www.lutron.com/TechnicalDocumentLibrary/368-4493_Page_9.pdf" target="_blank">Tech Drawing</a> | [25 empty] | 39122221 | [13 empty] | <a href="https://www.lutron.com/TechnicalDocumentLibrary/043492.pdf" target="_blank">Warranty Information</a> |  |  |  |  | 0.100 L | [14 empty] | 0 | 0 | 0 | 0 | Lighting Fixtures | 2018-04-25 15:26 | 2024-07-20 11:26 | 0000-00-00 00:00:00 | 2024-07-20 11:26 | 0000-00-00 00:00:00 | [6 empty] | Ivory
1 | Lutron Electronics | RKA-AD-GR | 4460-9328 | 4460 | 9328 | Lutron Electronics | RKA-AD-GR.jpg | 784276028936 | REMOTE DIMMER COLOR KIT GRAY | Replacement Button Kit for RadioRA 2 or HomeWorks Architectural-style remote dimmer in gray |  | 2.25 | 4.5 |  | RKA-AD-GR.jpg | http://grandbrass.xologic.com/vendors/4460/large/RKA-AD-GR.jpg | [47 empty] | 0 | 0 | 0 | [6 empty] | 0 | 1 | 1 | EA | 1 | Specialty Items | [27 empty] | Lighting Accessories | [242 empty] | <a href="https://www.lutron.com/TechnicalDocumentLibrary/044-105e.pdf" target="_blank">Installation Instructions</a> | [23 empty] | 25.000 DW |  |  | 2.2500 IN | [89 empty] | 1.000 EA | 1.000 EA | [35 empty] | No | [42 empty] | https://www.lutron.com/TechnicalDocumentLibrary/369225_SPA.pdf | [7 empty] | Shelf Stock | [13 empty] | <a href="https://www.lutron.com/TechnicalDocumentLibrary/368-4493_Page_9.pdf" target="_blank">Tech Drawing</a> | [25 empty] | 39122221 | [13 empty] | <a href="https://www.lutron.com/TechnicalDocumentLibrary/043492.pdf" target="_blank">Warranty Information</a> |  |  |  |  | 0.100 L | [14 empty] | 0 | 0 | 0 | 0 | Lighting Fixtures | 2018-04-25 15:26 | 2024-07-20 11:22 | 0000-00-00 00:00:00 | 2024-07-20 11:22 | 0000-00-00 00:00:00 | [6 empty] | Gray
1 | Lutron Electronics | RKA-F-AL | 4460-9329 | 4460 | 9329 | Lutron Electronics | RKA-F-AL.jpg | 784276031431 | FAN CONTROL COLOR KIT ALMOND | Replacement Button Kit for RadioRA 2 or HomeWorks Architectural-style fan speed control in almond |  | 2.25 | 4.5 |  | RKA-F-AL.jpg | http://grandbrass.xologic.com/vendors/4460/large/RKA-F-AL.jpg | [47 empty] | 0 | 0 | 0 | [6 empty] | 0 | 1 | 1 | EA | 1 | Specialty Items | [27 empty] | Lighting Accessories | [242 empty] | <a href="https://www.lutron.com/TechnicalDocumentLibrary/044-105e.pdf" target="_blank">Installation Instructions</a> | [23 empty] | 25.000 DW |  |  | 2.2500 IN | [89 empty] | 1.000 EA | 1.000 EA | [35 empty] | No | [42 empty] | https://www.lutron.com/TechnicalDocumentLibrary/369225_SPA.pdf | [7 empty] | Shelf Stock | [13 empty] | <a href="https://www.lutron.com/TechnicalDocumentLibrary/368-4493_Page_18.pdf" target="_blank">Tech Drawing</a> | [25 empty] | 39122221 | [13 empty] | <a href="https://www.lutron.com/TechnicalDocumentLibrary/043492.pdf" target="_blank">Warranty Information</a> |  |  |  |  | 0.100 L | [14 empty] | 0 | 0 | 0 | 0 | Lighting Fixtures | 2018-04-25 15:26 | 2024-07-20 11:26 | 0000-00-00 00:00:00 | 2024-07-20 11:26 | 0000-00-00 00:00:00 | [6 empty] | Almond
1 | Lutron Electronics | RKA-F-IV | 4460-9330 | 4460 | 9330 | Lutron Electronics | RKA-F-IV.jpg | 784276031455 | FAN CONTROL COLOR KIT IVORY | Replacement Button Kit for RadioRA 2 or HomeWorks Architectural-style fan speed control in ivory |  | 2.25 | 4.5 |  | RKA-F-IV.jpg | http://grandbrass.xologic.com/vendors/4460/large/RKA-F-IV.jpg | [47 empty] | 0 | 0 | 0 | [6 empty] | 0 | 1 | 1 | EA | 1 | Specialty Items | [27 empty] | Lighting Accessories | [242 empty] | <a href="https://www.lutron.com/TechnicalDocumentLibrary/044-105e.pdf" target="_blank">Installation Instructions</a> | [23 empty] | 25.000 DW |  |  | 2.2500 IN | [89 empty] | 1.000 EA | 1.000 EA | [35 empty] | No | [42 empty] | https://www.lutron.com/TechnicalDocumentLibrary/369225_SPA.pdf | [7 empty] | Shelf Stock | [13 empty] | <a href="https://www.lutron.com/TechnicalDocumentLibrary/368-4493_Page_18.pdf" target="_blank">Tech Drawing</a> | [25 empty] | 39122221 | [13 empty] | <a href="https://www.lutron.com/TechnicalDocumentLibrary/043492.pdf" target="_blank">Warranty Information</a> |  |  |  |  | 0.100 L | [14 empty] | 0 | 0 | 0 | 0 | Lighting Fixtures | 2018-04-25 15:26 | 2024-07-20 11:22 | 0000-00-00 00:00:00 | 2024-07-20 11:22 | 0000-00-00 00:00:00 | [6 empty] | Ivory
1 | Lutron Electronics | URMJS-16RCCO1DVB | 4460-9331 | 4460 | 9331 | Lutron Electronics | URMJS-16RCCO1-DV-B.jpg | 784276148948 | POWPAK 16A MODULE W/ CCO | Energi TriPak PowPak Load Controller, Relay module with Softswitch, 16A general purpose switch with (1) contact closure output, 120/277V Vive enabled, BAA compliant |  | 4.5 | 3.5 |  | URMJS-16RCCO1-DV-B.jpg | http://grandbrass.xologic.com/vendors/4460/large/URMJS-16RCCO1-DV-B.jpg | [47 empty] | 0 | 0 | 0 | [6 empty] | 0 | 1 | 1 | EA | 1 | Lighting Controls | [27 empty] | Lightswitches | [242 empty] | <a href="https://www.lutron.com/TechnicalDocumentLibrary/041647.pdf" target="_blank">Installation Instructions</a> | [23 empty] | 80.000 DW |  |  | 2.5000 IN | [89 empty] | 1.000 EA | 1.000 EA | [35 empty] | No | [42 empty] | https://www.lutron.com/TechnicalDocumentLibrary/369908_ENG.pdf | [7 empty] | Shelf Stock | [39 empty] | 39122216 | [13 empty] | <a href="https://www.lutron.com/TechnicalDocumentLibrary/369-119_Wallbox_Warranty.pdf" target="_blank">Warranty Information</a> |  |  |  |  | 0.500 L | [14 empty] | 0 | 0 | 0 | 0 | Lighting Fixtures | 2018-04-25 15:26 | 2024-07-20 11:43 | 0000-00-00 00:00:00 | 2024-07-20 11:43 | 0000-00-00 00:00:00
1 | Lutron Electronics | UMRF2S-8S-DV-IV | 4460-9332 | 4460 | 9332 | Lutron Electronics | UMRF2S-8S-DV-IV.jpg | 784276150439 | MRF 8A DUAL VOLT SWITCH IVORY (BAA) | Maestro Wireless Switch, Incandescent/Halogen, Magnetic Low-Voltage, Electronic Low-Voltage, Non-Dim Fluorescent, Specification grade, multi-location/single-pole, 120V/8A light or 3A fan or 1/4 HP motor 277V/8A light or 3A fan in ivory Vive enabled, BAA compliant |  | 7.75 | 5.25 |  | UMRF2S-8S-DV-IV.jpg | http://grandbrass.xologic.com/vendors/4460/large/UMRF2S-8S-DV-IV.jpg | [47 empty] | 0 | 0 | 0 | [6 empty] | 0 | 1 | 1 | EA | 1 | Lighting Controls | [27 empty] | Lightswitches | [242 empty] | <a href="https://www.lutron.com/TechnicalDocumentLibrary/0301789.pdf" target="_blank">Installation Instructions</a> | [23 empty] | 10.000 DW |  |  | 14.0000 IN | [89 empty] | 1.000 EA | 1.000 EA | [35 empty] | No | [42 empty] | https://www.lutron.com/TechnicalDocumentLibrary/369904_ENG.pdf | [7 empty] | Shelf Stock | [13 empty] | <a href="https://www.lutron.com/TechnicalDocumentLibrary/368-4493_Page_9.pdf" target="_blank">Tech Drawing</a> | [25 empty] | 39122216 | [13 empty] | <a href="https://www.lutron.com/TechnicalDocumentLibrary/369-119_Wallbox_Warranty.pdf" target="_blank">Warranty Information</a> |  |  |  |  | 3.100 L | [14 empty] | 0 | 0 | 0 | 0 | Lighting Fixtures | 2018-04-25 15:26 | 2024-07-20 11:28 | 0000-00-00 00:00:00 | 2024-07-20 11:28 | 0000-00-00 00:00:00 | [6 empty] | Ivory
1 | Lutron Electronics | UMRF2S-8S-DV-WH | 4460-9333 | 4460 | 9333 | Lutron Electronics | UMRF2S-8S-DV-WH.jpg | 784276150453 | MRF 8A DUAL VOLT SWITCH WHITE (BAA) | Maestro Wireless Switch, Incandescent/Halogen, Magnetic Low-Voltage, Electronic Low-Voltage, Non-Dim Fluorescent, Specification grade, multi-location/single-pole, 120V/8A light or 3A fan or 1/4 HP motor 277V/8A light or 3A fan in white Vive enabled, BAA compliant |  | 7.75 | 5.25 |  | UMRF2S-8S-DV-WH.jpg | http://grandbrass.xologic.com/vendors/4460/large/UMRF2S-8S-DV-WH.jpg | [47 empty] | 0 | 0 | 0 | [6 empty] | 0 | 1 | 1 | EA | 1 | Lighting Controls | [27 empty] | Lightswitches | [242 empty] | <a href="https://www.lutron.com/TechnicalDocumentLibrary/0301789.pdf" target="_blank">Installation Instructions</a> | [23 empty] | 10.000 DW |  |  | 14.0000 IN | [89 empty] | 1.000 EA | 1.000 EA | [35 empty] | No | [42 empty] | https://www.lutron.com/TechnicalDocumentLibrary/369904_ENG.pdf | [7 empty] | Shelf Stock | [13 empty] | <a href="https://www.lutron.com/TechnicalDocumentLibrary/368-4493_Page_9.pdf" target="_blank">Tech Drawing</a> | [25 empty] | 39122216 | [13 empty] | <a href="https://www.lutron.com/TechnicalDocumentLibrary/369-119_Wallbox_Warranty.pdf" target="_blank">Warranty Information</a> |  |  |  |  | 3.100 L | [14 empty] | 0 | 0 | 0 | 0 | Lighting Fixtures | 2018-04-25 15:26 | 2024-07-20 11:28 | 0000-00-00 00:00:00 | 2024-07-20 11:28 | 0000-00-00 00:00:00 | [6 empty] | White
4 | Lutron Electronics | LWT-GTT-CBL | 4460-9334 | 4460 | 9334 | Lutron Electronics | LWT-GTT-CBL.jpg | 784276158220 | NW AR WP 1 GFK T, 2 ACC PLDM OPNG IN CBL | Multigang Wallplate for New Architectural Controls and Accessories, Three-gang for 1 Grafik T controls and 2 accessories or Palladiom keypads in clear black glass |  | 6 | 4 |  | LWT-GTT-CBL.jpg | http://grandbrass.xologic.com/vendors/4460/large/LWT-GTT-CBL.jpg | [47 empty] | 0 | 0 | 0 | [6 empty] | 0 | 1 | 1 | EA | 1 | Lighting Controls |  |  | Fittings and Hardware |  | Electrical Hardware And Supplies |  | Wallplates | [20 empty] | Switch Plates | [242 empty] | <a href="https://www.lutron.com/TechnicalDocumentLibrary/041496.pdf" target="_blank">Installation Instructions</a> | [23 empty] | 20.000 DW |  |  | 1.0000 IN | [89 empty] | 1.000 EA | 1.000 EA | [35 empty] | No | [42 empty] | https://www.lutron.com/TechnicalDocumentLibrary/369830_FRE.pdf | [7 empty] | Shelf Stock | [39 empty] | 39121704 | [13 empty] | <a href="https://www.lutron.com/TechnicalDocumentLibrary/043492.pdf" target="_blank">Warranty Information</a> |  |  |  |  | 0.500 L | [14 empty] | 0 | 0 | 0 | 0 | Electrical | 2018-04-25 15:26 | 2024-07-20 11:22 | 0000-00-00 00:00:00 | 2025-11-29 02:00 | 0000-00-00 00:00:00
4 | Lutron Electronics | HJS-0-FM | 4460-9335 | 4460 | 9335 | Lutron Electronics | HJS-0-FM.jpg | 784276239196 | STARTER VIVE HUB FLUSH WITH PS | Vive Wireless Hub without BACnet, provides a connection point for up to 700 Lutron Vive devices, range radius of 71 ft (22 m), flush-mount adapter and power supply |  | 7.75 | 5.25 |  | HJS-0-FM.jpg | http://grandbrass.xologic.com/vendors/4460/large/HJS-0-FM.jpg | [47 empty] | 0 | 0 | 0 | [6 empty] | 0 | 1 | 1 | EA | 1 | Specialty Items |  |  | Control And Automation |  | Programmable Control |  | Programmable Logic Controller Accessories | [20 empty] | Other Specialty Items | [49 empty] | <a href="https://www.lutron.com/TechnicalDocumentLibrary/367-2597_Vive_Design_Guide.pdf" target="_blank">Manufacturer Brochure</a> | [192 empty] | <a href="https://www.lutron.com/TechnicalDocumentLibrary/041803.pdf" target="_blank">Installation Instructions</a> | [23 empty] | 25.000 DW |  |  | 14.0000 IN | [89 empty] | 1.000 EA | 1.000 EA | [35 empty] | No | [42 empty] | https://www.lutron.com/TechnicalDocumentLibrary/369902_SPA.pdf | [7 empty] | Shelf Stock | [39 empty] | 32151703 | [13 empty] | <a href="https://www.lutron.com/TechnicalDocumentLibrary/369-119_Wallbox_Warranty.pdf" target="_blank">Warranty Information</a> |  |  |  |  | 3.100 L | [14 empty] | 0 | 0 | 0 | 0 | Electrical | 2018-04-25 15:26 | 2024-07-20 11:24 | 0000-00-00 00:00:00 | 2025-11-29 02:00 | 0000-00-00 00:00:00
1 | Lutron Electronics | RRD-6ND-LA | 4460-9336 | 4460 | 9336 | Lutron Electronics | RRD-6ND-LA.jpg | 784276243827 | RA2 600W NEUTRAL DIMMER LA | RadioRA 2 neutral wire multi-location dimmer 600W/600VA inc/hal/mlv 120V in light almond |  | 2.3 | 4.5 |  | RRD-6ND-LA.jpg | http://grandbrass.xologic.com/vendors/4460/large/RRD-6ND-LA.jpg | [47 empty] | 0 | 0 | 0 | [6 empty] | 0 | 1 | 1 | EA | 1 | Lighting Controls | [27 empty] | Dimmers | [49 empty] | <a href="https://www.lutron.com/technicaldocumentlibrary/367-1663.pdf" target="_blank">Manufacturer Brochure</a> | [192 empty] | <a href="https://www.lutron.com/TechnicalDocumentLibrary/044343.pdf" target="_blank">Installation Instructions</a> | [23 empty] | 65.000 DW |  |  | 2.3000 IN | [89 empty] | 1.000 EA | 1.000 EA | [35 empty] | No | [42 empty] | https://www.lutron.com/TechnicalDocumentLibrary/369225_SPA.pdf | [7 empty] | Shelf Stock | [13 empty] | <a href="https://www.lutron.com/TechnicalDocumentLibrary/368-4493_Page_18.pdf" target="_blank">Tech Drawing</a> | [25 empty] | 39122206 | [13 empty] | <a href="https://www.lutron.com/TechnicalDocumentLibrary/043492.pdf" target="_blank">Warranty Information</a> |  |  |  |  | 0.200 L | [14 empty] | 0 | 0 | 0 | 0 | Lighting Fixtures | 2018-04-25 15:26 | 2024-07-20 11:27 | 0000-00-00 00:00:00 | 2024-07-20 11:27 | 0000-00-00 00:00:00
1 | Lutron Electronics | RRD-6ND-BR | 4460-9337 | 4460 | 9337 | Lutron Electronics | RRD-6ND-BR.jpg | 784276243841 | RA2 600W NEUTRAL DIMMER BR | RadioRA 2 neutral wire multi-location dimmer 600W/600VA inc/hal/mlv 120V in brown |  | 2.3 | 4.5 |  | RRD-6ND-BR.jpg | http://grandbrass.xologic.com/vendors/4460/large/RRD-6ND-BR.jpg | [47 empty] | 0 | 0 | 0 | [6 empty] | 0 | 1 | 1 | EA | 1 | Lighting Controls | [27 empty] | Dimmers | [49 empty] | <a href="https://www.lutron.com/technicaldocumentlibrary/367-1663.pdf" target="_blank">Manufacturer Brochure</a> | [192 empty] | <a href="https://www.lutron.com/TechnicalDocumentLibrary/044343.pdf" target="_blank">Installation Instructions</a> | [23 empty] | 25.000 DW |  |  | 2.3000 IN | [89 empty] | 1.000 EA | 1.000 EA | [35 empty] | No | [42 empty] | https://www.lutron.com/TechnicalDocumentLibrary/369225_SPA.pdf | [7 empty] | Shelf Stock | [13 empty] | <a href="https://www.lutron.com/TechnicalDocumentLibrary/368-4493_Page_18.pdf" target="_blank">Tech Drawing</a> | [25 empty] | 39122206 | [13 empty] | <a href="https://www.lutron.com/TechnicalDocumentLibrary/043492.pdf" target="_blank">Warranty Information</a> |  |  |  |  | 0.200 L | [14 empty] | 0 | 0 | 0 | 0 | Lighting Fixtures | 2018-04-25 15:26 | 2024-07-20 11:28 | 0000-00-00 00:00:00 | 2024-07-20 11:28 | 0000-00-00 00:00:00 | [6 empty] | Brown
4 | Lutron Electronics | LFK-T10RL-MN | 4460-9338 | 4460 | 9338 | Lutron Electronics | LFK-T10RL-MN.jpg | 27557605052 | LARGE 10 BUTTON FACEPLATE KIT MN | Lutron large 10-button replacement engraved faceplate kit for HomeWorks tabletop control in midnight |  | 6.2 | 8.8 |  | LFK-T10RL-MN.jpg | http://grandbrass.xologic.com/vendors/4460/large/LFK-T10RL-MN.jpg | [47 empty] | 0 | 0 | 0 | [6 empty] | 0 | 1 | 1 | EA | 1 | Lighting Controls |  |  | Fittings and Hardware |  | Electrical Hardware And Supplies |  | Wallplates | [20 empty] | Other Lighting Controls | [242 empty] | <a href="https://www.lutron.com/TechnicalDocumentLibrary/044-146a.pdf" target="_blank">Installation Instructions</a> | [23 empty] | 10.000 DW |  |  | 1.4000 IN | [89 empty] | 1.000 EA | 1.000 EA | [35 empty] | No | [42 empty] | https://www.lutron.com/TechnicalDocumentLibrary/369349.pdf | [7 empty] | Shelf Stock | [39 empty] | 39121704 | [13 empty] | <a href="https://www.lutron.com/TechnicalDocumentLibrary/043492.pdf" target="_blank">Warranty Information</a> |  |  |  |  | 0.250 L | [14 empty] | 0 | 0 | 0 | 0 | Electrical | 2018-04-25 15:26 | 2024-07-20 11:43 | 0000-00-00 00:00:00 | 2025-11-29 02:00 | 0000-00-00 00:00:00 | [6 empty] | Midnight
4 | Lutron Electronics | LFK-T5RL-SW | 4460-9339 | 4460 | 9339 | Lutron Electronics | LFK-T5RL-SW.jpg | 27557605076 | LARGE 5 BUTTON FACEPLATE KIT SW | Lutron large 5-button engraved replacement faceplate kit for HomeWorks tabletop control in snow |  | 6.1 | 8.8 |  | LFK-T5RL-SW.jpg | http://grandbrass.xologic.com/vendors/4460/large/LFK-T5RL-SW.jpg | [47 empty] | 0 | 0 | 0 | [6 empty] | 0 | 1 | 1 | EA | 1 | Lighting Controls |  |  | Fittings and Hardware |  | Electrical Hardware And Supplies |  | Wallplates | [20 empty] | Other Lighting Controls | [242 empty] | <a href="https://www.lutron.com/TechnicalDocumentLibrary/044-146a.pdf" target="_blank">Installation Instructions</a> | [23 empty] | 10.000 DW |  |  | 1.4000 IN | [89 empty] | 1.000 EA | 1.000 EA | [35 empty] | No | [42 empty] | https://www.lutron.com/TechnicalDocumentLibrary/369349.pdf | [7 empty] | Shelf Stock | [39 empty] | 39121704 | [13 empty] | <a href="https://www.lutron.com/TechnicalDocumentLibrary/043492.pdf" target="_blank">Warranty Information</a> |  |  |  |  | 0.250 L | [14 empty] | 0 | 0 | 0 | 0 | Electrical | 2018-04-25 15:26 | 2024-07-20 11:35 | 0000-00-00 00:00:00 | 2025-11-29 02:00 | 0000-00-00 00:00:00 | [6 empty] | Snow
4 | Lutron Electronics | LFK-T5RL-BC | 4460-9340 | 4460 | 9340 | Lutron Electronics | LFK-T5RL-BC.jpg | 27557605472 | LARGE 5 BUTTON FACEPLATE KIT BC | Lutron large 5-button engraved replacement faceplate kit for HomeWorks tabletop control in bright chrome |  | 6.1 | 8.8 |  | LFK-T5RL-BC.jpg | http://grandbrass.xologic.com/vendors/4460/large/LFK-T5RL-BC.jpg | [47 empty] | 0 | 0 | 0 | [6 empty] | 0 | 1 | 1 | EA | 1 | Lighting Controls |  |  | Fittings and Hardware |  | Electrical Hardware And Supplies |  | Wallplates | [20 empty] | Other Lighting Controls | [242 empty] | <a href="https://www.lutron.com/TechnicalDocumentLibrary/044-146a.pdf" target="_blank">Installation Instructions</a> | [23 empty] | 20.000 DW |  |  | 1.4000 IN | [89 empty] | 1.000 EA | 1.000 EA | [35 empty] | No | [42 empty] | https://www.lutron.com/TechnicalDocumentLibrary/369349.pdf | [7 empty] | Shelf Stock | [39 empty] | 39121704 | [13 empty] | <a href="https://www.lutron.com/TechnicalDocumentLibrary/043492.pdf" target="_blank">Warranty Information</a> |  |  |  |  | 0.250 L | [14 empty] | 0 | 0 | 0 | 0 | Electrical | 2018-04-25 15:26 | 2024-07-20 11:27 | 0000-00-00 00:00:00 | 2025-11-29 02:00 | 0000-00-00 00:00:00
4 | Lutron Electronics | LFK-T5RL-BLA | 4460-9341 | 4460 | 9341 | Lutron Electronics | LFK-T5RL-BLA.jpg | 27557605496 | LARGE 5 BUTTON FACEPLATE KIT BLA | Lutron large 5-button engraved replacement faceplate kit for HomeWorks tabletop control in black anodized aluminum |  | 6.1 | 8.8 |  | LFK-T5RL-BLA.jpg | http://grandbrass.xologic.com/vendors/4460/large/LFK-T5RL-BLA.jpg | [47 empty] | 0 | 0 | 0 | [6 empty] | 0 | 1 | 1 | EA | 1 | Lighting Controls |  |  | Fittings and Hardware |  | Electrical Hardware And Supplies |  | Wallplates | [20 empty] | Other Lighting Controls | [242 empty] | <a href="https://www.lutron.com/TechnicalDocumentLibrary/044-146a.pdf" target="_blank">Installation Instructions</a> | [23 empty] | 20.000 DW |  |  | 1.4000 IN | [89 empty] | 1.000 EA | 1.000 EA | [35 empty] | No | [42 empty] | https://www.lutron.com/TechnicalDocumentLibrary/369349.pdf | [7 empty] | Shelf Stock | [39 empty] | 39121704 | [13 empty] | <a href="https://www.lutron.com/TechnicalDocumentLibrary/043492.pdf" target="_blank">Warranty Information</a> |  |  |  |  | 0.250 L | [14 empty] | 0 | 0 | 0 | 0 | Electrical | 2018-04-25 15:26 | 2024-07-20 11:29 | 0000-00-00 00:00:00 | 2025-11-29 02:00 | 0000-00-00 00:00:00
4 | Lutron Electronics | LFK-T5RL-QB | 4460-9342 | 4460 | 9342 | Lutron Electronics | LFK-T5RL-QB.jpg | 27557605519 | LARGE 5 BUTTON FACEPLATE KIT QB | Lutron large 5-button engraved replacement faceplate kit for HomeWorks tabletop control in antique brass |  | 6.1 | 8.8 |  | LFK-T5RL-QB.jpg | http://grandbrass.xologic.com/vendors/4460/large/LFK-T5RL-QB.jpg | [47 empty] | 0 | 0 | 0 | [6 empty] | 0 | 1 | 1 | EA | 1 | Lighting Controls |  |  | Fittings and Hardware |  | Electrical Hardware And Supplies |  | Wallplates | [20 empty] | Other Lighting Controls | [242 empty] | <a href="https://www.lutron.com/TechnicalDocumentLibrary/044-146a.pdf" target="_blank">Installation Instructions</a> | [23 empty] | 20.000 DW |  |  | 1.4000 IN | [89 empty] | 1.000 EA | 1.000 EA | [35 empty] | No | [42 empty] | https://www.lutron.com/TechnicalDocumentLibrary/369349.pdf | [7 empty] | Shelf Stock | [39 empty] | 39121704 | [13 empty] | <a href="https://www.lutron.com/TechnicalDocumentLibrary/043492.pdf" target="_blank">Warranty Information</a> |  |  |  |  | 0.250 L | [14 empty] | 0 | 0 | 0 | 0 | Electrical | 2018-04-25 15:26 | 2024-07-20 11:28 | 0000-00-00 00:00:00 | 2025-11-29 02:00 | 0000-00-00 00:00:00
4 | Lutron Electronics | LFK-T15RL-QZ | 4460-9343 | 4460 | 9343 | Lutron Electronics | LFK-T15RL-QZ.jpg | 27557605748 | LARGE 15 BUTTON FACEPLATE KIT QZ | Lutron large 15-button engraved replacement faceplate kit for HomeWorks tabletop control in antique bronze |  | 6.2 | 8.8 |  | LFK-T15RL-QZ.jpg | http://grandbrass.xologic.com/vendors/4460/large/LFK-T15RL-QZ.jpg | [47 empty] | 0 | 0 | 0 | [6 empty] | 0 | 1 | 1 | EA | 1 | Lighting Controls |  |  | Fittings and Hardware |  | Electrical Hardware And Supplies |  | Wallplates | [20 empty] | Other Lighting Controls | [242 empty] | <a href="https://www.lutron.com/TechnicalDocumentLibrary/044-146a.pdf" target="_blank">Installation Instructions</a> | [23 empty] | 20.000 DW |  |  | 1.4000 IN | [89 empty] | 1.000 EA | 1.000 EA | [35 empty] | No | [42 empty] | https://www.lutron.com/TechnicalDocumentLibrary/369349.pdf | [7 empty] | Shelf Stock | [39 empty] | 39121704 | [13 empty] | <a href="https://www.lutron.com/TechnicalDocumentLibrary/043492.pdf" target="_blank">Warranty Information</a> |  |  |  |  | 0.250 L | [14 empty] | 0 | 0 | 0 | 0 | Electrical | 2018-04-25 15:27 | 2024-07-20 11:28 | 0000-00-00 00:00:00 | 2025-11-29 02:00 | 0000-00-00 00:00:00
4 | Lutron Electronics | LFK-T15RL-SN | 4460-9344 | 4460 | 9344 | Lutron Electronics | LFK-T15RL-SN.jpg | 27557605762 | LARGE 15 BUTTON FACEPLATE KIT SN | Lutron large 15-button engraved replacement faceplate kit for HomeWorks tabletop control in satin nickel |  | 6.2 | 8.8 |  | LFK-T15RL-SN.jpg | http://grandbrass.xologic.com/vendors/4460/large/LFK-T15RL-SN.jpg | [47 empty] | 0 | 0 | 0 | [6 empty] | 0 | 1 | 1 | EA | 1 | Lighting Controls |  |  | Fittings and Hardware |  | Electrical Hardware And Supplies |  | Wallplates | [20 empty] | Other Lighting Controls | [242 empty] | <a href="https://www.lutron.com/TechnicalDocumentLibrary/044-146a.pdf" target="_blank">Installation Instructions</a> | [23 empty] | 20.000 DW |  |  | 1.4000 IN | [89 empty] | 1.000 EA | 1.000 EA | [35 empty] | No | [42 empty] | https://www.lutron.com/TechnicalDocumentLibrary/369349.pdf | [7 empty] | Shelf Stock | [39 empty] | 39121704 | [13 empty] | <a href="https://www.lutron.com/TechnicalDocumentLibrary/043492.pdf" target="_blank">Warranty Information</a> |  |  |  |  | 0.250 L | [14 empty] | 0 | 0 | 0 | 0 | Electrical | 2018-04-25 15:27 | 2024-07-20 11:43 | 0000-00-00 00:00:00 | 2025-11-29 02:00 | 0000-00-00 00:00:00
1 | Lutron Electronics | RKA-AD-BR | 4460-9345 | 4460 | 9345 | Lutron Electronics | RKA-AD-BR.jpg | 784276028950 | REMOTE DIMMER COLOR KIT BROWN | Replacement Button Kit for RadioRA 2 or HomeWorks Architectural-style remote dimmer in brown |  | 2.25 | 4.5 |  | RKA-AD-BR.jpg | http://grandbrass.xologic.com/vendors/4460/large/RKA-AD-BR.jpg | [47 empty] | 0 | 0 | 0 | [6 empty] | 0 | 1 | 1 | EA | 1 | Specialty Items | [27 empty] | Lighting Accessories | [242 empty] | <a href="https://www.lutron.com/TechnicalDocumentLibrary/044-105e.pdf" target="_blank">Installation Instructions</a> | [23 empty] | 25.000 DW |  |  | 2.2500 IN | [89 empty] | 1.000 EA | 1.000 EA | [35 empty] | No | [42 empty] | https://www.lutron.com/TechnicalDocumentLibrary/369225_SPA.pdf | [7 empty] | Shelf Stock | [13 empty] | <a href="https://www.lutron.com/TechnicalDocumentLibrary/368-4493_Page_9.pdf" target="_blank">Tech Drawing</a> | [25 empty] | 39122221 | [13 empty] | <a href="https://www.lutron.com/TechnicalDocumentLibrary/043492.pdf" target="_blank">Warranty Information</a> |  |  |  |  | 0.100 L | [14 empty] | 0 | 0 | 0 | 0 | Lighting Fixtures | 2018-04-25 15:27 | 2024-07-20 11:25 | 0000-00-00 00:00:00 | 2024-07-20 11:25 | 0000-00-00 00:00:00 | [6 empty] | Brown
1 | Lutron Electronics | RKA-AS-WH | 4460-9346 | 4460 | 9346 | Lutron Electronics | RKA-AS-WH.jpg | 784276029070 | REMOTE SWITCH COLOR KIT WHITE | Replacement Button Kit for RadioRA 2 or HomeWorks Architectural-style remote switch in light almond |  | 2.25 | 4.5 |  | RKA-AS-WH.jpg | http://grandbrass.xologic.com/vendors/4460/large/RKA-AS-WH.jpg | [47 empty] | 0 | 0 | 0 | [6 empty] | 0 | 1 | 1 | EA | 1 | Specialty Items | [27 empty] | Lighting Accessories | [242 empty] | <a href="https://www.lutron.com/TechnicalDocumentLibrary/044-105e.pdf" target="_blank">Installation Instructions</a> | [23 empty] | 10.000 DW |  |  | 2.2500 IN | [89 empty] | 1.000 EA | 1.000 EA | [35 empty] | No | [42 empty] | https://www.lutron.com/TechnicalDocumentLibrary/369225_SPA.pdf | [7 empty] | Shelf Stock | [13 empty] | <a href="https://www.lutron.com/TechnicalDocumentLibrary/368-4493_Page_9.pdf" target="_blank">Tech Drawing</a> | [25 empty] | 39122221 | [13 empty] | <a href="https://www.lutron.com/TechnicalDocumentLibrary/043492.pdf" target="_blank">Warranty Information</a> |  |  |  |  | 0.100 L | [14 empty] | 0 | 0 | 0 | 0 | Lighting Fixtures | 2018-04-25 15:27 | 2024-07-20 11:25 | 0000-00-00 00:00:00 | 2024-07-20 11:25 | 0000-00-00 00:00:00 | [6 empty] | White
1 | Lutron Electronics | RKA-AS-SI | 4460-9347 | 4460 | 9347 | Lutron Electronics | RKA-AS-SI.jpg | 784276029148 | REMOTE SWITCH COLOR KIT SIENNA | Replacement Button Kit for RadioRA 2 or HomeWorks Architectural-style remote switch in sienna |  | 2.25 | 4.5 |  | RKA-AS-SI.jpg | http://grandbrass.xologic.com/vendors/4460/large/RKA-AS-SI.jpg | [47 empty] | 0 | 0 | 0 | [6 empty] | 0 | 1 | 1 | EA | 1 | Specialty Items | [27 empty] | Lighting Accessories | [242 empty] | <a href="https://www.lutron.com/TechnicalDocumentLibrary/044-105e.pdf" target="_blank">Installation Instructions</a> | [23 empty] | 25.000 DW |  |  | 2.2500 IN | [89 empty] | 1.000 EA | 1.000 EA | [35 empty] | No | [42 empty] | https://www.lutron.com/TechnicalDocumentLibrary/369225_SPA.pdf | [7 empty] | Shelf Stock | [13 empty] | <a href="https://www.lutron.com/TechnicalDocumentLibrary/368-4493_Page_9.pdf" target="_blank">Tech Drawing</a> | [25 empty] | 39122221 | [13 empty] | <a href="https://www.lutron.com/TechnicalDocumentLibrary/043492.pdf" target="_blank">Warranty Information</a> |  |  |  |  | 0.100 L | [14 empty] | 0 | 0 | 0 | 0 | Lighting Fixtures | 2018-04-25 15:27 | 2024-07-20 11:25 | 0000-00-00 00:00:00 | 2024-07-20 11:25 | 0000-00-00 00:00:00 | [6 empty] | Sienna
4 | Lutron Electronics | LFK-T5RL-QZ | 4460-9351 | 4460 | 9351 | Lutron Electronics | LFK-T5RL-QZ.jpg | 27557605526 | LARGE 5 BUTTON FACEPLATE KIT QZ | Lutron large 5-button engraved replacement faceplate kit for HomeWorks tabletop control in antique bronze |  | 6.1 | 8.8 |  | LFK-T5RL-QZ.jpg | http://grandbrass.xologic.com/vendors/4460/large/LFK-T5RL-QZ.jpg | [47 empty] | 0 | 0 | 0 | [6 empty] | 0 | 1 | 1 | EA | 1 | Lighting Controls |  |  | Fittings and Hardware |  | Electrical Hardware And Supplies |  | Wallplates | [20 empty] | Other Lighting Controls | [242 empty] | <a href="https://www.lutron.com/TechnicalDocumentLibrary/044-146a.pdf" target="_blank">Installation Instructions</a> | [23 empty] | 10.000 DW |  |  | 1.4000 IN | [89 empty] | 1.000 EA | 1.000 EA | [35 empty] | No | [42 empty] | https://www.lutron.com/TechnicalDocumentLibrary/369349.pdf | [7 empty] | Shelf Stock | [39 empty] | 39121704 | [13 empty] | <a href="https://www.lutron.com/TechnicalDocumentLibrary/043492.pdf" target="_blank">Warranty Information</a> |  |  |  |  | 0.250 L | [14 empty] | 0 | 0 | 0 | 0 | Electrical | 2018-04-25 15:27 | 2024-07-20 11:28 | 0000-00-00 00:00:00 | 2025-11-29 02:00 | 0000-00-00 00:00:00
4 | Lutron Electronics | LFK-T5RL-SN | 4460-9352 | 4460 | 9352 | Lutron Electronics | LFK-T5RL-SN.jpg | 27557605540 | LARGE 5 BUTTON FACEPLATE KIT SN | Lutron large 5-button engraved replacement faceplate kit for HomeWorks tabletop control in satin nickel |  | 6.1 | 8.8 |  | LFK-T5RL-SN.jpg | http://grandbrass.xologic.com/vendors/4460/large/LFK-T5RL-SN.jpg | [47 empty] | 0 | 0 | 0 | [6 empty] | 0 | 1 | 1 | EA | 1 | Lighting Controls |  |  | Fittings and Hardware |  | Electrical Hardware And Supplies |  | Wallplates | [20 empty] | Other Lighting Controls | [242 empty] | <a href="https://www.lutron.com/TechnicalDocumentLibrary/044-146a.pdf" target="_blank">Installation Instructions</a> | [23 empty] | 10.000 DW |  |  | 1.4000 IN | [89 empty] | 1.000 EA | 1.000 EA | [35 empty] | No | [42 empty] | https://www.lutron.com/TechnicalDocumentLibrary/369349.pdf | [7 empty] | Shelf Stock | [39 empty] | 39121704 | [13 empty] | <a href="https://www.lutron.com/TechnicalDocumentLibrary/043492.pdf" target="_blank">Warranty Information</a> |  |  |  |  | 0.250 L | [14 empty] | 0 | 0 | 0 | 0 | Electrical | 2018-04-25 15:27 | 2024-07-20 11:27 | 0000-00-00 00:00:00 | 2025-11-29 02:00 | 0000-00-00 00:00:00
4 | Lutron Electronics | LFK-T15RL-BC | 4460-9353 | 4460 | 9353 | Lutron Electronics | LFK-T15RL-BC.jpg | 27557605694 | LARGE 15 BUTTON FACEPLATE KIT BC | Lutron large 15-button engraved replacement faceplate kit for HomeWorks tabletop control in bright chrome |  | 6.2 | 8.8 |  | LFK-T15RL-BC.jpg | http://grandbrass.xologic.com/vendors/4460/large/LFK-T15RL-BC.jpg | [47 empty] | 0 | 0 | 0 | [6 empty] | 0 | 1 | 1 | EA | 1 | Lighting Controls |  |  | Fittings and Hardware |  | Electrical Hardware And Supplies |  | Wallplates | [20 empty] | Other Lighting Controls | [242 empty] | <a href="https://www.lutron.com/TechnicalDocumentLibrary/044-146a.pdf" target="_blank">Installation Instructions</a> | [23 empty] | 20.000 DW |  |  | 1.4000 IN | [89 empty] | 1.000 EA | 1.000 EA | [35 empty] | No | [42 empty] | https://www.lutron.com/TechnicalDocumentLibrary/369349.pdf | [7 empty] | Shelf Stock | [39 empty] | 39121704 | [13 empty] | <a href="https://www.lutron.com/TechnicalDocumentLibrary/043492.pdf" target="_blank">Warranty Information</a> |  |  |  |  | 0.250 L | [14 empty] | 0 | 0 | 0 | 0 | Electrical | 2018-04-25 15:27 | 2024-07-20 11:32 | 0000-00-00 00:00:00 | 2025-11-29 02:00 | 0000-00-00 00:00:00
4 | Lutron Electronics | LFK-T15RL-BLA | 4460-9354 | 4460 | 9354 | Lutron Electronics | LFK-T15RL-BLA.jpg | 27557605717 | LARGE 15 BUTTON FACEPLATE KIT BLA | Lutron large 15-button engraved replacement faceplate kit for HomeWorks tabletop control in black anodized aluminum |  | 6.2 | 8.8 |  | LFK-T15RL-BLA.jpg | http://grandbrass.xologic.com/vendors/4460/large/LFK-T15RL-BLA.jpg | [47 empty] | 0 | 0 | 0 | [6 empty] | 0 | 1 | 1 | EA | 1 | Lighting Controls |  |  | Fittings and Hardware |  | Electrical Hardware And Supplies |  | Wallplates | [20 empty] | Other Lighting Controls | [242 empty] | <a href="https://www.lutron.com/TechnicalDocumentLibrary/044-146a.pdf" target="_blank">Installation Instructions</a> | [23 empty] | 20.000 DW |  |  | 1.4000 IN | [89 empty] | 1.000 EA | 1.000 EA | [35 empty] | No | [42 empty] | https://www.lutron.com/TechnicalDocumentLibrary/369349.pdf | [7 empty] | Shelf Stock | [39 empty] | 39121704 | [13 empty] | <a href="https://www.lutron.com/TechnicalDocumentLibrary/043492.pdf" target="_blank">Warranty Information</a> |  |  |  |  | 0.250 L | [14 empty] | 0 | 0 | 0 | 0 | Electrical | 2018-04-25 15:27 | 2024-07-20 11:24 | 0000-00-00 00:00:00 | 2025-11-29 02:00 | 0000-00-00 00:00:00
1 | Lutron Electronics | RKA-AD-BE | 4460-9355 | 4460 | 9355 | Lutron Electronics | RKA-AD-BE.jpg | 784276028905 | REMOTE DIMMER COLOR KIT BEIGE | Replacement Button Kit for RadioRA 2 or HomeWorks Architectural-style remote dimmer in beige |  | 2.25 | 4.5 |  | RKA-AD-BE.jpg | http://grandbrass.xologic.com/vendors/4460/large/RKA-AD-BE.jpg | [47 empty] | 0 | 0 | 0 | [6 empty] | 0 | 1 | 1 | EA | 1 | Specialty Items | [27 empty] | Lighting Accessories | [242 empty] | <a href="https://www.lutron.com/TechnicalDocumentLibrary/044-105e.pdf" target="_blank">Installation Instructions</a> | [23 empty] | 25.000 DW |  |  | 2.2500 IN | [89 empty] | 1.000 EA | 1.000 EA | [35 empty] | No | [42 empty] | https://www.lutron.com/TechnicalDocumentLibrary/369225_SPA.pdf | [7 empty] | Shelf Stock | [13 empty] | <a href="https://www.lutron.com/TechnicalDocumentLibrary/368-4493_Page_9.pdf" target="_blank">Tech Drawing</a> | [25 empty] | 39122221 | [13 empty] | <a href="https://www.lutron.com/TechnicalDocumentLibrary/043492.pdf" target="_blank">Warranty Information</a> |  |  |  |  | 0.100 L | [14 empty] | 0 | 0 | 0 | 0 | Lighting Fixtures | 2018-04-25 15:27 | 2024-07-20 11:36 | 0000-00-00 00:00:00 | 2024-07-20 11:36 | 0000-00-00 00:00:00 | [6 empty] | Beige
1 | Lutron Electronics | RKA-AD-TP | 4460-9356 | 4460 | 9356 | Lutron Electronics | RKA-AD-TP.jpg | 784276028929 | REMOTE DIMMER COLOR KIT TAUPE | Replacement Button Kit for RadioRA 2 or HomeWorks Architectural-style remote dimmer in taupe |  | 2.25 | 4.5 |  | RKA-AD-TP.jpg | http://grandbrass.xologic.com/vendors/4460/large/RKA-AD-TP.jpg | [47 empty] | 0 | 0 | 0 | [6 empty] | 0 | 1 | 1 | EA | 1 | Specialty Items | [27 empty] | Lighting Accessories | [242 empty] | <a href="https://www.lutron.com/TechnicalDocumentLibrary/044-105e.pdf" target="_blank">Installation Instructions</a> | [23 empty] | 25.000 DW |  |  | 2.2500 IN | [89 empty] | 1.000 EA | 1.000 EA | [35 empty] | No | [42 empty] | https://www.lutron.com/TechnicalDocumentLibrary/369225_SPA.pdf | [7 empty] | Shelf Stock | [13 empty] | <a href="https://www.lutron.com/TechnicalDocumentLibrary/368-4493_Page_9.pdf" target="_blank">Tech Drawing</a> | [25 empty] | 39122221 | [13 empty] | <a href="https://www.lutron.com/TechnicalDocumentLibrary/043492.pdf" target="_blank">Warranty Information</a> |  |  |  |  | 0.100 L | [14 empty] | 0 | 0 | 0 | 0 | Lighting Fixtures | 2018-04-25 15:27 | 2024-07-20 11:24 | 0000-00-00 00:00:00 | 2024-07-20 11:24 | 0000-00-00 00:00:00 | [6 empty] | Taupe
1 | Lutron Electronics | RKA-F-LA | 4460-9357 | 4460 | 9357 | Lutron Electronics | RKA-F-LA.jpg | 784276031424 | FAN CONTROL COLOR KIT LIGHT ALMOND | Replacement Button Kit for RadioRA 2 or HomeWorks Architectural-style fan speed control in light almond |  | 2.25 | 4.5 |  | RKA-F-LA.jpg | http://grandbrass.xologic.com/vendors/4460/large/RKA-F-LA.jpg | [47 empty] | 0 | 0 | 0 | [6 empty] | 0 | 1 | 1 | EA | 1 | Specialty Items | [27 empty] | Lighting Accessories | [242 empty] | <a href="https://www.lutron.com/TechnicalDocumentLibrary/044-105e.pdf" target="_blank">Installation Instructions</a> | [23 empty] | 25.000 DW |  |  | 2.2500 IN | [89 empty] | 1.000 EA | 1.000 EA | [35 empty] | No | [42 empty] | https://www.lutron.com/TechnicalDocumentLibrary/369225_SPA.pdf | [7 empty] | Shelf Stock | [13 empty] | <a href="https://www.lutron.com/TechnicalDocumentLibrary/368-4493_Page_18.pdf" target="_blank">Tech Drawing</a> | [25 empty] | 39122221 | [13 empty] | <a href="https://www.lutron.com/TechnicalDocumentLibrary/043492.pdf" target="_blank">Warranty Information</a> |  |  |  |  | 0.100 L | [14 empty] | 0 | 0 | 0 | 0 | Lighting Fixtures | 2018-04-25 15:27 | 2024-07-20 11:24 | 0000-00-00 00:00:00 | 2024-07-20 11:24 | 0000-00-00 00:00:00
1 | Lutron Electronics | RKA-F-BE | 4460-9358 | 4460 | 9358 | Lutron Electronics | RKA-F-BE.jpg | 784276031448 | FAN CONTROL COLOR KIT BE | Replacement Button Kit for RadioRA 2 or HomeWorks Architectural-style fan speed control in beige |  | 2.25 | 4.5 |  | RKA-F-BE.jpg | http://grandbrass.xologic.com/vendors/4460/large/RKA-F-BE.jpg | [47 empty] | 0 | 0 | 0 | [6 empty] | 0 | 1 | 1 | EA | 1 | Specialty Items | [27 empty] | Lighting Accessories | [242 empty] | <a href="https://www.lutron.com/TechnicalDocumentLibrary/044-105e.pdf" target="_blank">Installation Instructions</a> | [23 empty] | 25.000 DW |  |  | 2.2500 IN | [89 empty] | 1.000 EA | 1.000 EA | [35 empty] | No | [42 empty] | https://www.lutron.com/TechnicalDocumentLibrary/369225_SPA.pdf | [7 empty] | Shelf Stock | [13 empty] | <a href="https://www.lutron.com/TechnicalDocumentLibrary/368-4493_Page_18.pdf" target="_blank">Tech Drawing</a> | [25 empty] | 39122221 | [13 empty] | <a href="https://www.lutron.com/TechnicalDocumentLibrary/043492.pdf" target="_blank">Warranty Information</a> |  |  |  |  | 0.100 L | [14 empty] | 0 | 0 | 0 | 0 | Lighting Fixtures | 2018-04-25 15:27 | 2024-07-20 11:36 | 0000-00-00 00:00:00 | 2024-07-20 11:36 | 0000-00-00 00:00:00 | [6 empty] | Beige
1 | Lutron Electronics | UMRF2S-8S-DV-LA | 4460-9359 | 4460 | 9359 | Lutron Electronics | UMRF2S-8S-DV-LA.jpg | 784276150446 | MRF 8A DUAL VOLT SWITCH LT AL (BAA) | Maestro Wireless Switch, Incandescent/Halogen, Magnetic Low-Voltage, Electronic Low-Voltage, Non-Dim Fluorescent, Specification grade, multi-location/single-pole, 120V/8A light or 3A fan or 1/4 HP motor 277V/8A light or 3A fan in light almond Vive enabled, BAA compliant |  | 7.75 | 5.25 |  | UMRF2S-8S-DV-LA.jpg | http://grandbrass.xologic.com/vendors/4460/large/UMRF2S-8S-DV-LA.jpg | [47 empty] | 0 | 0 | 0 | [6 empty] | 0 | 1 | 1 | EA | 1 | Lighting Controls | [27 empty] | Lightswitches | [242 empty] | <a href="https://www.lutron.com/TechnicalDocumentLibrary/0301789.pdf" target="_blank">Installation Instructions</a> | [23 empty] | 10.000 DW |  |  | 14.0000 IN | [89 empty] | 1.000 EA | 1.000 EA | [35 empty] | No | [42 empty] | https://www.lutron.com/TechnicalDocumentLibrary/369904_ENG.pdf | [7 empty] | Shelf Stock | [13 empty] | <a href="https://www.lutron.com/TechnicalDocumentLibrary/368-4493_Page_9.pdf" target="_blank">Tech Drawing</a> | [25 empty] | 39122216 | [13 empty] | <a href="https://www.lutron.com/TechnicalDocumentLibrary/369-119_Wallbox_Warranty.pdf" target="_blank">Warranty Information</a> |  |  |  |  | 3.100 L | [14 empty] | 0 | 0 | 0 | 0 | Lighting Fixtures | 2018-04-25 15:27 | 2024-07-20 11:28 | 0000-00-00 00:00:00 | 2024-07-20 11:28 | 0000-00-00 00:00:00
4 | Lutron Electronics | LWT-GG-CBL | 4460-9360 | 4460 | 9360 | Lutron Electronics | LWT-GG-CBL.jpg | 784276153416 | NEW ARCH WP - GRAFIKT 2GANG CBL | Multigang Wallplate for GRAFIK T Controls, Two-gang for 2 dimmers, switches, or wallstations in clear black glass |  | 6 | 4 |  | LWT-GG-CBL.jpg | http://grandbrass.xologic.com/vendors/4460/large/LWT-GG-CBL.jpg | [47 empty] | 0 | 0 | 0 | [6 empty] | 0 | 1 | 1 | EA | 1 | Lighting Controls |  |  | Fittings and Hardware |  | Electrical Hardware And Supplies |  | Wallplates | [20 empty] | Switch Plates | [242 empty] | <a href="https://www.lutron.com/TechnicalDocumentLibrary/041496.pdf" target="_blank">Installation Instructions</a> | [23 empty] | 20.000 DW |  |  | 1.0000 IN | [89 empty] | 1.000 EA | 1.000 EA | [35 empty] | No | [42 empty] | https://www.lutron.com/TechnicalDocumentLibrary/369830_FRE.pdf | [7 empty] | Shelf Stock | [39 empty] | 39121704 | [13 empty] | <a href="https://www.lutron.com/TechnicalDocumentLibrary/043492.pdf" target="_blank">Warranty Information</a> |  |  |  |  | 0.500 L | [14 empty] | 0 | 0 | 0 | 0 | Electrical | 2018-04-25 15:27 | 2024-07-20 11:24 | 0000-00-00 00:00:00 | 2025-11-29 02:00 | 0000-00-00 00:00:00
4 | Lutron Electronics | LWT-GGT-CBL | 4460-9361 | 4460 | 9361 | Lutron Electronics | LWT-GGT-CBL.jpg | 784276158213 | NW AR WP 2 GFK T, 1 ACC PLDM OPNG IN CBL | Multigang Wallplate for New Architectural Controls and Accessories, Three-gang for 2 Grafik T controls and 1 accessory or Palladiom keypad in clear black glass |  | 6 | 4 |  | LWT-GGT-CBL.jpg | http://grandbrass.xologic.com/vendors/4460/large/LWT-GGT-CBL.jpg | [47 empty] | 0 | 0 | 0 | [6 empty] | 0 | 1 | 1 | EA | 1 | Lighting Controls |  |  | Fittings and Hardware |  | Electrical Hardware And Supplies |  | Wallplates | [20 empty] | Switch Plates | [242 empty] | <a href="https://www.lutron.com/TechnicalDocumentLibrary/041496.pdf" target="_blank">Installation Instructions</a> | [23 empty] | 20.000 DW |  |  | 1.0000 IN | [89 empty] | 1.000 EA | 1.000 EA | [35 empty] | No | [42 empty] | https://www.lutron.com/TechnicalDocumentLibrary/369830_FRE.pdf | [7 empty] | Shelf Stock | [39 empty] | 39121704 | [13 empty] | <a href="https://www.lutron.com/TechnicalDocumentLibrary/043492.pdf" target="_blank">Warranty Information</a> |  |  |  |  | 0.500 L | [14 empty] | 0 | 0 | 0 | 0 | Electrical | 2018-04-25 15:27 | 2024-07-20 11:36 | 0000-00-00 00:00:00 | 2025-11-29 02:00 | 0000-00-00 00:00:00
4 | Lutron Electronics | LWT-TTG-CBL | 4460-9362 | 4460 | 9362 | Lutron Electronics | LWT-TTG-CBL.jpg | 784276158237 | NW AR WP 2 ACC PLDM, 1 GFK T OPNG IN CBL | Multigang Wallplate for New Architectural Controls and Accessories, Three-gang for 2 accessories or Palladiom keypads and 1 Grafik T control in clear black glass |  | 6 | 4 |  | LWT-TTG-CBL.jpg | http://grandbrass.xologic.com/vendors/4460/large/LWT-TTG-CBL.jpg | [47 empty] | 0 | 0 | 0 | [6 empty] | 0 | 1 | 1 | EA | 1 | Lighting Controls |  |  | Fittings and Hardware |  | Electrical Hardware And Supplies |  | Wallplates | [20 empty] | Switch Plates | [242 empty] | <a href="https://www.lutron.com/TechnicalDocumentLibrary/041496.pdf" target="_blank">Installation Instructions</a> | [23 empty] | 20.000 DW |  |  | 1.0000 IN | [89 empty] | 1.000 EA | 1.000 EA | [35 empty] | No | [42 empty] | https://www.lutron.com/TechnicalDocumentLibrary/369830_FRE.pdf | [7 empty] | Shelf Stock | [39 empty] | 39121704 | [13 empty] | <a href="https://www.lutron.com/TechnicalDocumentLibrary/043492.pdf" target="_blank">Warranty Information</a> |  |  |  |  | 0.500 L | [14 empty] | 0 | 0 | 0 | 0 | Electrical | 2018-04-25 15:27 | 2024-07-20 11:33 | 0000-00-00 00:00:00 | 2025-11-29 02:00 | 0000-00-00 00:00:00
4 | Lutron Electronics | LWT-GGTT-CBL | 4460-9363 | 4460 | 9363 | Lutron Electronics | LWT-GGTT-CBL.jpg | 784276158268 | NW AR WP 2 GFK T, 2 ACC PLDM OPNG IN CBL | Multigang Wallplate for New Architectural Controls and Accessories, Four-gang for 2 Grafik T controls and 2 accessories or Palladiom keypads in clear black glass |  | 6 | 4 |  | LWT-GGTT-CBL.jpg | http://grandbrass.xologic.com/vendors/4460/large/LWT-GGTT-CBL.jpg | [47 empty] | 0 | 0 | 0 | [6 empty] | 0 | 1 | 1 | EA | 1 | Lighting Controls |  |  | Fittings and Hardware |  | Electrical Hardware And Supplies |  | Wallplates | [20 empty] | Switch Plates | [242 empty] | <a href="https://www.lutron.com/TechnicalDocumentLibrary/041496.pdf" target="_blank">Installation Instructions</a> | [23 empty] | 20.000 DW |  |  | 1.0000 IN | [89 empty] | 1.000 EA | 1.000 EA | [35 empty] | No | [42 empty] | https://www.lutron.com/TechnicalDocumentLibrary/369830_FRE.pdf | [7 empty] | Shelf Stock | [39 empty] | 39121704 | [13 empty] | <a href="https://www.lutron.com/TechnicalDocumentLibrary/043492.pdf" target="_blank">Warranty Information</a> |  |  |  |  | 0.500 L | [14 empty] | 0 | 0 | 0 | 0 | Electrical | 2018-04-25 15:27 | 2024-07-20 11:25 | 0000-00-00 00:00:00 | 2025-11-29 02:00 | 0000-00-00 00:00:00
1 | Lutron Electronics | RKA-AD-WH | 4460-9366 | 4460 | 9366 | Lutron Electronics | RKA-AD-LA.jpg | 784276028875 | REMOTE DIMMER COLOR KIT WHITE | Replacement Button Kit for RadioRA 2 or HomeWorks Architectural-style remote dimmer in white |  | 2.25 | 4.5 |  | RKA-AD-LA.jpg | http://grandbrass.xologic.com/vendors/4460/large/RKA-AD-LA.jpg | [47 empty] | 0 | 0 | 0 | [6 empty] | 0 | 1 | 1 | EA | 1 | Specialty Items | [27 empty] | Lighting Accessories | [242 empty] | <a href="https://www.lutron.com/TechnicalDocumentLibrary/044-105e.pdf" target="_blank">Installation Instructions</a> | [23 empty] | 10.000 DW |  |  | 2.2500 IN | [89 empty] | 1.000 EA | 1.000 EA | [35 empty] | No | [42 empty] | https://www.lutron.com/TechnicalDocumentLibrary/369225_SPA.pdf | [7 empty] | Shelf Stock | [13 empty] | <a href="https://www.lutron.com/TechnicalDocumentLibrary/368-4493_Page_9.pdf" target="_blank">Tech Drawing</a> | [25 empty] | 39122221 | [13 empty] | <a href="https://www.lutron.com/TechnicalDocumentLibrary/043492.pdf" target="_blank">Warranty Information</a> |  |  |  |  | 0.100 L | [14 empty] | 0 | 0 | 0 | 0 | Lighting Fixtures | 2018-04-25 15:27 | 2024-07-20 11:24 | 0000-00-00 00:00:00 | 2024-07-20 11:24 | 0000-00-00 00:00:00 | [6 empty] | White
1 | Lutron Electronics | RKA-AD-SI | 4460-9367 | 4460 | 9367 | Lutron Electronics | RKA-AD-SI.jpg | 784276028943 | REMOTE DIMMER COLOR KIT SIENNA | Replacement Button Kit for RadioRA 2 or HomeWorks Architectural-style remote dimmer in sienna |  | 2.25 | 4.5 |  | RKA-AD-SI.jpg | http://grandbrass.xologic.com/vendors/4460/large/RKA-AD-SI.jpg | [47 empty] | 0 | 0 | 0 | [6 empty] | 0 | 1 | 1 | EA | 1 | Specialty Items | [27 empty] | Lighting Accessories | [242 empty] | <a href="https://www.lutron.com/TechnicalDocumentLibrary/044-105e.pdf" target="_blank">Installation Instructions</a> | [23 empty] | 25.000 DW |  |  | 2.2500 IN | [89 empty] | 1.000 EA | 1.000 EA | [35 empty] | No | [42 empty] | https://www.lutron.com/TechnicalDocumentLibrary/369225_SPA.pdf | [7 empty] | Shelf Stock | [13 empty] | <a href="https://www.lutron.com/TechnicalDocumentLibrary/368-4493_Page_9.pdf" target="_blank">Tech Drawing</a> | [25 empty] | 39122221 | [13 empty] | <a href="https://www.lutron.com/TechnicalDocumentLibrary/043492.pdf" target="_blank">Warranty Information</a> |  |  |  |  | 0.100 L | [14 empty] | 0 | 0 | 0 | 0 | Lighting Fixtures | 2018-04-25 15:27 | 2024-07-20 11:33 | 0000-00-00 00:00:00 | 2024-07-20 11:33 | 0000-00-00 00:00:00 | [6 empty] | Sienna
1 | Lutron Electronics | RKA-AS-LA | 4460-9368 | 4460 | 9368 | Lutron Electronics | RKA-AS-LA.jpg | 784276029087 | REMOTE SWITCH COLOR KIT LIGHT ALMOND | Replacement Button Kit for RadioRA 2 or HomeWorks Architectural-style remote switch in white |  | 2.25 | 4.5 |  | RKA-AS-LA.jpg | http://grandbrass.xologic.com/vendors/4460/large/RKA-AS-LA.jpg | [47 empty] | 0 | 0 | 0 | [6 empty] | 0 | 1 | 1 | EA | 1 | Specialty Items | [27 empty] | Lighting Accessories | [242 empty] | <a href="https://www.lutron.com/TechnicalDocumentLibrary/044-105e.pdf" target="_blank">Installation Instructions</a> | [23 empty] | 10.000 DW |  |  | 2.2500 IN | [89 empty] | 1.000 EA | 1.000 EA | [35 empty] | No | [42 empty] | https://www.lutron.com/TechnicalDocumentLibrary/369225_SPA.pdf | [7 empty] | Shelf Stock | [13 empty] | <a href="https://www.lutron.com/TechnicalDocumentLibrary/368-4493_Page_9.pdf" target="_blank">Tech Drawing</a> | [25 empty] | 39122221 | [13 empty] | <a href="https://www.lutron.com/TechnicalDocumentLibrary/043492.pdf" target="_blank">Warranty Information</a> |  |  |  |  | 0.100 L | [14 empty] | 0 | 0 | 0 | 0 | Lighting Fixtures | 2018-04-25 15:27 | 2024-07-20 11:33 | 0000-00-00 00:00:00 | 2024-07-20 11:33 | 0000-00-00 00:00:00
1 | Lutron Electronics | RKA-AS-BR | 4460-9369 | 4460 | 9369 | Lutron Electronics | RKA-AS-BR.jpg | 784276029155 | REMOTE SWITCH COLOR KIT BROWN | Replacement Button Kit for RadioRA 2 or HomeWorks Architectural-style remote switch in brown |  | 2.25 | 4.5 |  | RKA-AS-BR.jpg | http://grandbrass.xologic.com/vendors/4460/large/RKA-AS-BR.jpg | [47 empty] | 0 | 0 | 0 | [6 empty] | 0 | 1 | 1 | EA | 1 | Specialty Items | [27 empty] | Lighting Accessories | [242 empty] | <a href="https://www.lutron.com/TechnicalDocumentLibrary/044-105e.pdf" target="_blank">Installation Instructions</a> | [23 empty] | 25.000 DW |  |  | 2.2500 IN | [89 empty] | 1.000 EA | 1.000 EA | [35 empty] | No | [42 empty] | https://www.lutron.com/TechnicalDocumentLibrary/369225_SPA.pdf | [7 empty] | Shelf Stock | [13 empty] | <a href="https://www.lutron.com/TechnicalDocumentLibrary/368-4493_Page_9.pdf" target="_blank">Tech Drawing</a> | [25 empty] | 39122221 | [13 empty] | <a href="https://www.lutron.com/TechnicalDocumentLibrary/043492.pdf" target="_blank">Warranty Information</a> |  |  |  |  | 0.100 L | [14 empty] | 0 | 0 | 0 | 0 | Lighting Fixtures | 2018-04-25 15:27 | 2024-07-20 11:33 | 0000-00-00 00:00:00 | 2024-07-20 11:33 | 0000-00-00 00:00:00 | [6 empty] | Brown
1 | Lutron Electronics | RKA-F-GR | 4460-9370 | 4460 | 9370 | Lutron Electronics | RKA-F-GR.jpg | 784276031479 | FAN CONTROL COLOR KIT GRAY | Replacement Button Kit for RadioRA 2 or HomeWorks Architectural-style fan speed control in gray |  | 2.25 | 4.5 |  | RKA-F-GR.jpg | http://grandbrass.xologic.com/vendors/4460/large/RKA-F-GR.jpg | [47 empty] | 0 | 0 | 0 | [6 empty] | 0 | 1 | 1 | EA | 1 | Specialty Items | [27 empty] | Lighting Accessories | [242 empty] | <a href="https://www.lutron.com/TechnicalDocumentLibrary/044-105e.pdf" target="_blank">Installation Instructions</a> | [23 empty] | 25.000 DW |  |  | 2.2500 IN | [89 empty] | 1.000 EA | 1.000 EA | [35 empty] | No | [42 empty] | https://www.lutron.com/TechnicalDocumentLibrary/369225_SPA.pdf | [7 empty] | Shelf Stock | [13 empty] | <a href="https://www.lutron.com/TechnicalDocumentLibrary/368-4493_Page_18.pdf" target="_blank">Tech Drawing</a> | [25 empty] | 39122221 | [13 empty] | <a href="https://www.lutron.com/TechnicalDocumentLibrary/043492.pdf" target="_blank">Warranty Information</a> |  |  |  |  | 0.100 L | [14 empty] | 0 | 0 | 0 | 0 | Lighting Fixtures | 2018-04-25 15:27 | 2024-07-20 11:24 | 0000-00-00 00:00:00 | 2024-07-20 11:24 | 0000-00-00 00:00:00 | [6 empty] | Gray
1 | Lutron Electronics | UMRF2S-8S-DV-BR | 4460-9371 | 4460 | 9371 | Lutron Electronics | UMRF2S-8S-DV-BR.jpg | 784276150408 | MRF 8A DUAL VOLT SWITCH BROWN (BAA) | Maestro Wireless Switch, Incandescent/Halogen, Magnetic Low-Voltage, Electronic Low-Voltage, Non-Dim Fluorescent, Specification grade, multi-location/single-pole, 120V/8A light or 3A fan or 1/4 HP motor 277V/8A light or 3A fan in brown Vive enabled, BAA compliant |  | 7.75 | 5.25 |  | UMRF2S-8S-DV-BR.jpg | http://grandbrass.xologic.com/vendors/4460/large/UMRF2S-8S-DV-BR.jpg | [47 empty] | 0 | 0 | 0 | [6 empty] | 0 | 1 | 1 | EA | 1 | Lighting Controls | [27 empty] | Lightswitches | [242 empty] | <a href="https://www.lutron.com/TechnicalDocumentLibrary/0301789.pdf" target="_blank">Installation Instructions</a> | [23 empty] | 10.000 DW |  |  | 14.0000 IN | [89 empty] | 1.000 EA | 1.000 EA | [35 empty] | No | [42 empty] | https://www.lutron.com/TechnicalDocumentLibrary/369904_ENG.pdf | [7 empty] | Shelf Stock | [13 empty] | <a href="https://www.lutron.com/TechnicalDocumentLibrary/368-4493_Page_9.pdf" target="_blank">Tech Drawing</a> | [25 empty] | 39122216 | [13 empty] | <a href="https://www.lutron.com/TechnicalDocumentLibrary/369-119_Wallbox_Warranty.pdf" target="_blank">Warranty Information</a> |  |  |  |  | 3.100 L | [14 empty] | 0 | 0 | 0 | 0 | Lighting Fixtures | 2018-04-25 15:27 | 2024-07-20 11:25 | 0000-00-00 00:00:00 | 2024-07-20 11:25 | 0000-00-00 00:00:00 | [6 empty] | Brown
4 | Lutron Electronics | LWT-GT-CBL | 4460-9372 | 4460 | 9372 | Lutron Electronics | LWT-GT-CBL.jpg | 784276158190 | NW AR WP 1 GFK T, 1 ACC PLDM OPNG IN CBL | Multigang Wallplate for New Architectural Controls and Accessories, Two-gang for 1 Grafik T control and 1 accessory or Palladiom keypad in clear black glass |  | 6 | 4 |  | LWT-GT-CBL.jpg | http://grandbrass.xologic.com/vendors/4460/large/LWT-GT-CBL.jpg | [47 empty] | 0 | 0 | 0 | [6 empty] | 0 | 1 | 1 | EA | 1 | Lighting Controls |  |  | Fittings and Hardware |  | Electrical Hardware And Supplies |  | Wallplates | [20 empty] | Switch Plates | [242 empty] | <a href="https://www.lutron.com/TechnicalDocumentLibrary/041496.pdf" target="_blank">Installation Instructions</a> | [23 empty] | 20.000 DW |  |  | 1.0000 IN | [89 empty] | 1.000 EA | 1.000 EA | [35 empty] | No | [42 empty] | https://www.lutron.com/TechnicalDocumentLibrary/369830_FRE.pdf | [7 empty] | Shelf Stock | [39 empty] | 39121704 | [13 empty] | <a href="https://www.lutron.com/TechnicalDocumentLibrary/043492.pdf" target="_blank">Warranty Information</a> |  |  |  |  | 0.500 L | [14 empty] | 0 | 0 | 0 | 0 | Electrical | 2018-04-25 15:27 | 2024-07-20 11:24 | 0000-00-00 00:00:00 | 2025-11-29 02:00 | 0000-00-00 00:00:00
4 | Lutron Electronics | LWT-TTTG-CBL | 4460-9373 | 4460 | 9373 | Lutron Electronics | LWT-TTTG-CWH.jpg | 784276158282 | NW AR WP 3 ACC PLDM, 1 GFK T OPNG IN CBL | Multigang Wallplate for New Architectural Controls and Accessories, Four-gang for 3 accessories or Palladiom keypads and 1 Grafik T control in clear black glass |  | 6 | 4 |  | LWT-TTTG-CWH.jpg | http://grandbrass.xologic.com/vendors/4460/large/LWT-TTTG-CWH.jpg | [47 empty] | 0 | 0 | 0 | [6 empty] | 0 | 1 | 1 | EA | 1 | Lighting Controls |  |  | Fittings and Hardware |  | Electrical Hardware And Supplies |  | Wallplates | [20 empty] | Switch Plates | [242 empty] | <a href="https://www.lutron.com/TechnicalDocumentLibrary/041496.pdf" target="_blank">Installation Instructions</a> | [23 empty] | 20.000 DW |  |  | 1.0000 IN | [89 empty] | 1.000 EA | 1.000 EA | [35 empty] | No | [42 empty] | https://www.lutron.com/TechnicalDocumentLibrary/369830_FRE.pdf | [7 empty] | Shelf Stock | [39 empty] | 39121704 | [13 empty] | <a href="https://www.lutron.com/TechnicalDocumentLibrary/043492.pdf" target="_blank">Warranty Information</a> |  |  |  |  | 0.500 L | [14 empty] | 0 | 0 | 0 | 0 | Electrical | 2018-04-25 15:27 | 2024-07-20 11:28 | 0000-00-00 00:00:00 | 2025-11-29 02:00 | 0000-00-00 00:00:00
1 | Lutron Electronics | PJ2-4B-GIV-P01 | 4460-9378 | 4460 | 9378 | Lutron Electronics | PJ2-4B-GIV-P01_Family-Room.jpeg?w=1500 | 784276240260 | PICO 4B FAMILY ROOM SCENE GIV | Pico Wireless Control, 4-button, 434 MHz, scene control of lights, family room engraving, in ivory |  | 0.5 | 5.75 | [50 empty] | 0 | 0 | 0 | [6 empty] | 0 | 1 | 1 | EA | 1 | Lighting Controls | [27 empty] | Other Lighting Controls | [49 empty] | <a href="https://www.lutron.com/TechnicalDocumentLibrary/3672499_Caseta_Brochure.pdf" target="_blank">Manufacturer Brochure</a> | [192 empty] | <a href="https://www.lutron.com/TechnicalDocumentLibrary/041481.pdf" target="_blank">Installation Instructions</a> | [23 empty] | 2.000 DW |  |  | 3.8800 IN | [89 empty] | 1.000 EA | 1.000 EA | [35 empty] | No | [42 empty] | https://www.lutron.com/TechnicalDocumentLibrary/3691066_SPA.pdf | [7 empty] | Shelf Stock | [39 empty] | 52161525 | [6 empty] | <a href="https://lutron.widen.net/content/fomoe9knmc/MP4/Ecom_PicoBenefits_video.MP4?w=2048" target="_blank">Product Video Clip</a> | [6 empty] | <a href="https://www.lutron.com/TechnicalDocumentLibrary/369-119_Wallbox_Warranty.pdf" target="_blank">Warranty Information</a> |  |  |  |  | 0.050 L | [14 empty] | 0 | 0 | 0 | 0 | Lighting Fixtures | 2018-04-25 15:27 | 2024-07-20 11:32 | 0000-00-00 00:00:00 | 2024-07-20 11:32 | 0000-00-00 00:00:00
1 | Lutron Electronics | PJ2-4B-TBI-P02 | 4460-9379 | 4460 | 9379 | Lutron Electronics | PJ2-4B-TBI-P02_Kitchen.jpeg?w=1500 | 784276240390 | PICO 4B KITCHEN SCENE TBI | Pico Wireless Control, 4-button, 434 MHz, scene control of lights, kitchen engraving, in biscuit |  | 0.5 | 5.75 | [50 empty] | 0 | 0 | 0 | [6 empty] | 0 | 1 | 1 | EA | 1 | Lighting Controls | [27 empty] | Other Lighting Controls | [49 empty] | <a href="https://www.lutron.com/TechnicalDocumentLibrary/3672499_Caseta_Brochure.pdf" target="_blank">Manufacturer Brochure</a> | [192 empty] | <a href="https://www.lutron.com/TechnicalDocumentLibrary/041481.pdf" target="_blank">Installation Instructions</a> | [23 empty] | 2.000 DW |  |  | 3.8800 IN | [89 empty] | 1.000 EA | 1.000 EA | [35 empty] | No | [42 empty] | https://www.lutron.com/TechnicalDocumentLibrary/3691066_SPA.pdf | [7 empty] | Shelf Stock | [39 empty] | 52161525 | [6 empty] | <a href="https://lutron.widen.net/content/fomoe9knmc/MP4/Ecom_PicoBenefits_video.MP4?w=2048" target="_blank">Product Video Clip</a> | [6 empty] | <a href="https://www.lutron.com/TechnicalDocumentLibrary/369-119_Wallbox_Warranty.pdf" target="_blank">Warranty Information</a> |  |  |  |  | 0.050 L | [14 empty] | 0 | 0 | 0 | 0 | Lighting Fixtures | 2018-04-25 15:27 | 2024-07-20 11:29 | 0000-00-00 00:00:00 | 2024-07-20 11:29 | 0000-00-00 00:00:00
1 | Lutron Electronics | PJ2-4B-TSW-L21 | 4460-9380 | 4460 | 9380 | Lutron Electronics | Ecom_PJ2-4B-TSW-S31_NoWallPlate.jpeg?w=1500 | 784276240673 | PICO 4B 2 GROUP LIGHT CONTROL SW | Pico Wireless Control, 4-button, 434 MHz, 2-group control of lights, standard engraving, in snow |  | 2 | 4 | [50 empty] | 0 | 0 | 0 | [6 empty] | 0 | 1 | 1 | EA | 1 | Lighting Controls | [27 empty] | Other Lighting Controls | [242 empty] | <a href="https://www.lutron.com/TechnicalDocumentLibrary/041481.pdf" target="_blank">Installation Instructions</a> | [23 empty] | 10.000 DW |  |  | 2.0000 IN | [89 empty] | 1.000 EA | 1.000 EA | [35 empty] | No | [42 empty] | https://www.lutron.com/TechnicalDocumentLibrary/369847.pdf | [7 empty] | Shelf Stock | [39 empty] | 52161525 | [6 empty] | <a href="https://lutron.widen.net/content/fomoe9knmc/MP4/Ecom_PicoBenefits_video.MP4?w=2048" target="_blank">Product Video Clip</a> | [6 empty] | <a href="https://www.lutron.com/TechnicalDocumentLibrary/369-119_Wallbox_Warranty.pdf" target="_blank">Warranty Information</a> |  |  |  |  | 0.100 L | [14 empty] | 0 | 0 | 0 | 0 | Lighting Fixtures | 2018-04-25 15:27 | 2024-07-20 11:24 | 0000-00-00 00:00:00 | 2024-07-20 11:24 | 0000-00-00 00:00:00
1 | Lutron Electronics | PJ2-4B-TBI-LS21 | 4460-9381 | 4460 | 9381 | Lutron Electronics | Ecom_PJ2-4B-TBI-LS21_NoWallPlate.jpeg?w=1500 | 784276241069 | PICO 4B 2 GROUP LIGHT/SHADE CONTROL BI | Pico Wireless Control, 4-button, 434 MHz, 2-group control of lights and shades, standard engraving, in biscuit |  | 2 | 4 | [50 empty] | 0 | 0 | 0 | [6 empty] | 0 | 1 | 1 | EA | 1 | Lighting Controls | [27 empty] | Other Lighting Controls | [242 empty] | <a href="https://www.lutron.com/TechnicalDocumentLibrary/041481.pdf" target="_blank">Installation Instructions</a> | [23 empty] | 10.000 DW |  |  | 2.0000 IN | [89 empty] | 1.000 EA | 1.000 EA | [35 empty] | No | [42 empty] | https://www.lutron.com/TechnicalDocumentLibrary/369847.pdf | [7 empty] | Shelf Stock | [39 empty] | 52161525 | [6 empty] | <a href="https://lutron.widen.net/content/fomoe9knmc/MP4/Ecom_PicoBenefits_video.MP4?w=2048" target="_blank">Product Video Clip</a> | [6 empty] | <a href="https://www.lutron.com/TechnicalDocumentLibrary/369-119_Wallbox_Warranty.pdf" target="_blank">Warranty Information</a> |  |  |  |  | 0.100 L | [14 empty] | 0 | 0 | 0 | 0 | Lighting Fixtures | 2018-04-25 15:28 | 2024-07-20 11:33 | 0000-00-00 00:00:00 | 2024-07-20 11:33 | 0000-00-00 00:00:00
1 | Lutron Electronics | PJ2-2BRL-TMN-L01 | 4460-9382 | 4460 | 9382 | Lutron Electronics | PJ2-2BRL-TMN-L01.jpeg | 784276241373 | PICO 2BRL LIGHT ICON MN | Lutron 2-Button with Raise/Lower, Pico Smart Remote, with Light Icons - Midnight |  | 2 | 4 |  | PJ2-2BRL-TMN-L01.jpeg | http://grandbrass.xologic.com/vendors/4460/large/PJ2-2BRL-TMN-L01.jpeg | [47 empty] | 0 | 0 | 0 | [6 empty] | 0 | 1 | 1 | EA | 1 | Lighting Controls | [27 empty] | Other Lighting Controls | [242 empty] | <a href="https://www.lutron.com/TechnicalDocumentLibrary/040429.pdf" target="_blank">Installation Instructions</a> | [23 empty] | 10.000 DW |  |  | 2.0000 IN | [89 empty] | 1.000 EA | 1.000 EA | [35 empty] | No | [42 empty] | https://www.lutron.com/TechnicalDocumentLibrary/369612.pdf | [7 empty] | Shelf Stock | [39 empty] | 52161525 | [6 empty] | <a href="https://lutron.widen.net/content/fomoe9knmc/mp4/Ecom_PicoBenefits_video.mp4" target="_blank">Product Video Clip</a> | [6 empty] | <a href="https://www.lutron.com/TechnicalDocumentLibrary/369-119_Wallbox_Warranty.pdf" target="_blank">Warranty Information</a> |  |  |  |  | 0.100 L | [14 empty] | 0 | 0 | 0 | 0 | Lighting Fixtures | 2018-04-25 15:28 | 2024-07-20 11:29 | 0000-00-00 00:00:00 | 2024-07-20 11:29 | 0000-00-00 00:00:00
1 | Lutron Electronics | PJ2-3B-TSW-L01 | 4460-9383 | 4460 | 9383 | Lutron Electronics | PJ2-3B-TSW-L01.jpeg | 784276241519 | PICO 3B LIGHT ICON SW | Lutron 3-Button Pico Smart Remote, with Light Icons - Snow |  | 2 | 4 |  | PJ2-3B-TSW-L01.jpeg | http://grandbrass.xologic.com/vendors/4460/large/PJ2-3B-TSW-L01.jpeg | [47 empty] | 0 | 0 | 0 | [6 empty] | 0 | 1 | 1 | EA | 1 | Lighting Controls | [27 empty] | Other Lighting Controls | [242 empty] | <a href="https://www.lutron.com/TechnicalDocumentLibrary/040429.pdf" target="_blank">Installation Instructions</a> | [23 empty] | 10.000 DW |  |  | 2.0000 IN | [89 empty] | 1.000 EA | 1.000 EA | [35 empty] | No | [42 empty] | https://www.lutron.com/TechnicalDocumentLibrary/3691021.pdf | [7 empty] | Shelf Stock | [39 empty] | 52161525 | [6 empty] | <a href="https://lutron.widen.net/content/fomoe9knmc/mp4/Ecom_PicoBenefits_video.mp4" target="_blank">Product Video Clip</a> | [6 empty] | <a href="https://www.lutron.com/TechnicalDocumentLibrary/369-119_Wallbox_Warranty.pdf" target="_blank">Warranty Information</a> |  |  |  |  | 0.100 L | [14 empty] | 0 | 0 | 0 | 0 | Lighting Fixtures | 2018-04-25 15:28 | 2024-07-20 11:26 | 0000-00-00 00:00:00 | 2024-07-20 11:26 | 0000-00-00 00:00:00
1 | Lutron Electronics | PJ2-3BRL-TMN-S05 | 4460-9384 | 4460 | 9384 | Lutron Electronics | PJ2-3BRL-TMN-S05.jpeg | 784276241625 | PICO 3BRL SHADE BLIND BLACK SATIN | Lutron 3-Button with Raise/Lower and Preset, Pico Smart Remote, with Shade Icons and Text ("Blind") - Midnight |  | 2 | 4 |  | PJ2-3BRL-TMN-S05.jpeg | http://grandbrass.xologic.com/vendors/4460/large/PJ2-3BRL-TMN-S05.jpeg | [47 empty] | 0 | 0 | 0 | [6 empty] | 0 | 1 | 1 | EA | 1 | Lighting Controls | [27 empty] | Other Lighting Controls | [242 empty] | <a href="https://assets.lutron.com/a/documents/040429.pdf" target="_blank">Installation Instructions</a> | [23 empty] | 10.000 DW |  |  | 2.0000 IN | [89 empty] | 1.000 EA | 1.000 EA | [35 empty] | No | [42 empty] | https://www.lutron.com/TechnicalDocumentLibrary/369612.pdf | [7 empty] | Shelf Stock | [39 empty] | 52161525 | [6 empty] | <a href="https://lutron.widen.net/content/fomoe9knmc/mp4/Ecom_PicoBenefits_video.mp4" target="_blank">Product Video Clip</a> | [6 empty] | <a href="https://www.lutron.com/TechnicalDocumentLibrary/369-119_Wallbox_Warranty.pdf" target="_blank">Warranty Information</a> |  |  |  |  | 0.100 L | [14 empty] | 0 | 0 | 0 | 0 | Lighting Fixtures | 2018-04-25 15:28 | 2024-07-20 11:39 | 0000-00-00 00:00:00 | 2024-07-20 11:39 | 0000-00-00 00:00:00
1 | Lutron Electronics | PJ2-3BRL-TSW-S06 | 4460-9385 | 4460 | 9385 | Lutron Electronics | PJ2-3BRL-TSW-S06.jpeg | 784276241762 | PICO 3BRL SKYLIGHTS WHITE SATIN | Lutron 3-Button with Raise/Lower and Preset, Pico Smart Remote, with Shade Icons and Text ("Skylight") - Snow |  | 2 | 4 |  | PJ2-3BRL-TSW-S06.jpeg | http://grandbrass.xologic.com/vendors/4460/large/PJ2-3BRL-TSW-S06.jpeg | [47 empty] | 0 | 0 | 0 | [6 empty] | 0 | 1 | 1 | EA | 1 | Lighting Controls | [27 empty] | Other Lighting Controls | [242 empty] | <a href="https://assets.lutron.com/a/documents/040429.pdf" target="_blank">Installation Instructions</a> | [23 empty] | 10.000 DW |  |  | 2.0000 IN | [89 empty] | 1.000 EA | 1.000 EA | [35 empty] | No | [42 empty] | https://www.lutron.com/TechnicalDocumentLibrary/369612.pdf | [7 empty] | Shelf Stock | [39 empty] | 52161525 | [6 empty] | <a href="https://lutron.widen.net/content/fomoe9knmc/mp4/Ecom_PicoBenefits_video.mp4" target="_blank">Product Video Clip</a> | [6 empty] | <a href="https://www.lutron.com/TechnicalDocumentLibrary/369-119_Wallbox_Warranty.pdf" target="_blank">Warranty Information</a> |  |  |  |  | 0.100 L | [14 empty] | 0 | 0 | 0 | 0 | Lighting Fixtures | 2018-04-25 15:28 | 2024-07-20 11:42 | 0000-00-00 00:00:00 | 2024-07-20 11:42 | 0000-00-00 00:00:00
1 | Lutron Electronics | PJ2-3BRL-TBI-S03 | 4460-9386 | 4460 | 9386 | Lutron Electronics | PJ2-3BRL-TBI-S03.jpeg | 784276241861 | PICO 3BRL BLACKOUTS BISCUIT | Lutron 3-Button with Raise/Lower and Preset, Pico Smart Remote, with Shade Icons and Text ("Blackout") - Biscuit |  | 2 | 4 |  | PJ2-3BRL-TBI-S03.jpeg | http://grandbrass.xologic.com/vendors/4460/large/PJ2-3BRL-TBI-S03.jpeg | [47 empty] | 0 | 0 | 0 | [6 empty] | 0 | 1 | 1 | EA | 1 | Lighting Controls | [27 empty] | Other Lighting Controls | [242 empty] | <a href="https://assets.lutron.com/a/documents/040429.pdf" target="_blank">Installation Instructions</a> | [23 empty] | 10.000 DW |  |  | 2.0000 IN | [89 empty] | 1.000 EA | 1.000 EA | [35 empty] | No | [42 empty] | https://www.lutron.com/TechnicalDocumentLibrary/369612.pdf | [7 empty] | Shelf Stock | [39 empty] | 52161525 | [6 empty] | <a href="https://lutron.widen.net/content/fomoe9knmc/mp4/Ecom_PicoBenefits_video.mp4" target="_blank">Product Video Clip</a> | [6 empty] | <a href="https://www.lutron.com/TechnicalDocumentLibrary/369-119_Wallbox_Warranty.pdf" target="_blank">Warranty Information</a> |  |  |  |  | 0.100 L | [14 empty] | 0 | 0 | 0 | 0 | Lighting Fixtures | 2018-04-25 15:28 | 2024-07-20 11:36 | 0000-00-00 00:00:00 | 2024-07-20 11:36 | 0000-00-00 00:00:00
1 | Lutron Electronics | CTCL-150-IV | 4460-9387 | 4460 | 9387 | Lutron Electronics | CTCL-150-IV.jpg | 784276244107 | CONTOUR SLIDE TO OFF IVORY BOXED | Skylark Contour slide-to-off Dimmer, CFL/LED (screw-base), Incandescent/Halogen, single-pole, 150W CFL/LED or 600W inc/hal in ivory, ED box packaging |  | 2.32 | 4.5 |  | CTCL-150-IV.jpg | http://grandbrass.xologic.com/vendors/4460/large/CTCL-150-IV.jpg | [47 empty] | 0 | 0 | 0 | [6 empty] | 0 | 1 | 1 | EA | 1 | Lighting Controls | [27 empty] | Dimmers | [49 empty] | <a href="https://www.lutron.com/TechnicalDocumentLibrary/Skylark_Contour_slide_to_off_LED+dimmer_sell_sheet.pdf" target="_blank">Manufacturer Brochure</a> | [192 empty] | <a href="https://www.lutron.com/TechnicalDocumentLibrary/0301882.pdf" target="_blank">Installation Instructions</a> | [23 empty] | 2.000 DW |  |  | 2.2500 IN | [89 empty] | 1.000 EA | 1.000 EA | [35 empty] | No | [42 empty] | https://www.lutron.com/TechnicalDocumentLibrary/3691051_Spec.pdf | [7 empty] | Shelf Stock | [13 empty] | <a href="https://www.lutron.com/TechnicalDocumentLibrary/368-4493_Page_2.pdf" target="_blank">Tech Drawing</a> | [25 empty] | 39122206 | [13 empty] | <a href="https://www.lutron.com/TechnicalDocumentLibrary/369-119_Wallbox_Warranty.pdf" target="_blank">Warranty Information</a> |  |  |  |  | 0.240 L | [14 empty] | 0 | 0 | 0 | 0 | Lighting Fixtures | 2018-04-25 15:28 | 2024-07-20 11:33 | 0000-00-00 00:00:00 | 2024-07-20 11:33 | 0000-00-00 00:00:00 | [6 empty] | Ivory
1 | Lutron Electronics | LECL-153PH-WH-C | 4460-9388 | 4460 | 9388 | Lutron Electronics | Ecom_LECL-153PH-WH_withpackaging.jpeg?w=1500 | 784276166409 | LUMEA CL 150W CLAM CAD WHITE | Lumea LED+ Dimmer for LED, halogen and incandescent dimmable bulbs for Canada, in white |  | 4 | 6 | [50 empty] | 0 | 0 | 0 | [6 empty] | 0 | 1 | 1 | EA | 1 | Lighting Controls | [27 empty] | Dimmers | [242 empty] | <a href="https://www.lutron.com/TechnicalDocumentLibrary/0301882.pdf" target="_blank">Installation Instructions</a> | [23 empty] | 2.000 DW |  |  | 2.0000 IN | [89 empty] | 1.000 EA | 1.000 EA | [35 empty] | No | [42 empty] | https://www.lutron.com/TechnicalDocumentLibrary/3691001.pdf | [7 empty] | Shelf Stock | [13 empty] | <a href="https://www.lutron.com/TechnicalDocumentLibrary/368-4493_Page_5.pdf" target="_blank">Tech Drawing</a> | [25 empty] | 39122206 | [6 empty] | <a href="https://lutron.widen.net/content/stbdslloil/MP4/LED+-Dimmer-with-Wire-Leads-Installation_English.MP4?w=2048" target="_blank">Product Video Clip</a> | [6 empty] | <a href="https://www.lutron.com/TechnicalDocumentLibrary/369-119_Wallbox_Warranty.pdf" target="_blank">Warranty Information</a> |  |  |  |  | 0.200 L | [14 empty] | 0 | 0 | 0 | 0 | Lighting Fixtures | 2018-04-25 15:28 | 2024-07-20 11:35 | 0000-00-00 00:00:00 | 2024-07-20 11:35 | 0000-00-00 00:00:00 | [6 empty] | White
1 | Lutron Electronics | PD-5NE-WH-C | 4460-9389 | 4460 | 9389 | Lutron Electronics | PD-5NE-WH-C.jpg | 784276217736 | CasÃ©ta ELV Dimmer 250W LED White Canada | Lutron Caseta Wireless ELV+ Smart Dimmer Switch, with Phase Selectable Dimming for LED (250W), MLV (400W), ELV (500W), and Incandescent/Halogen (500W) lighting, 120V, White |  | 3.75 | 5.6 |  | PD-5NE-WH-C.jpg | http://grandbrass.xologic.com/vendors/4460/large/PD-5NE-WH-C.jpg | [47 empty] | 0 | 0 | 0 | [6 empty] | 0 | 1 | 1 | EA | 1 | Lighting Controls | [27 empty] | Dimmers | [242 empty] | <a href="https://www.lutron.com/TechnicalDocumentLibrary/0301817.pdf" target="_blank">Installation Instructions</a> | [23 empty] | 30.000 DW |  |  | 2.5000 IN | [89 empty] | 1.000 EA | 1.000 EA | [35 empty] | No | [42 empty] | https://www.lutron.com/TechnicalDocumentLibrary/369987_SPA.pdf | [7 empty] | Shelf Stock | [13 empty] | <a href="https://www.lutron.com/TechnicalDocumentLibrary/368-4493_Page_47.pdf" target="_blank">Tech Drawing</a> | [25 empty] | 39122206 | [6 empty] | <a href="https://lutron.widen.net/content/twinpx9ws6/mp4/Caseta-Hub-Story.mp4" target="_blank">Product Video Clip</a> | [6 empty] | <a href="https://www.lutron.com/TechnicalDocumentLibrary/369-119_Wallbox_Warranty.pdf" target="_blank">Warranty Information</a> |  |  |  |  | 0.250 L | [14 empty] | 0 | 0 | 0 | 0 | Lighting Fixtures | 2018-04-25 15:28 | 2024-07-20 11:43 | 0000-00-00 00:00:00 | 2024-07-20 11:43 | 0000-00-00 00:00:00 | [6 empty] | White
1 | Lutron Electronics | RKA-F-WH | 4460-9390 | 4460 | 9390 | Lutron Electronics | RKA-F-WH.jpg | 784276031417 | FAN CONTROL COLOR KIT WHITE | Replacement Button Kit for RadioRA 2 or HomeWorks Architectural-style fan speed control in white |  | 2.25 | 4.5 |  | RKA-F-WH.jpg | http://grandbrass.xologic.com/vendors/4460/large/RKA-F-WH.jpg | [47 empty] | 0 | 0 | 0 | [6 empty] | 0 | 1 | 1 | EA | 1 | Specialty Items | [27 empty] | Lighting Accessories | [242 empty] | <a href="https://www.lutron.com/TechnicalDocumentLibrary/044-105e.pdf" target="_blank">Installation Instructions</a> | [23 empty] | 10.000 DW |  |  | 2.2500 IN | [89 empty] | 1.000 EA | 1.000 EA | [35 empty] | No | [42 empty] | https://www.lutron.com/TechnicalDocumentLibrary/369225_SPA.pdf | [7 empty] | Shelf Stock | [13 empty] | <a href="https://www.lutron.com/TechnicalDocumentLibrary/368-4493_Page_18.pdf" target="_blank">Tech Drawing</a> | [25 empty] | 39122221 | [13 empty] | <a href="https://www.lutron.com/TechnicalDocumentLibrary/043492.pdf" target="_blank">Warranty Information</a> |  |  |  |  | 0.100 L | [14 empty] | 0 | 0 | 0 | 0 | Lighting Fixtures | 2018-04-25 15:28 | 2024-07-20 11:25 | 0000-00-00 00:00:00 | 2024-07-20 11:25 | 0000-00-00 00:00:00 | [6 empty] | White
4 | Lutron Electronics | URMJS-CCO1-24B | 4460-9392 | 4460 | 9392 | Lutron Electronics | URMJS-CCO1-24-B.jpg | 784276150514 | POWPAK LOW VOLTAGE CCO | Energi TriPak PowPak Load Controller, Contact closure output module, (1) Contact closure output, 1A @ 24 V AC or 0.5A @ 24 V DC max Vive enabled, BAA compliant |  | 7.75 | 5.25 |  | URMJS-CCO1-24-B.jpg | http://grandbrass.xologic.com/vendors/4460/large/URMJS-CCO1-24-B.jpg | [47 empty] | 0 | 0 | 0 | [6 empty] | 0 | 1 | 1 | EA | 1 | Specialty Items |  |  | Control And Automation |  | Programmable Control |  | Programmable Logic Controller Module | [20 empty] | Other Specialty Items | [242 empty] | <a href="https://www.lutron.com/TechnicalDocumentLibrary/041669.pdf" target="_blank">Installation Instructions</a> | [23 empty] | 30.000 DW |  |  | 14.0000 IN | [89 empty] | 1.000 EA | 1.000 EA | [35 empty] | No | [42 empty] | https://www.lutron.com/TechnicalDocumentLibrary/369433e_ENG.pdf | [7 empty] | Shelf Stock | [39 empty] | 32151705 | [13 empty] | <a href="https://www.lutron.com/TechnicalDocumentLibrary/369-119_Wallbox_Warranty.pdf" target="_blank">Warranty Information</a> |  |  |  |  | 3.100 L | [14 empty] | 0 | 0 | 0 | 0 | Electrical | 2018-04-25 15:28 | 2024-07-20 11:32 | 0000-00-00 00:00:00 | 2025-11-29 02:00 | 0000-00-00 00:00:00
4 | Lutron Electronics | LWT-TTGG-CBL | 4460-9394 | 4460 | 9394 | Lutron Electronics | LWT-TTGG-CBL.jpg | 784276158299 | NW AR WP 2 ACC PLDM, 2 GFK T OPNG IN CBL | Multigang Wallplate for New Architectural Controls and Accessories, Four-gang for 2 accessories or Palladiom keypads and 2 Grafik T controls in clear black glass |  | 6 | 4 |  | LWT-TTGG-CBL.jpg | http://grandbrass.xologic.com/vendors/4460/large/LWT-TTGG-CBL.jpg | [47 empty] | 0 | 0 | 0 | [6 empty] | 0 | 1 | 1 | EA | 1 | Lighting Controls |  |  | Fittings and Hardware |  | Electrical Hardware And Supplies |  | Wallplates | [20 empty] | Switch Plates | [242 empty] | <a href="https://www.lutron.com/TechnicalDocumentLibrary/041496.pdf" target="_blank">Installation Instructions</a> | [23 empty] | 20.000 DW |  |  | 1.0000 IN | [89 empty] | 1.000 EA | 1.000 EA | [35 empty] | No | [42 empty] | https://www.lutron.com/TechnicalDocumentLibrary/369830_FRE.pdf | [7 empty] | Shelf Stock | [39 empty] | 39121704 | [13 empty] | <a href="https://www.lutron.com/TechnicalDocumentLibrary/043492.pdf" target="_blank">Warranty Information</a> |  |  |  |  | 0.500 L | [14 empty] | 0 | 0 | 0 | 0 | Electrical | 2018-04-25 15:28 | 2024-07-20 11:28 | 0000-00-00 00:00:00 | 2025-11-29 02:00 | 0000-00-00 00:00:00
1 | Lutron Electronics | URMJS-8T-DV-B | 4460-9395 | 4460 | 9395 | Lutron Electronics | URMJS-8T-DV-B.jpg | 784276159739 | POWPAK 0-10V 434 (BAA) | PowPak dimming module, controls up to 60 mA of 0-10V controlled fixtures together, switches up to 8 A, 120/277 VAC, 434 MHz, Vive compatible, BAA compliant |  | 3.5 | 4.75 |  | URMJS-8T-DV-B.jpg | http://grandbrass.xologic.com/vendors/4460/large/URMJS-8T-DV-B.jpg | [47 empty] | 0 | 0 | 0 | [6 empty] | 0 | 1 | 1 | EA | 1 | Lighting Controls | [27 empty] | Dimmers | [242 empty] | <a href="https://www.lutron.com/TechnicalDocumentLibrary/041588.pdf" target="_blank">Installation Instructions</a> | [23 empty] | 85.000 DW |  |  | 2.3000 IN | [89 empty] | 1.000 EA | 1.000 EA | [35 empty] | No | [42 empty] | https://www.lutron.com/TechnicalDocumentLibrary/369913_FRE.pdf | [7 empty] | Shelf Stock | [39 empty] | 39122206 | [13 empty] | <a href="https://www.lutron.com/TechnicalDocumentLibrary/369-119_Wallbox_Warranty.pdf" target="_blank">Warranty Information</a> |  |  |  |  | 3.100 L | [14 empty] | 0 | 0 | 0 | 0 | Lighting Fixtures | 2018-04-25 15:28 | 2024-07-20 11:22 | 0000-00-00 00:00:00 | 2024-07-20 11:22 | 0000-00-00 00:00:00
1 | Lutron Electronics | PJ2-4B-TBI-P03 | 4460-9399 | 4460 | 9399 | Lutron Electronics | PJ2-4B-TBI-P03_Any-Room.jpeg?w=1500 | 784276240475 | PICO 4B ANY ROOM SCENE TBI | Pico Wireless Control, 4-button, 434 MHz, scene control of lights, any room engraving, in biscuit |  | 0.5 | 5.75 | [50 empty] | 0 | 0 | 0 | [6 empty] | 0 | 1 | 1 | EA | 1 | Lighting Controls | [27 empty] | Other Lighting Controls | [49 empty] | <a href="https://www.lutron.com/TechnicalDocumentLibrary/3672499_Caseta_Brochure.pdf" target="_blank">Manufacturer Brochure</a> | [192 empty] | <a href="https://www.lutron.com/TechnicalDocumentLibrary/041481.pdf" target="_blank">Installation Instructions</a> | [23 empty] | 2.000 DW |  |  | 3.8800 IN | [89 empty] | 1.000 EA | 1.000 EA | [35 empty] | No | [42 empty] | https://www.lutron.com/TechnicalDocumentLibrary/3691066_SPA.pdf | [7 empty] | Shelf Stock | [39 empty] | 52161525 | [6 empty] | <a href="https://lutron.widen.net/content/fomoe9knmc/MP4/Ecom_PicoBenefits_video.MP4?w=2048" target="_blank">Product Video Clip</a> | [6 empty] | <a href="https://www.lutron.com/TechnicalDocumentLibrary/369-119_Wallbox_Warranty.pdf" target="_blank">Warranty Information</a> |  |  |  |  | 0.050 L | [14 empty] | 0 | 0 | 0 | 0 | Lighting Fixtures | 2018-04-25 15:28 | 2024-07-20 11:25 | 0000-00-00 00:00:00 | 2024-07-20 11:25 | 0000-00-00 00:00:00
1 | Lutron Electronics | PJ2-2B-GBL-P01 | 4460-9400 | 4460 | 9400 | Lutron Electronics | PJ2-2B-GBL-P01_Entry.jpeg | 784276240512 | PICO 2B ENTRANCE SCENE GBL | Lutron 2-Button Scene Pico Smart Remote, with Pre-engraved Text-"Home/Away" - Black |  | 0.5 | 5.75 |  | PJ2-2B-GBL-P01_Entry.jpeg | http://grandbrass.xologic.com/vendors/4460/large/PJ2-2B-GBL-P01_Entry.jpeg | [47 empty] | 0 | 0 | 0 | [6 empty] | 0 | 1 | 1 | EA | 1 | Lighting Controls | [27 empty] | Other Lighting Controls | [49 empty] | <a href="https://www.lutron.com/TechnicalDocumentLibrary/3672499_Caseta_Brochure.pdf" target="_blank">Manufacturer Brochure</a> | [192 empty] | <a href="https://www.lutron.com/TechnicalDocumentLibrary/040429.pdf" target="_blank">Installation Instructions</a> | [23 empty] | 2.000 DW |  |  | 3.8800 IN | [89 empty] | 1.000 EA | 1.000 EA | [35 empty] | No | [42 empty] | https://www.lutron.com/TechnicalDocumentLibrary/3691066_SPA.pdf | [7 empty] | Shelf Stock | [39 empty] | 52161525 | [6 empty] | <a href="https://lutron.widen.net/content/fomoe9knmc/mp4/Ecom_PicoBenefits_video.mp4" target="_blank">Product Video Clip</a> | [6 empty] | <a href="https://www.lutron.com/TechnicalDocumentLibrary/369-119_Wallbox_Warranty.pdf" target="_blank">Warranty Information</a> |  |  |  |  | 0.050 L | [14 empty] | 0 | 0 | 0 | 0 | Lighting Fixtures | 2018-04-25 15:28 | 2024-07-20 11:25 | 0000-00-00 00:00:00 | 2024-07-20 11:25 | 0000-00-00 00:00:00
1 | Lutron Electronics | PJ2-2B-TBI-P01 | 4460-9401 | 4460 | 9401 | Lutron Electronics | PJ2-2B-TBI-P01_Entry.jpeg | 784276240567 | PICO 2B ENTRANCE SCENE TBI | Lutron 2-Button Scene Pico Smart Remote, with Pre-engraved Text-"Home/Away" - Biscuit |  | 0.5 | 5.75 |  | PJ2-2B-TBI-P01_Entry.jpeg | http://grandbrass.xologic.com/vendors/4460/large/PJ2-2B-TBI-P01_Entry.jpeg | [47 empty] | 0 | 0 | 0 | [6 empty] | 0 | 1 | 1 | EA | 1 | Lighting Controls | [27 empty] | Other Lighting Controls | [49 empty] | <a href="https://www.lutron.com/TechnicalDocumentLibrary/3672499_Caseta_Brochure.pdf" target="_blank">Manufacturer Brochure</a> | [192 empty] | <a href="https://www.lutron.com/TechnicalDocumentLibrary/040429.pdf" target="_blank">Installation Instructions</a> | [23 empty] | 2.000 DW |  |  | 3.8800 IN | [89 empty] | 1.000 EA | 1.000 EA | [35 empty] | No | [42 empty] | https://www.lutron.com/TechnicalDocumentLibrary/3691066_SPA.pdf | [7 empty] | Shelf Stock | [39 empty] | 52161525 | [6 empty] | <a href="https://lutron.widen.net/content/fomoe9knmc/mp4/Ecom_PicoBenefits_video.mp4" target="_blank">Product Video Clip</a> | [6 empty] | <a href="https://www.lutron.com/TechnicalDocumentLibrary/369-119_Wallbox_Warranty.pdf" target="_blank">Warranty Information</a> |  |  |  |  | 0.050 L | [14 empty] | 0 | 0 | 0 | 0 | Lighting Fixtures | 2018-04-25 15:28 | 2024-07-20 11:25 | 0000-00-00 00:00:00 | 2024-07-20 11:25 | 0000-00-00 00:00:00
1 | Lutron Electronics | PJ2-2B-GBL-P02 | 4460-9402 | 4460 | 9402 | Lutron Electronics | PJ2-2B-GBL-P02_Bedside.jpeg | 784276240604 | PICO 2B BEDSIDE SCENE GBL | Lutron 2-Button Scene Pico Smart Remote, with Pre-engraved Text-"Alert/Goodnight" - Black |  | 0.5 | 5.75 |  | PJ2-2B-GBL-P02_Bedside.jpeg | http://grandbrass.xologic.com/vendors/4460/large/PJ2-2B-GBL-P02_Bedside.jpeg | [47 empty] | 0 | 0 | 0 | [6 empty] | 0 | 1 | 1 | EA | 1 | Lighting Controls | [27 empty] | Other Lighting Controls | [49 empty] | <a href="https://www.lutron.com/TechnicalDocumentLibrary/3672499_Caseta_Brochure.pdf" target="_blank">Manufacturer Brochure</a> | [192 empty] | <a href="https://www.lutron.com/TechnicalDocumentLibrary/040429.pdf" target="_blank">Installation Instructions</a> | [23 empty] | 2.000 DW |  |  | 3.8800 IN | [89 empty] | 1.000 EA | 1.000 EA | [35 empty] | No | [42 empty] | https://www.lutron.com/TechnicalDocumentLibrary/3691066_SPA.pdf | [7 empty] | Shelf Stock | [39 empty] | 52161525 | [6 empty] | <a href="https://lutron.widen.net/content/fomoe9knmc/mp4/Ecom_PicoBenefits_video.mp4" target="_blank">Product Video Clip</a> | [6 empty] | <a href="https://www.lutron.com/TechnicalDocumentLibrary/369-119_Wallbox_Warranty.pdf" target="_blank">Warranty Information</a> |  |  |  |  | 0.050 L | [14 empty] | 0 | 0 | 0 | 0 | Lighting Fixtures | 2018-04-25 15:28 | 2024-07-20 11:25 | 0000-00-00 00:00:00 | 2024-07-20 11:25 | 0000-00-00 00:00:00
1 | Lutron Electronics | PJ2-4B-TSW-L31 | 4460-9403 | 4460 | 9403 | Lutron Electronics | Ecom_PJ2-4B-TSW-L31_NoWallPlate.jpeg?w=1500 | 784276240666 | PICO 4B SCENE LIGHT CONTROL SW | Pico Wireless Control, 4-button, 434 MHz, scene control of lights, standard engraving, in snow |  | 2 | 4 | [50 empty] | 0 | 0 | 0 | [6 empty] | 0 | 1 | 1 | EA | 1 | Lighting Controls | [27 empty] | Other Lighting Controls | [242 empty] | <a href="https://www.lutron.com/TechnicalDocumentLibrary/041481.pdf" target="_blank">Installation Instructions</a> | [23 empty] | 10.000 DW |  |  | 2.0000 IN | [89 empty] | 1.000 EA | 1.000 EA | [35 empty] | No | [42 empty] | https://www.lutron.com/TechnicalDocumentLibrary/369847.pdf | [7 empty] | Shelf Stock | [39 empty] | 52161525 | [6 empty] | <a href="https://lutron.widen.net/content/fomoe9knmc/MP4/Ecom_PicoBenefits_video.MP4?w=2048" target="_blank">Product Video Clip</a> | [6 empty] | <a href="https://www.lutron.com/TechnicalDocumentLibrary/369-119_Wallbox_Warranty.pdf" target="_blank">Warranty Information</a> |  |  |  |  | 0.100 L | [14 empty] | 0 | 0 | 0 | 0 | Lighting Fixtures | 2018-04-25 15:28 | 2024-07-20 11:26 | 0000-00-00 00:00:00 | 2024-07-20 11:26 | 0000-00-00 00:00:00
1 | Lutron Electronics | PJ2-4B-TSW-LS21 | 4460-9404 | 4460 | 9404 | Lutron Electronics | Ecom_PJ2-4B-TSW-LS21_NoWallPlate.jpeg?w=1500 | 784276240680 | PICO 4B 2 GROUP LIGHT/SHADE CONTROL SW | Pico Wireless Control, 4-button, 434 MHz, 2-group control of lights and shades, standard engraving, in snow |  | 2 | 4 | [50 empty] | 0 | 0 | 0 | [6 empty] | 0 | 1 | 1 | EA | 1 | Lighting Controls | [27 empty] | Other Lighting Controls | [242 empty] | <a href="https://www.lutron.com/TechnicalDocumentLibrary/041481.pdf" target="_blank">Installation Instructions</a> | [23 empty] | 10.000 DW |  |  | 2.0000 IN | [89 empty] | 1.000 EA | 1.000 EA | [35 empty] | No | [42 empty] | https://www.lutron.com/TechnicalDocumentLibrary/369847.pdf | [7 empty] | Shelf Stock | [39 empty] | 52161525 | [6 empty] | <a href="https://lutron.widen.net/content/fomoe9knmc/MP4/Ecom_PicoBenefits_video.MP4?w=2048" target="_blank">Product Video Clip</a> | [6 empty] | <a href="https://www.lutron.com/TechnicalDocumentLibrary/369-119_Wallbox_Warranty.pdf" target="_blank">Warranty Information</a> |  |  |  |  | 0.100 L | [14 empty] | 0 | 0 | 0 | 0 | Lighting Fixtures | 2018-04-25 15:28 | 2024-07-20 11:34 | 0000-00-00 00:00:00 | 2024-07-20 11:34 | 0000-00-00 00:00:00
1 | Lutron Electronics | PJ2-4B-TMN-L01 | 4460-9405 | 4460 | 9405 | Lutron Electronics | PJ2-4B-TMN-L01.jpeg?w=1500 | 784276240840 | PICO 4B ZONE LIGHT CONTROL MN | Pico Wireless Control, 4-button, 434 MHz, zone control of lights, standard engraving, in midnight |  | 2 | 4 | [50 empty] | 0 | 0 | 0 | [6 empty] | 0 | 1 | 1 | EA | 1 | Lighting Controls | [27 empty] | Other Lighting Controls | [242 empty] | <a href="https://www.lutron.com/TechnicalDocumentLibrary/041481.pdf" target="_blank">Installation Instructions</a> | [23 empty] | 10.000 DW |  |  | 2.0000 IN | [89 empty] | 1.000 EA | 1.000 EA | [35 empty] | No | [42 empty] | https://www.lutron.com/TechnicalDocumentLibrary/369847.pdf | [7 empty] | Shelf Stock | [39 empty] | 52161525 | [6 empty] | <a href="https://lutron.widen.net/content/fomoe9knmc/MP4/Ecom_PicoBenefits_video.MP4?w=2048" target="_blank">Product Video Clip</a> | [6 empty] | <a href="https://www.lutron.com/TechnicalDocumentLibrary/369-119_Wallbox_Warranty.pdf" target="_blank">Warranty Information</a> |  |  |  |  | 0.100 L | [14 empty] | 0 | 0 | 0 | 0 | Lighting Fixtures | 2018-04-25 15:28 | 2024-07-20 11:25 | 0000-00-00 00:00:00 | 2024-07-20 11:25 | 0000-00-00 00:00:00
1 | Lutron Electronics | PJ2-2B-TMN-L02 | 4460-9406 | 4460 | 9406 | Lutron Electronics | PJ2-2B-TMN-L02.jpeg | 784276241236 | PICO 2B POWER ICON MN | Lutron 2-Button Pico Smart Remote, with Appliance Icons - Midnight |  | 2 | 4 |  | PJ2-2B-TMN-L02.jpeg | http://grandbrass.xologic.com/vendors/4460/large/PJ2-2B-TMN-L02.jpeg | [47 empty] | 0 | 0 | 0 | [6 empty] | 0 | 1 | 1 | EA | 1 | Lighting Controls | [27 empty] | Other Lighting Controls | [242 empty] | <a href="https://www.lutron.com/TechnicalDocumentLibrary/040429.pdf" target="_blank">Installation Instructions</a> | [23 empty] | 10.000 DW |  |  | 2.0000 IN | [89 empty] | 1.000 EA | 1.000 EA | [35 empty] | No | [42 empty] | https://www.lutron.com/TechnicalDocumentLibrary/369612.pdf | [7 empty] | Shelf Stock | [39 empty] | 52161525 | [6 empty] | <a href="https://lutron.widen.net/content/fomoe9knmc/mp4/Ecom_PicoBenefits_video.mp4" target="_blank">Product Video Clip</a> | [6 empty] | <a href="https://www.lutron.com/TechnicalDocumentLibrary/369-119_Wallbox_Warranty.pdf" target="_blank">Warranty Information</a> |  |  |  |  | 0.100 L | [14 empty] | 0 | 0 | 0 | 0 | Lighting Fixtures | 2018-04-25 15:28 | 2024-07-20 11:30 | 0000-00-00 00:00:00 | 2024-07-20 11:30 | 0000-00-00 00:00:00
1 | Lutron Electronics | PJ2-2B-TBI-L01 | 4460-9407 | 4460 | 9407 | Lutron Electronics | PJ2-2B-TBI-L01.jpeg | 784276241328 | PICO 2B LIGHT ICON BI | Lutron 2-Button Pico Smart Remote, with Light Icons - Biscuit |  | 2 | 4 |  | PJ2-2B-TBI-L01.jpeg | http://grandbrass.xologic.com/vendors/4460/large/PJ2-2B-TBI-L01.jpeg | [47 empty] | 0 | 0 | 0 | [6 empty] | 0 | 1 | 1 | EA | 1 | Lighting Controls | [27 empty] | Other Lighting Controls | [242 empty] | <a href="https://www.lutron.com/TechnicalDocumentLibrary/040429.pdf" target="_blank">Installation Instructions</a> | [23 empty] | 10.000 DW |  |  | 2.0000 IN | [89 empty] | 1.000 EA | 1.000 EA | [35 empty] | No | [42 empty] | https://www.lutron.com/TechnicalDocumentLibrary/369612.pdf | [7 empty] | Shelf Stock | [39 empty] | 52161525 | [6 empty] | <a href="https://lutron.widen.net/content/fomoe9knmc/mp4/Ecom_PicoBenefits_video.mp4" target="_blank">Product Video Clip</a> | [6 empty] | <a href="https://www.lutron.com/TechnicalDocumentLibrary/369-119_Wallbox_Warranty.pdf" target="_blank">Warranty Information</a> |  |  |  |  | 0.100 L | [14 empty] | 0 | 0 | 0 | 0 | Lighting Fixtures | 2018-04-25 15:28 | 2024-07-20 11:25 | 0000-00-00 00:00:00 | 2024-07-20 11:25 | 0000-00-00 00:00:00
1 | Lutron Electronics | PJ2-2B-TBI-S08 | 4460-9408 | 4460 | 9408 | Lutron Electronics | PJ2-2B-TBI-S08.jpeg | 784276241359 | PICO 2B SCREEN ICON BISCUIT | Lutron 2-Button Pico Smart Remote, with Screen Icons and Text ("Screen") - Biscuit |  | 2 | 4 |  | PJ2-2B-TBI-S08.jpeg | http://grandbrass.xologic.com/vendors/4460/large/PJ2-2B-TBI-S08.jpeg | [47 empty] | 0 | 0 | 0 | [6 empty] | 0 | 1 | 1 | EA | 1 | Lighting Controls | [27 empty] | Other Lighting Controls | [242 empty] | <a href="https://assets.lutron.com/a/documents/040429.pdf" target="_blank">Installation Instructions</a> | [23 empty] | 10.000 DW |  |  | 2.0000 IN | [89 empty] | 1.000 EA | 1.000 EA | [35 empty] | No | [42 empty] | https://www.lutron.com/TechnicalDocumentLibrary/369612.pdf | [7 empty] | Shelf Stock | [39 empty] | 52161525 | [6 empty] | <a href="https://lutron.widen.net/content/fomoe9knmc/mp4/Ecom_PicoBenefits_video.mp4" target="_blank">Product Video Clip</a> | [6 empty] | <a href="https://www.lutron.com/TechnicalDocumentLibrary/369-119_Wallbox_Warranty.pdf" target="_blank">Warranty Information</a> |  |  |  |  | 0.100 L | [14 empty] | 0 | 0 | 0 | 0 | Lighting Fixtures | 2018-04-25 15:28 | 2024-07-20 11:32 | 0000-00-00 00:00:00 | 2024-07-20 11:32 | 0000-00-00 00:00:00
1 | Lutron Electronics | PJ2-3BRL-TSW-S03 | 4460-9409 | 4460 | 9409 | Lutron Electronics | PJ2-3BRL-TSW-S03.jpeg | 784276241731 | PICO 3BRL BLACKOUTS WHITE SATIN | Lutron 3-Button with Raise/Lower and Preset, Pico Smart Remote, with Shade Icons and Text ("Blackout") - Snow |  | 2 | 4 |  | PJ2-3BRL-TSW-S03.jpeg | http://grandbrass.xologic.com/vendors/4460/large/PJ2-3BRL-TSW-S03.jpeg | [47 empty] | 0 | 0 | 0 | [6 empty] | 0 | 1 | 1 | EA | 1 | Lighting Controls | [27 empty] | Other Lighting Controls | [242 empty] | <a href="https://assets.lutron.com/a/documents/040429.pdf" target="_blank">Installation Instructions</a> | [23 empty] | 10.000 DW |  |  | 2.0000 IN | [89 empty] | 1.000 EA | 1.000 EA | [35 empty] | No | [42 empty] | https://www.lutron.com/TechnicalDocumentLibrary/369612.pdf | [7 empty] | Shelf Stock | [39 empty] | 52161525 | [6 empty] | <a href="https://lutron.widen.net/content/fomoe9knmc/mp4/Ecom_PicoBenefits_video.mp4" target="_blank">Product Video Clip</a> | [6 empty] | <a href="https://www.lutron.com/TechnicalDocumentLibrary/369-119_Wallbox_Warranty.pdf" target="_blank">Warranty Information</a> |  |  |  |  | 0.100 L | [14 empty] | 0 | 0 | 0 | 0 | Lighting Fixtures | 2018-04-25 15:28 | 2024-07-20 11:34 | 0000-00-00 00:00:00 | 2024-07-20 11:34 | 0000-00-00 00:00:00
1 | Lutron Electronics | PJ2-3BRL-TSW-S05 | 4460-9410 | 4460 | 9410 | Lutron Electronics | PJ2-3BRL-TSW-S05.jpeg | 784276241755 | PICO 3BRL SHADE BLIND WHITE SATIN | Lutron 3-Button with Raise/Lower and Preset, Pico Smart Remote, with Shade Icons and Text ("Blind") - Midnight |  | 2 | 4 |  | PJ2-3BRL-TSW-S05.jpeg | http://grandbrass.xologic.com/vendors/4460/large/PJ2-3BRL-TSW-S05.jpeg | [47 empty] | 0 | 0 | 0 | [6 empty] | 0 | 1 | 1 | EA | 1 | Lighting Controls | [27 empty] | Other Lighting Controls | [242 empty] | <a href="https://assets.lutron.com/a/documents/040429.pdf" target="_blank">Installation Instructions</a> | [23 empty] | 10.000 DW |  |  | 2.0000 IN | [89 empty] | 1.000 EA | 1.000 EA | [35 empty] | No | [42 empty] | https://www.lutron.com/TechnicalDocumentLibrary/369612.pdf | [7 empty] | Shelf Stock | [39 empty] | 52161525 | [6 empty] | <a href="https://lutron.widen.net/content/fomoe9knmc/mp4/Ecom_PicoBenefits_video.mp4" target="_blank">Product Video Clip</a> | [6 empty] | <a href="https://www.lutron.com/TechnicalDocumentLibrary/369-119_Wallbox_Warranty.pdf" target="_blank">Warranty Information</a> |  |  |  |  | 0.100 L | [14 empty] | 0 | 0 | 0 | 0 | Lighting Fixtures | 2018-04-25 15:28 | 2024-07-20 11:41 | 0000-00-00 00:00:00 | 2024-07-20 11:41 | 0000-00-00 00:00:00
1 | Lutron Electronics | PJ2-3BRL-TBI-S02 | 4460-9411 | 4460 | 9411 | Lutron Electronics | PJ2-3BRL-TBI-S02.jpeg | 784276241854 | PICO 3BRL SHADE TEXT BISCUIT | Lutron 3-Button with Raise/Lower and Preset, Pico Smart Remote, with Shade Icons and Text ("Shade") - Biscuit |  | 2 | 4 |  | PJ2-3BRL-TBI-S02.jpeg | http://grandbrass.xologic.com/vendors/4460/large/PJ2-3BRL-TBI-S02.jpeg | [47 empty] | 0 | 0 | 0 | [6 empty] | 0 | 1 | 1 | EA | 1 | Lighting Controls | [27 empty] | Other Lighting Controls | [242 empty] | <a href="https://assets.lutron.com/a/documents/040429.pdf" target="_blank">Installation Instructions</a> | [23 empty] | 10.000 DW |  |  | 2.0000 IN | [89 empty] | 1.000 EA | 1.000 EA | [35 empty] | No | [42 empty] | https://www.lutron.com/TechnicalDocumentLibrary/369612.pdf | [7 empty] | Shelf Stock | [39 empty] | 52161525 | [6 empty] | <a href="https://lutron.widen.net/content/fomoe9knmc/mp4/Ecom_PicoBenefits_video.mp4" target="_blank">Product Video Clip</a> | [6 empty] | <a href="https://www.lutron.com/TechnicalDocumentLibrary/369-119_Wallbox_Warranty.pdf" target="_blank">Warranty Information</a> |  |  |  |  | 0.100 L | [14 empty] | 0 | 0 | 0 | 0 | Lighting Fixtures | 2018-04-25 15:28 | 2024-07-20 11:33 | 0000-00-00 00:00:00 | 2024-07-20 11:33 | 0000-00-00 00:00:00
1 | Lutron Electronics | PJ2-3BRL-TBI-S04 | 4460-9412 | 4460 | 9412 | Lutron Electronics | PJ2-3BRL-TBI-S04.jpeg | 784276241878 | PICO 3BRL SHADE SHEER BISCUIT | Lutron 3-Button with Raise/Lower and Preset, Pico Smart Remote, with Shade Icons and Text ("Sheer") - Biscuit |  | 2 | 4 |  | PJ2-3BRL-TBI-S04.jpeg | http://grandbrass.xologic.com/vendors/4460/large/PJ2-3BRL-TBI-S04.jpeg | [47 empty] | 0 | 0 | 0 | [6 empty] | 0 | 1 | 1 | EA | 1 | Lighting Controls | [27 empty] | Other Lighting Controls | [242 empty] | <a href="https://assets.lutron.com/a/documents/040429.pdf" target="_blank">Installation Instructions</a> | [23 empty] | 10.000 DW |  |  | 2.0000 IN | [89 empty] | 1.000 EA | 1.000 EA | [35 empty] | No | [42 empty] | https://www.lutron.com/TechnicalDocumentLibrary/369612.pdf | [7 empty] | Shelf Stock | [39 empty] | 52161525 | [6 empty] | <a href="https://lutron.widen.net/content/fomoe9knmc/mp4/Ecom_PicoBenefits_video.mp4" target="_blank">Product Video Clip</a> | [6 empty] | <a href="https://www.lutron.com/TechnicalDocumentLibrary/369-119_Wallbox_Warranty.pdf" target="_blank">Warranty Information</a> |  |  |  |  | 0.100 L | [14 empty] | 0 | 0 | 0 | 0 | Lighting Fixtures | 2018-04-25 15:28 | 2024-07-20 11:36 | 0000-00-00 00:00:00 | 2024-07-20 11:36 | 0000-00-00 00:00:00
1 | Lutron Electronics | CTCL-150H-WH-C | 4460-9414 | 4460 | 9414 | Lutron Electronics | CTCL-150H-WH-C.jpg | 784276800327 | CONTOUR 150W STO CLAM CAD WH CANADA | Skylark Contour slide-to-off Dimmer, CFL/LED (screw-base), Incandescent/Halogen, single-pole, 150W CFL/LED or 600W inc/hal in white, clamshell packaging for Canada |  | 4 | 6 |  | CTCL-150H-WH-C.jpg | http://grandbrass.xologic.com/vendors/4460/large/CTCL-150H-WH-C.jpg | [47 empty] | 0 | 0 | 0 | [6 empty] | 0 | 1 | 1 | EA | 1 | Lighting Controls | [27 empty] | Dimmers | [49 empty] | <a href="https://www.lutron.com/TechnicalDocumentLibrary/Skylark_Contour_slide_to_off_LED+dimmer_sell_sheet.pdf" target="_blank">Manufacturer Brochure</a> | [192 empty] | <a href="https://www.lutron.com/TechnicalDocumentLibrary/0301882.pdf" target="_blank">Installation Instructions</a> | [23 empty] | 2.000 DW |  |  | 2.5000 IN | [89 empty] | 1.000 EA | 1.000 EA | [35 empty] | No | [42 empty] | https://www.lutron.com/TechnicalDocumentLibrary/3691051_Spec.pdf | [7 empty] | Shelf Stock | [13 empty] | <a href="https://www.lutron.com/TechnicalDocumentLibrary/368-4493_Page_2.pdf" target="_blank">Tech Drawing</a> | [25 empty] | 39122206 | [13 empty] | <a href="https://www.lutron.com/TechnicalDocumentLibrary/369-119_Wallbox_Warranty.pdf" target="_blank">Warranty Information</a> |  |  |  |  | 0.200 L | [14 empty] | 0 | 0 | 0 | 0 | Lighting Fixtures | 2018-04-25 15:29 | 2024-07-20 11:28 | 0000-00-00 00:00:00 | 2024-07-20 11:28 | 0000-00-00 00:00:00 | [6 empty] | White
4 | Lutron Electronics | LWT-TGG-CBL | 4460-9415 | 4460 | 9415 | Lutron Electronics | LWT-TGG-CBL.jpg | 784276158244 | NW AR WP 1 ACC PLDM, 2 GFK T OPNG IN CBL | Multigang Wallplate for New Architectural Controls and Accessories, Three-gang for 1 accessory or Palladiom keypad and 2 Grafik T controls in clear black glass |  | 6 | 4 |  | LWT-TGG-CBL.jpg | http://grandbrass.xologic.com/vendors/4460/large/LWT-TGG-CBL.jpg | [47 empty] | 0 | 0 | 0 | [6 empty] | 0 | 1 | 1 | EA | 1 | Lighting Controls |  |  | Fittings and Hardware |  | Electrical Hardware And Supplies |  | Wallplates | [20 empty] | Switch Plates | [242 empty] | <a href="https://www.lutron.com/TechnicalDocumentLibrary/041496.pdf" target="_blank">Installation Instructions</a> | [23 empty] | 20.000 DW |  |  | 1.0000 IN | [89 empty] | 1.000 EA | 1.000 EA | [35 empty] | No | [42 empty] | https://www.lutron.com/TechnicalDocumentLibrary/369830_FRE.pdf | [7 empty] | Shelf Stock | [39 empty] | 39121704 | [13 empty] | <a href="https://www.lutron.com/TechnicalDocumentLibrary/043492.pdf" target="_blank">Warranty Information</a> |  |  |  |  | 0.500 L | [14 empty] | 0 | 0 | 0 | 0 | Electrical | 2018-04-25 15:29 | 2024-07-20 11:25 | 0000-00-00 00:00:00 | 2025-11-29 02:00 | 0000-00-00 00:00:00
1 | Lutron Electronics | PJ2-4B-GIV-P03 | 4460-9421 | 4460 | 9421 | Lutron Electronics | PJ2-4B-GIV-P03_Any-Room.jpeg?w=1500 | 784276240437 | PICO 4B ANY ROOM SCENE GIV | Pico Wireless Control, 4-button, 434 MHz, scene control of lights, any room engraving, in ivory |  | 0.5 | 5.75 | [50 empty] | 0 | 0 | 0 | [6 empty] | 0 | 1 | 1 | EA | 1 | Lighting Controls | [27 empty] | Other Lighting Controls | [49 empty] | <a href="https://www.lutron.com/TechnicalDocumentLibrary/3672499_Caseta_Brochure.pdf" target="_blank">Manufacturer Brochure</a> | [192 empty] | <a href="https://www.lutron.com/TechnicalDocumentLibrary/041481.pdf" target="_blank">Installation Instructions</a> | [23 empty] | 2.000 DW |  |  | 3.8800 IN | [89 empty] | 1.000 EA | 1.000 EA | [35 empty] | No | [42 empty] | https://www.lutron.com/TechnicalDocumentLibrary/3691066_SPA.pdf | [7 empty] | Shelf Stock | [39 empty] | 52161525 | [6 empty] | <a href="https://lutron.widen.net/content/fomoe9knmc/MP4/Ecom_PicoBenefits_video.MP4?w=2048" target="_blank">Product Video Clip</a> | [6 empty] | <a href="https://www.lutron.com/TechnicalDocumentLibrary/369-119_Wallbox_Warranty.pdf" target="_blank">Warranty Information</a> |  |  |  |  | 0.050 L | [14 empty] | 0 | 0 | 0 | 0 | Lighting Fixtures | 2018-04-25 15:29 | 2024-07-20 11:22 | 0000-00-00 00:00:00 | 2024-07-20 11:22 | 0000-00-00 00:00:00
1 | Lutron Electronics | PJ2-4B-TSW-P03 | 4460-9422 | 4460 | 9422 | Lutron Electronics | PJ2-4B-TSW-P03_Any-Room.jpeg?w=1500 | 784276240451 | PICO 4B ANY ROOM SCENE TSW | Pico Wireless Control, 4-button, 434 MHz, scene control of lights, any room engraving, in snow |  | 0.5 | 5.75 | [50 empty] | 0 | 0 | 0 | [6 empty] | 0 | 1 | 1 | EA | 1 | Lighting Controls | [27 empty] | Other Lighting Controls | [49 empty] | <a href="https://www.lutron.com/TechnicalDocumentLibrary/3672499_Caseta_Brochure.pdf" target="_blank">Manufacturer Brochure</a> | [192 empty] | <a href="https://www.lutron.com/TechnicalDocumentLibrary/041481.pdf" target="_blank">Installation Instructions</a> | [23 empty] | 2.000 DW |  |  | 3.8800 IN | [89 empty] | 1.000 EA | 1.000 EA | [35 empty] | No | [42 empty] | https://www.lutron.com/TechnicalDocumentLibrary/3691066_SPA.pdf | [7 empty] | Shelf Stock | [39 empty] | 52161525 | [6 empty] | <a href="https://lutron.widen.net/content/fomoe9knmc/MP4/Ecom_PicoBenefits_video.MP4?w=2048" target="_blank">Product Video Clip</a> | [6 empty] | <a href="https://www.lutron.com/TechnicalDocumentLibrary/369-119_Wallbox_Warranty.pdf" target="_blank">Warranty Information</a> |  |  |  |  | 0.050 L | [14 empty] | 0 | 0 | 0 | 0 | Lighting Fixtures | 2018-04-25 15:29 | 2024-07-20 11:26 | 0000-00-00 00:00:00 | 2024-07-20 11:26 | 0000-00-00 00:00:00
1 | Lutron Electronics | PJ2-2B-GLA-P02 | 4460-9423 | 4460 | 9423 | Lutron Electronics | PJ2-2B-GLA-P01_Entry.jpeg | 784276240628 | PICO 2B BEDSIDE SCENE GLA | Lutron 2-Button Scene Pico Smart Remote, with Pre-engraved Text-"Alert/Goodnight" - Light Almond |  | 0.5 | 5.75 |  | PJ2-2B-GLA-P01_Entry.jpeg | http://grandbrass.xologic.com/vendors/4460/large/PJ2-2B-GLA-P01_Entry.jpeg | [47 empty] | 0 | 0 | 0 | [6 empty] | 0 | 1 | 1 | EA | 1 | Lighting Controls | [27 empty] | Other Lighting Controls | [49 empty] | <a href="https://www.lutron.com/TechnicalDocumentLibrary/3672499_Caseta_Brochure.pdf" target="_blank">Manufacturer Brochure</a> | [192 empty] | <a href="https://www.lutron.com/TechnicalDocumentLibrary/040429.pdf" target="_blank">Installation Instructions</a> | [23 empty] | 2.000 DW |  |  | 3.8800 IN | [89 empty] | 1.000 EA | 1.000 EA | [35 empty] | No | [42 empty] | https://www.lutron.com/TechnicalDocumentLibrary/3691066_SPA.pdf | [7 empty] | Shelf Stock | [39 empty] | 52161525 | [6 empty] | <a href="https://lutron.widen.net/content/fomoe9knmc/mp4/Ecom_PicoBenefits_video.mp4" target="_blank">Product Video Clip</a> | [6 empty] | <a href="https://www.lutron.com/TechnicalDocumentLibrary/369-119_Wallbox_Warranty.pdf" target="_blank">Warranty Information</a> |  |  |  |  | 0.050 L | [14 empty] | 0 | 0 | 0 | 0 | Lighting Fixtures | 2018-04-25 15:29 | 2024-07-20 11:25 | 0000-00-00 00:00:00 | 2024-07-20 11:25 | 0000-00-00 00:00:00
1 | Lutron Electronics | PJ2-4B-TMN-L21 | 4460-9424 | 4460 | 9424 | Lutron Electronics | Ecom_PJ2-4B-TMN-S31_NoWallPlate.jpeg?w=1500 | 784276240864 | PICO 4B 2 GROUP LIGHT CONTROL MN | Pico Wireless Control, 4-button, 434 MHz, 2-group control of lights, standard engraving, in midnight |  | 2 | 4 | [50 empty] | 0 | 0 | 0 | [6 empty] | 0 | 1 | 1 | EA | 1 | Lighting Controls | [27 empty] | Other Lighting Controls | [242 empty] | <a href="https://www.lutron.com/TechnicalDocumentLibrary/041481.pdf" target="_blank">Installation Instructions</a> | [23 empty] | 15.000 DW |  |  | 2.0000 IN | [89 empty] | 1.000 EA | 1.000 EA | [35 empty] | No | [42 empty] | https://www.lutron.com/TechnicalDocumentLibrary/369847.pdf | [7 empty] | Shelf Stock | [39 empty] | 52161525 | [6 empty] | <a href="https://lutron.widen.net/content/fomoe9knmc/MP4/Ecom_PicoBenefits_video.MP4?w=2048" target="_blank">Product Video Clip</a> | [6 empty] | <a href="https://www.lutron.com/TechnicalDocumentLibrary/369-119_Wallbox_Warranty.pdf" target="_blank">Warranty Information</a> |  |  |  |  | 0.100 L | [14 empty] | 0 | 0 | 0 | 0 | Lighting Fixtures | 2018-04-25 15:29 | 2024-07-20 11:25 | 0000-00-00 00:00:00 | 2024-07-20 11:25 | 0000-00-00 00:00:00
1 | Lutron Electronics | PJ2-4B-TMN-L41 | 4460-9425 | 4460 | 9425 | Lutron Electronics | PJ2-4B-TMN-P03_Any-Room.jpeg?w=1500 | 784276240888 | PICO 4B 4 GROUP TOGGLE CONTROL MN | Pico Wireless Control, 4-button, 434 MHz, 4-group toggle, standard engraving, in midnight |  | 2 | 4 | [50 empty] | 0 | 0 | 0 | [6 empty] | 0 | 1 | 1 | EA | 1 | Lighting Controls | [27 empty] | Other Lighting Controls | [242 empty] | <a href="https://www.lutron.com/TechnicalDocumentLibrary/041481.pdf" target="_blank">Installation Instructions</a> | [23 empty] | 10.000 DW |  |  | 2.0000 IN | [89 empty] | 1.000 EA | 1.000 EA | [35 empty] | No | [42 empty] | https://www.lutron.com/TechnicalDocumentLibrary/369847.pdf | [7 empty] | Shelf Stock | [39 empty] | 52161525 | [6 empty] | <a href="https://lutron.widen.net/content/fomoe9knmc/MP4/Ecom_PicoBenefits_video.MP4?w=2048" target="_blank">Product Video Clip</a> | [6 empty] | <a href="https://www.lutron.com/TechnicalDocumentLibrary/369-119_Wallbox_Warranty.pdf" target="_blank">Warranty Information</a> |  |  |  |  | 0.100 L | [14 empty] | 0 | 0 | 0 | 0 | Lighting Fixtures | 2018-04-25 15:29 | 2024-07-20 11:22 | 0000-00-00 00:00:00 | 2024-07-20 11:22 | 0000-00-00 00:00:00
1 | Lutron Electronics | PJ2-4B-TBI-S21 | 4460-9427 | 4460 | 9427 | Lutron Electronics | Ecom_PJ2-4B-TBI-LS21_NoWallPlate.jpeg?w=1500 | 784276241106 | PICO 4B 2 GROUP SHADE CONTROL BI | Pico Wireless Control, 4-button, 434 MHz, 2-group control of shades, standard engraving, in biscuit |  | 2 | 4 | [50 empty] | 0 | 0 | 0 | [6 empty] | 0 | 1 | 1 | EA | 1 | Lighting Controls | [27 empty] | Other Lighting Controls | [242 empty] | <a href="https://www.lutron.com/TechnicalDocumentLibrary/041481.pdf" target="_blank">Installation Instructions</a> | [23 empty] | 10.000 DW |  |  | 2.0000 IN | [89 empty] | 1.000 EA | 1.000 EA | [35 empty] | No | [42 empty] | https://www.lutron.com/TechnicalDocumentLibrary/369847.pdf | [7 empty] | Shelf Stock | [39 empty] | 52161525 | [6 empty] | <a href="https://lutron.widen.net/content/fomoe9knmc/MP4/Ecom_PicoBenefits_video.MP4?w=2048" target="_blank">Product Video Clip</a> | [6 empty] | <a href="https://www.lutron.com/TechnicalDocumentLibrary/369-119_Wallbox_Warranty.pdf" target="_blank">Warranty Information</a> |  |  |  |  | 0.100 L | [14 empty] | 0 | 0 | 0 | 0 | Lighting Fixtures | 2018-04-25 15:29 | 2024-07-20 11:29 | 0000-00-00 00:00:00 | 2024-07-20 11:29 | 0000-00-00 00:00:00
1 | Lutron Electronics | PJ2-2BRL-TMN-S01 | 4460-9428 | 4460 | 9428 | Lutron Electronics | PJ2-2BRL-TMN-S01.jpeg | 784276241397 | PICO 2BRL SHADE ICON BLACK SATIN | Lutron 2-Button with Raise/Lower, Pico Smart Remote, with Shade Icons - Midnight |  | 2 | 4 |  | PJ2-2BRL-TMN-S01.jpeg | http://grandbrass.xologic.com/vendors/4460/large/PJ2-2BRL-TMN-S01.jpeg | [47 empty] | 0 | 0 | 0 | [6 empty] | 0 | 1 | 1 | EA | 1 | Lighting Controls | [27 empty] | Other Lighting Controls | [242 empty] | <a href="https://assets.lutron.com/a/documents/040429.pdf" target="_blank">Installation Instructions</a> | [23 empty] | 10.000 DW |  |  | 2.0000 IN | [89 empty] | 1.000 EA | 1.000 EA | [35 empty] | No | [42 empty] | https://www.lutron.com/TechnicalDocumentLibrary/369612.pdf | [7 empty] | Shelf Stock | [39 empty] | 52161525 | [6 empty] | <a href="https://lutron.widen.net/content/fomoe9knmc/mp4/Ecom_PicoBenefits_video.mp4" target="_blank">Product Video Clip</a> | [6 empty] | <a href="https://www.lutron.com/TechnicalDocumentLibrary/369-119_Wallbox_Warranty.pdf" target="_blank">Warranty Information</a> |  |  |  |  | 0.100 L | [14 empty] | 0 | 0 | 0 | 0 | Lighting Fixtures | 2018-04-25 15:29 | 2024-07-20 11:40 | 0000-00-00 00:00:00 | 2024-07-20 11:40 | 0000-00-00 00:00:00
1 | Lutron Electronics | PJ2-2BRL-TSW-S01 | 4460-9429 | 4460 | 9429 | Lutron Electronics | PJ2-2BRL-TSW-S01.jpeg | 784276241434 | PICO 2BRL SHADE ICON WHITE SATIN | Lutron 2-Button with Raise/Lower, Pico Smart Remote, with Shade Icons - Snow |  | 2 | 4 |  | PJ2-2BRL-TSW-S01.jpeg | http://grandbrass.xologic.com/vendors/4460/large/PJ2-2BRL-TSW-S01.jpeg | [47 empty] | 0 | 0 | 0 | [6 empty] | 0 | 1 | 1 | EA | 1 | Lighting Controls | [27 empty] | Other Lighting Controls | [242 empty] | <a href="https://assets.lutron.com/a/documents/040429.pdf" target="_blank">Installation Instructions</a> | [23 empty] | 10.000 DW |  |  | 2.0000 IN | [89 empty] | 1.000 EA | 1.000 EA | [35 empty] | No | [42 empty] | https://www.lutron.com/TechnicalDocumentLibrary/369612.pdf | [7 empty] | Shelf Stock | [39 empty] | 52161525 | [6 empty] | <a href="https://lutron.widen.net/content/fomoe9knmc/mp4/Ecom_PicoBenefits_video.mp4" target="_blank">Product Video Clip</a> | [6 empty] | <a href="https://www.lutron.com/TechnicalDocumentLibrary/369-119_Wallbox_Warranty.pdf" target="_blank">Warranty Information</a> |  |  |  |  | 0.100 L | [14 empty] | 0 | 0 | 0 | 0 | Lighting Fixtures | 2018-04-25 15:29 | 2024-07-20 11:41 | 0000-00-00 00:00:00 | 2024-07-20 11:41 | 0000-00-00 00:00:00
1 | Lutron Electronics | PJ2-3BRL-TMN-A02 | 4460-9430 | 4460 | 9430 | Lutron Electronics | PJ2-3BRL-TMN-A02.jpeg | 784276241670 | PICO 3BRL AUDIO MN | Lutron Pico Smart Remote for Audio, Works with Sonos, with Audio Icons - Midnight |  | 2 | 4 |  | PJ2-3BRL-TMN-A02.jpeg | http://grandbrass.xologic.com/vendors/4460/large/PJ2-3BRL-TMN-A02.jpeg | [47 empty] | 0 | 0 | 0 | [6 empty] | 0 | 1 | 1 | EA | 1 | Lighting Controls | [27 empty] | Other Lighting Controls | [49 empty] | <a href="https://www.lutron.com/TechnicalDocumentLibrary/3672499_Caseta_Brochure.pdf" target="_blank">Manufacturer Brochure</a> | [192 empty] | <a href="https://www.lutron.com/TechnicalDocumentLibrary/040429.pdf" target="_blank">Installation Instructions</a> | [23 empty] | 2.000 DW |  |  | 2.0000 IN | [89 empty] | 1.000 EA | 1.000 EA | [35 empty] | No | [42 empty] | https://www.lutron.com/TechnicalDocumentLibrary/3691021.pdf | [7 empty] | Shelf Stock | [39 empty] | 52161525 | [6 empty] | <a href="https://lutron.widen.net/content/fomoe9knmc/mp4/Ecom_PicoBenefits_video.mp4" target="_blank">Product Video Clip</a> | [6 empty] | <a href="https://www.lutron.com/TechnicalDocumentLibrary/369-119_Wallbox_Warranty.pdf" target="_blank">Warranty Information</a> |  |  |  |  | 0.100 L | [14 empty] | 0 | 0 | 0 | 0 | Lighting Fixtures | 2018-04-25 15:29 | 2024-07-20 11:33 | 0000-00-00 00:00:00 | 2024-07-20 11:33 | 0000-00-00 00:00:00
1 | Lutron Electronics | PJ2-3BRL-TSW-S01 | 4460-9431 | 4460 | 9431 | Lutron Electronics | PJ2-3BRL-TSW-S01.jpeg | 784276241717 | PICO 3BRL SHADE ICON WHITE SATIN | Lutron 3-Button with Raise/Lower and Preset, Pico Smart Remote, with Shade Icons - Snow |  | 2 | 4 |  | PJ2-3BRL-TSW-S01.jpeg | http://grandbrass.xologic.com/vendors/4460/large/PJ2-3BRL-TSW-S01.jpeg | [47 empty] | 0 | 0 | 0 | [6 empty] | 0 | 1 | 1 | EA | 1 | Lighting Controls | [27 empty] | Other Lighting Controls | [242 empty] | <a href="https://assets.lutron.com/a/documents/040429.pdf" target="_blank">Installation Instructions</a> | [23 empty] | 10.000 DW |  |  | 2.0000 IN | [89 empty] | 1.000 EA | 1.000 EA | [35 empty] | No | [42 empty] | https://www.lutron.com/TechnicalDocumentLibrary/369612.pdf | [7 empty] | Shelf Stock | [39 empty] | 52161525 | [6 empty] | <a href="https://lutron.widen.net/content/fomoe9knmc/mp4/Ecom_PicoBenefits_video.mp4" target="_blank">Product Video Clip</a> | [6 empty] | <a href="https://www.lutron.com/TechnicalDocumentLibrary/369-119_Wallbox_Warranty.pdf" target="_blank">Warranty Information</a> |  |  |  |  | 0.100 L | [14 empty] | 0 | 0 | 0 | 0 | Lighting Fixtures | 2018-04-25 15:29 | 2024-07-20 11:31 | 0000-00-00 00:00:00 | 2024-07-20 11:31 | 0000-00-00 00:00:00
1 | Lutron Electronics | PJ2-3BRL-TBI-S06 | 4460-9432 | 4460 | 9432 | Lutron Electronics | PJ2-3BRL-TBI-S06.jpeg | 784276241892 | PICO 3BRL SKYLIGHTS BISCUIT | Lutron 3-Button with Raise/Lower and Preset, Pico Smart Remote, with Shade Icons and Text ("Skylight") - Biscuit |  | 2 | 4 |  | PJ2-3BRL-TBI-S06.jpeg | http://grandbrass.xologic.com/vendors/4460/large/PJ2-3BRL-TBI-S06.jpeg | [47 empty] | 0 | 0 | 0 | [6 empty] | 0 | 1 | 1 | EA | 1 | Lighting Controls | [27 empty] | Other Lighting Controls | [242 empty] | <a href="https://assets.lutron.com/a/documents/040429.pdf" target="_blank">Installation Instructions</a> | [23 empty] | 10.000 DW |  |  | 2.0000 IN | [89 empty] | 1.000 EA | 1.000 EA | [35 empty] | No | [42 empty] | https://www.lutron.com/TechnicalDocumentLibrary/369612.pdf | [7 empty] | Shelf Stock | [39 empty] | 52161525 | [6 empty] | <a href="https://lutron.widen.net/content/fomoe9knmc/mp4/Ecom_PicoBenefits_video.mp4" target="_blank">Product Video Clip</a> | [6 empty] | <a href="https://www.lutron.com/TechnicalDocumentLibrary/369-119_Wallbox_Warranty.pdf" target="_blank">Warranty Information</a> |  |  |  |  | 0.100 L | [14 empty] | 0 | 0 | 0 | 0 | Lighting Fixtures | 2018-04-25 15:29 | 2024-07-20 11:41 | 0000-00-00 00:00:00 | 2024-07-20 11:41 | 0000-00-00 00:00:00
1 | Lutron Electronics | PJ2-3BRL-TBI-S09 | 4460-9433 | 4460 | 9433 | Lutron Electronics | PJ2-3BRL-TBI-S09.jpeg | 784276241922 | PICO 3BRL SHADE BISCUIT | Lutron 3-Button with Raise/Lower and Preset, Pico Smart Remote, with Shade Icons and Text ("Blind") for Horizontal Sheer Blinds - Biscuit |  | 2.3 | 4.5 |  | PJ2-3BRL-TBI-S09.jpeg | http://grandbrass.xologic.com/vendors/4460/large/PJ2-3BRL-TBI-S09.jpeg | [47 empty] | 0 | 0 | 0 | [6 empty] | 0 | 1 | 1 | EA | 1 | Lighting Controls | [27 empty] | Other Lighting Controls | [242 empty] | <a href="https://assets.lutron.com/a/documents/040429.pdf" target="_blank">Installation Instructions</a> | [23 empty] | 10.000 DW |  |  | 2.3000 IN | [89 empty] | 1.000 EA | 1.000 EA | [35 empty] | No | [42 empty] | https://www.lutron.com/TechnicalDocumentLibrary/369612.pdf | [7 empty] | Shelf Stock | [39 empty] | 52161525 | [13 empty] | <a href="https://www.lutron.com/TechnicalDocumentLibrary/369-119_Wallbox_Warranty.pdf" target="_blank">Warranty Information</a> |  |  |  |  | 0.100 L | [14 empty] | 0 | 0 | 0 | 0 | Lighting Fixtures | 2018-04-25 15:29 | 2024-07-20 11:36 | 0000-00-00 00:00:00 | 2024-07-20 11:36 | 0000-00-00 00:00:00
1 | Lutron Electronics | PJ2-2B-TBI-P02 | 4460-9434 | 4460 | 9434 | Lutron Electronics | PJ2-2B-TBI-P02_Bedside.jpeg | 784276243773 | PICO 2B BEDSIDE SCENE TBI | Lutron 2-Button Scene Pico Smart Remote, with Pre-engraved Text-"Alert/Goodnight" - Biscuit |  | 0.5 | 5.75 |  | PJ2-2B-TBI-P02_Bedside.jpeg | http://grandbrass.xologic.com/vendors/4460/large/PJ2-2B-TBI-P02_Bedside.jpeg | [47 empty] | 0 | 0 | 0 | [6 empty] | 0 | 1 | 1 | EA | 1 | Lighting Controls | [27 empty] | Other Lighting Controls | [49 empty] | <a href="https://www.lutron.com/TechnicalDocumentLibrary/3672499_Caseta_Brochure.pdf" target="_blank">Manufacturer Brochure</a> | [192 empty] | <a href="https://www.lutron.com/TechnicalDocumentLibrary/040429.pdf" target="_blank">Installation Instructions</a> | [23 empty] | 2.000 DW |  |  | 3.8800 IN | [89 empty] | 1.000 EA | 1.000 EA | [35 empty] | No | [42 empty] | https://www.lutron.com/TechnicalDocumentLibrary/3691066_SPA.pdf | [7 empty] | Shelf Stock | [39 empty] | 52161525 | [6 empty] | <a href="https://lutron.widen.net/content/fomoe9knmc/mp4/Ecom_PicoBenefits_video.mp4" target="_blank">Product Video Clip</a> | [6 empty] | <a href="https://www.lutron.com/TechnicalDocumentLibrary/369-119_Wallbox_Warranty.pdf" target="_blank">Warranty Information</a> |  |  |  |  | 0.050 L | [14 empty] | 0 | 0 | 0 | 0 | Lighting Fixtures | 2018-04-25 15:29 | 2024-07-20 11:22 | 0000-00-00 00:00:00 | 2024-07-20 11:22 | 0000-00-00 00:00:00
1 | Lutron Electronics | CTCL-150H-LA-C | 4460-9435 | 4460 | 9435 | Lutron Electronics | CTCL-150H-LA-C.jpg | 784276244169 | CONTOUR STO CLAMSHELL LA CANADA | Skylark Contour slide-to-off Dimmer, CFL/LED (screw-base), Incandescent/Halogen, single-pole, 150W CFL/LED or 600W inc/hal in light almond, clamshell packaging for Canada |  | 4 | 6 |  | CTCL-150H-LA-C.jpg | http://grandbrass.xologic.com/vendors/4460/large/CTCL-150H-LA-C.jpg | [47 empty] | 0 | 0 | 0 | [6 empty] | 0 | 1 | 1 | EA | 1 | Lighting Controls | [27 empty] | Dimmers | [49 empty] | <a href="https://www.lutron.com/TechnicalDocumentLibrary/Skylark_Contour_slide_to_off_LED+dimmer_sell_sheet.pdf" target="_blank">Manufacturer Brochure</a> | [192 empty] | <a href="https://www.lutron.com/TechnicalDocumentLibrary/0301882.pdf" target="_blank">Installation Instructions</a> | [23 empty] | 2.000 DW |  |  | 2.5000 IN | [89 empty] | 1.000 EA | 1.000 EA | [35 empty] | No | [42 empty] | https://www.lutron.com/TechnicalDocumentLibrary/3691051_Spec.pdf | [7 empty] | Shelf Stock | [13 empty] | <a href="https://www.lutron.com/TechnicalDocumentLibrary/368-4493_Page_2.pdf" target="_blank">Tech Drawing</a> | [25 empty] | 39122206 | [13 empty] | <a href="https://www.lutron.com/TechnicalDocumentLibrary/369-119_Wallbox_Warranty.pdf" target="_blank">Warranty Information</a> |  |  |  |  | 0.200 L | [14 empty] | 0 | 0 | 0 | 0 | Lighting Fixtures | 2018-04-25 15:29 | 2024-07-20 11:29 | 0000-00-00 00:00:00 | 2024-07-20 11:29 | 0000-00-00 00:00:00
1 | Lutron Electronics | CTCL-150H-IV-C | 4460-9439 | 4460 | 9439 | Lutron Electronics | CTCL-150H-IV-C.jpg | 784276244244 | CONTOUR STO CLAMSHELL IV CANADA | Skylark Contour slide-to-off Dimmer, CFL/LED (screw-base), Incandescent/Halogen, single-pole, 150W CFL/LED or 600W inc/hal in ivory, clamshell packaging for Canada |  | 4 | 6 |  | CTCL-150H-IV-C.jpg | http://grandbrass.xologic.com/vendors/4460/large/CTCL-150H-IV-C.jpg | [47 empty] | 0 | 0 | 0 | [6 empty] | 0 | 1 | 1 | EA | 1 | Lighting Controls | [27 empty] | Dimmers | [49 empty] | <a href="https://www.lutron.com/TechnicalDocumentLibrary/Skylark_Contour_slide_to_off_LED+dimmer_sell_sheet.pdf" target="_blank">Manufacturer Brochure</a> | [192 empty] | <a href="https://www.lutron.com/TechnicalDocumentLibrary/0301882.pdf" target="_blank">Installation Instructions</a> | [23 empty] | 2.000 DW |  |  | 2.5000 IN | [89 empty] | 1.000 EA | 1.000 EA | [35 empty] | No | [42 empty] | https://www.lutron.com/TechnicalDocumentLibrary/3691051_Spec.pdf | [7 empty] | Shelf Stock | [13 empty] | <a href="https://www.lutron.com/TechnicalDocumentLibrary/368-4493_Page_2.pdf" target="_blank">Tech Drawing</a> | [25 empty] | 39122206 | [13 empty] | <a href="https://www.lutron.com/TechnicalDocumentLibrary/369-119_Wallbox_Warranty.pdf" target="_blank">Warranty Information</a> |  |  |  |  | 0.200 L | [14 empty] | 0 | 0 | 0 | 0 | Lighting Fixtures | 2018-04-25 15:29 | 2024-07-20 11:28 | 0000-00-00 00:00:00 | 2024-07-20 11:28 | 0000-00-00 00:00:00 | [6 empty] | Ivory
4 | Lutron Electronics | T120-9DC-3-BL | 4460-9442 | 4460 | 9442 | Lutron Electronics | T120-9DC-3-BL.jpg | 27557055789 | TRANSFORMER 120VAC/9V DC | Replacement low-voltage transformer for use for HomeWorks and RadioRA 2 |  | 5.25 | 3.75 |  | T120-9DC-3-BL.jpg | http://grandbrass.xologic.com/vendors/4460/large/T120-9DC-3-BL.jpg | [47 empty] | 0 | 0 | 0 | [6 empty] | 0 | 1 | 1 | EA | 1 | Specialty Items |  |  | Electrical Distribution Equipment |  | General Power Distribution |  | Power Supply Units | [20 empty] | Transformers | [242 empty] | <a href="https://www.lutron.com/TechnicalDocumentLibrary/044-159c.pdf" target="_blank">Installation Instructions</a> | [23 empty] | 10.000 DW |  |  | 5.2500 IN | [89 empty] | 1.000 EA | 1.000 EA | [35 empty] | No | [42 empty] | https://www.lutron.com/TechnicalDocumentLibrary/369561.pdf | [7 empty] | Shelf Stock | [39 empty] | 39121004 | [13 empty] | <a href="https://www.lutron.com/TechnicalDocumentLibrary/043492.pdf" target="_blank">Warranty Information</a> |  |  |  |  | 0.300 L | [14 empty] | 0 | 0 | 0 | 0 | Electrical | 2018-04-25 15:29 | 2024-07-20 11:32 | 0000-00-00 00:00:00 | 2025-11-29 02:00 | 0000-00-00 00:00:00 | [6 empty] | Black
1 | Lutron Electronics | LECL-153PH-LA-C | 4460-9443 | 4460 | 9443 | Lutron Electronics | Ecom_LECL-153PH-LA_nowallplate.jpeg?w=1500 | 784276166416 | LUMEA CL 150W CLAM CAD LIGHT ALMOND | Lumea LED+ Dimmer for LED, halogen, and incandescent dimmable bulbs for Canada in light almond |  | 4 | 6 | [50 empty] | 0 | 0 | 0 | [6 empty] | 0 | 1 | 1 | EA | 1 | Lighting Controls | [27 empty] | Dimmers | [242 empty] | <a href="https://www.lutron.com/TechnicalDocumentLibrary/0301882.pdf" target="_blank">Installation Instructions</a> | [23 empty] | 5.000 DW |  |  | 2.0000 IN | [89 empty] | 1.000 EA | 1.000 EA | [35 empty] | No | [42 empty] | https://www.lutron.com/TechnicalDocumentLibrary/3691001.pdf | [7 empty] | Shelf Stock | [13 empty] | <a href="https://www.lutron.com/TechnicalDocumentLibrary/368-4493_Page_5.pdf" target="_blank">Tech Drawing</a> | [25 empty] | 39122206 | [6 empty] | <a href="https://lutron.widen.net/content/stbdslloil/MP4/LED+-Dimmer-with-Wire-Leads-Installation_English.MP4?w=2048" target="_blank">Product Video Clip</a> | [6 empty] | <a href="https://www.lutron.com/TechnicalDocumentLibrary/369-119_Wallbox_Warranty.pdf" target="_blank">Warranty Information</a> |  |  |  |  | 0.300 L | [14 empty] | 0 | 0 | 0 | 0 | Lighting Fixtures | 2018-04-25 15:29 | 2024-07-20 11:18 | 0000-00-00 00:00:00 | 2024-07-20 11:18 | 0000-00-00 00:00:00
4 | Lutron Electronics | LUT-LBX-WH | 4460-9454 | 4460 | 9454 | Lutron Electronics | LUT-LBX-WH.jpg | 27557257978 | SYNTHETIC MINIMUM LOAD 120V | GRAFIK Eye Synthetic minimum load interface, 120 V |  | 5.25 | 3.75 |  | LUT-LBX-WH.jpg | http://grandbrass.xologic.com/vendors/4460/large/LUT-LBX-WH.jpg | [47 empty] | 0 | 0 | 0 | [6 empty] | 0 | 1 | 1 | EA | 1 | Lighting Controls |  |  | Electrical Distribution Equipment |  | Power Conditioning Equipment |  | Electrical Or Power Regulators | [20 empty] | Switch Plates | [242 empty] | <a href="https://www.lutron.com/TechnicalDocumentLibrary/030852a.pdf" target="_blank">Installation Instructions</a> | [23 empty] | 10.000 DW |  |  | 5.2500 IN | [89 empty] | 1.000 EA | 1.000 EA | [35 empty] | No | [42 empty] | https://www.lutron.com/TechnicalDocumentLibrary/LUT-LBX-1.pdf | [7 empty] | Shelf Stock | [39 empty] | 39121009 | [13 empty] | <a href="https://www.lutron.com/TechnicalDocumentLibrary/3601201A_Commercial_Limited_Warranty.pdf" target="_blank">Warranty Information</a> |  |  |  |  | 0.800 L | [14 empty] | 0 | 0 | 0 | 0 | Electrical | 2018-04-25 15:30 | 2024-07-20 11:30 | 0000-00-00 00:00:00 | 2025-11-29 02:00 | 0000-00-00 00:00:00 | [6 empty] | White
1 | Lutron Electronics | PJ2-4B-GBL-P03 | 4460-9457 | 4460 | 9457 | Lutron Electronics | PJ2-4B-GBL-P03_Any-Room.jpeg?w=1500 | 784276240420 | PICO 4B ANY ROOM SCENE GBL | Pico Wireless Control, 4-button, 434 MHz, scene control of lights, any room engraving, in black |  | 0.5 | 5.75 | [50 empty] | 0 | 0 | 0 | [6 empty] | 0 | 1 | 1 | EA | 1 | Lighting Controls | [27 empty] | Other Lighting Controls | [49 empty] | <a href="https://www.lutron.com/TechnicalDocumentLibrary/3672499_Caseta_Brochure.pdf" target="_blank">Manufacturer Brochure</a> | [192 empty] | <a href="https://www.lutron.com/TechnicalDocumentLibrary/041481.pdf" target="_blank">Installation Instructions</a> | [23 empty] | 2.000 DW |  |  | 3.8800 IN | [89 empty] | 1.000 EA | 1.000 EA | [35 empty] | No | [42 empty] | https://www.lutron.com/TechnicalDocumentLibrary/3691066_SPA.pdf | [7 empty] | Shelf Stock | [39 empty] | 52161525 | [6 empty] | <a href="https://lutron.widen.net/content/fomoe9knmc/MP4/Ecom_PicoBenefits_video.MP4?w=2048" target="_blank">Product Video Clip</a> | [6 empty] | <a href="https://www.lutron.com/TechnicalDocumentLibrary/369-119_Wallbox_Warranty.pdf" target="_blank">Warranty Information</a> |  |  |  |  | 0.050 L | [14 empty] | 0 | 0 | 0 | 0 | Lighting Fixtures | 2018-04-25 15:30 | 2024-07-20 11:36 | 0000-00-00 00:00:00 | 2024-07-20 11:36 | 0000-00-00 00:00:00
1 | Lutron Electronics | PJ2-4B-GLA-P03 | 4460-9458 | 4460 | 9458 | Lutron Electronics | PJ2-4B-GLA-P03_Any-Room.jpeg?w=1500 | 784276240444 | PICO 4B ANY ROOM SCENE GLA | Pico Wireless Control, 4-button, 434 MHz, scene control of lights, any room engraving, in light almond |  | 0.5 | 5.75 | [50 empty] | 0 | 0 | 0 | [6 empty] | 0 | 1 | 1 | EA | 1 | Lighting Controls | [27 empty] | Other Lighting Controls | [49 empty] | <a href="https://www.lutron.com/TechnicalDocumentLibrary/3672499_Caseta_Brochure.pdf" target="_blank">Manufacturer Brochure</a> | [192 empty] | <a href="https://www.lutron.com/TechnicalDocumentLibrary/041481.pdf" target="_blank">Installation Instructions</a> | [23 empty] | 2.000 DW |  |  | 3.8800 IN | [89 empty] | 1.000 EA | 1.000 EA | [35 empty] | No | [42 empty] | https://www.lutron.com/TechnicalDocumentLibrary/3691066_SPA.pdf | [7 empty] | Shelf Stock | [39 empty] | 52161525 | [6 empty] | <a href="https://lutron.widen.net/content/fomoe9knmc/MP4/Ecom_PicoBenefits_video.MP4?w=2048" target="_blank">Product Video Clip</a> | [6 empty] | <a href="https://www.lutron.com/TechnicalDocumentLibrary/369-119_Wallbox_Warranty.pdf" target="_blank">Warranty Information</a> |  |  |  |  | 0.050 L | [14 empty] | 0 | 0 | 0 | 0 | Lighting Fixtures | 2018-04-25 15:30 | 2024-07-20 11:24 | 0000-00-00 00:00:00 | 2024-07-20 11:24 | 0000-00-00 00:00:00
1 | Lutron Electronics | PJ2-2B-TSW-P02 | 4460-9459 | 4460 | 9459 | Lutron Electronics | PJ2-2B-TSW-P01_Entry.jpeg | 784276240635 | PICO 2B BEDSIDE SCENE TSW | Lutron 2-Button Scene Pico Smart Remote, with Pre-engraved Text-"Alert/Goodnight" - Snow |  | 0.5 | 5.75 |  | PJ2-2B-TSW-P01_Entry.jpeg | http://grandbrass.xologic.com/vendors/4460/large/PJ2-2B-TSW-P01_Entry.jpeg | [47 empty] | 0 | 0 | 0 | [6 empty] | 0 | 1 | 1 | EA | 1 | Lighting Controls | [27 empty] | Other Lighting Controls | [49 empty] | <a href="https://www.lutron.com/TechnicalDocumentLibrary/3672499_Caseta_Brochure.pdf" target="_blank">Manufacturer Brochure</a> | [192 empty] | <a href="https://www.lutron.com/TechnicalDocumentLibrary/040429.pdf" target="_blank">Installation Instructions</a> | [23 empty] | 2.000 DW |  |  | 3.8800 IN | [89 empty] | 1.000 EA | 1.000 EA | [35 empty] | No | [42 empty] | https://www.lutron.com/TechnicalDocumentLibrary/3691066_SPA.pdf | [7 empty] | Shelf Stock | [39 empty] | 52161525 | [6 empty] | <a href="https://lutron.widen.net/content/fomoe9knmc/mp4/Ecom_PicoBenefits_video.mp4" target="_blank">Product Video Clip</a> | [6 empty] | <a href="https://www.lutron.com/TechnicalDocumentLibrary/369-119_Wallbox_Warranty.pdf" target="_blank">Warranty Information</a> |  |  |  |  | 0.050 L | [14 empty] | 0 | 0 | 0 | 0 | Lighting Fixtures | 2018-04-25 15:30 | 2024-07-20 11:24 | 0000-00-00 00:00:00 | 2024-07-20 11:24 | 0000-00-00 00:00:00
1 | Lutron Electronics | PJ2-4B-TMN-L31 | 4460-9460 | 4460 | 9460 | Lutron Electronics | Ecom_PJ2-4B-TMN-L31_NoWallPlate.jpeg?w=1500 | 784276240857 | PICO 4B SCENE LIGHT CONTROL MN | Pico Wireless Control, 4-button, 434 MHz, scene control of lights, standard engraving, in midnight |  | 2.3 | 4.5 | [50 empty] | 0 | 0 | 0 | [6 empty] | 0 | 1 | 1 | EA | 1 | Lighting Controls | [27 empty] | Other Lighting Controls | [242 empty] | <a href="https://www.lutron.com/TechnicalDocumentLibrary/041481.pdf" target="_blank">Installation Instructions</a> | [23 empty] | 15.000 DW |  |  | 2.3000 IN | [89 empty] | 1.000 EA | 1.000 EA | [35 empty] | No | [42 empty] | https://www.lutron.com/TechnicalDocumentLibrary/369847.pdf | [7 empty] | Shelf Stock | [39 empty] | 52161525 | [6 empty] | <a href="https://lutron.widen.net/content/fomoe9knmc/MP4/Ecom_PicoBenefits_video.MP4?w=2048" target="_blank">Product Video Clip</a> | [6 empty] | <a href="https://www.lutron.com/TechnicalDocumentLibrary/369-119_Wallbox_Warranty.pdf" target="_blank">Warranty Information</a> |  |  |  |  | 0.100 L | [14 empty] | 0 | 0 | 0 | 0 | Lighting Fixtures | 2018-04-25 15:30 | 2024-07-20 11:29 | 0000-00-00 00:00:00 | 2024-07-20 11:29 | 0000-00-00 00:00:00
1 | Lutron Electronics | PJ2-4B-TMN-LS21 | 4460-9461 | 4460 | 9461 | Lutron Electronics | Ecom_PJ2-4B-TMN-LS21_NoWallPlate.jpeg?w=1500 | 784276240871 | PICO 4B 2 GROUP LIGHT/SHADE CONTROL MN | Pico Wireless Control, 4-button, 434 MHz, 2-group control of lights and shades, standard engraving, in midnight |  | 2 | 4 | [50 empty] | 0 | 0 | 0 | [6 empty] | 0 | 1 | 1 | EA | 1 | Lighting Controls | [27 empty] | Other Lighting Controls | [242 empty] | <a href="https://www.lutron.com/TechnicalDocumentLibrary/041481.pdf" target="_blank">Installation Instructions</a> | [23 empty] | 10.000 DW |  |  | 2.0000 IN | [89 empty] | 1.000 EA | 1.000 EA | [35 empty] | No | [42 empty] | https://www.lutron.com/TechnicalDocumentLibrary/369847.pdf | [7 empty] | Shelf Stock | [39 empty] | 52161525 | [6 empty] | <a href="https://lutron.widen.net/content/fomoe9knmc/MP4/Ecom_PicoBenefits_video.MP4?w=2048" target="_blank">Product Video Clip</a> | [6 empty] | <a href="https://www.lutron.com/TechnicalDocumentLibrary/369-119_Wallbox_Warranty.pdf" target="_blank">Warranty Information</a> |  |  |  |  | 0.100 L | [14 empty] | 0 | 0 | 0 | 0 | Lighting Fixtures | 2018-04-25 15:30 | 2024-07-20 11:28 | 0000-00-00 00:00:00 | 2024-07-20 11:28 | 0000-00-00 00:00:00
1 | Lutron Electronics | PJ2-4B-TBI-S31 | 4460-9462 | 4460 | 9462 | Lutron Electronics | Ecom_PJ2-4B-TBI-S31_NoWallPlate.jpeg?w=1500 | 784276241090 | PICO 4B SCENE SHADE CONTROL BI | Pico Wireless Control, 4-button, 434 MHz, scene control of shades, standard engraving, in biscuit |  | 2 | 4 | [50 empty] | 0 | 0 | 0 | [6 empty] | 0 | 1 | 1 | EA | 1 | Lighting Controls | [27 empty] | Other Lighting Controls | [242 empty] | <a href="https://www.lutron.com/TechnicalDocumentLibrary/041481.pdf" target="_blank">Installation Instructions</a> | [23 empty] | 10.000 DW |  |  | 2.0000 IN | [89 empty] | 1.000 EA | 1.000 EA | [35 empty] | No | [42 empty] | https://www.lutron.com/TechnicalDocumentLibrary/369847.pdf | [7 empty] | Shelf Stock | [39 empty] | 52161525 | [6 empty] | <a href="https://lutron.widen.net/content/fomoe9knmc/MP4/Ecom_PicoBenefits_video.MP4?w=2048" target="_blank">Product Video Clip</a> | [6 empty] | <a href="https://www.lutron.com/TechnicalDocumentLibrary/369-119_Wallbox_Warranty.pdf" target="_blank">Warranty Information</a> |  |  |  |  | 0.100 L | [14 empty] | 0 | 0 | 0 | 0 | Lighting Fixtures | 2018-04-25 15:30 | 2024-07-20 11:26 | 0000-00-00 00:00:00 | 2024-07-20 11:26 | 0000-00-00 00:00:00
1 | Lutron Electronics | PJ2-2BRL-TSW-L01 | 4460-9463 | 4460 | 9463 | Lutron Electronics | PJ2-2BRL-TSW-L01.jpeg | 784276241410 | PICO 2BRL LIGHT ICON SW | Lutron 2-Button with Raise/Lower, Pico Smart Remote, with Light Icons - Snow |  | 2 | 4 |  | PJ2-2BRL-TSW-L01.jpeg | http://grandbrass.xologic.com/vendors/4460/large/PJ2-2BRL-TSW-L01.jpeg | [47 empty] | 0 | 0 | 0 | [6 empty] | 0 | 1 | 1 | EA | 1 | Lighting Controls | [27 empty] | Other Lighting Controls | [242 empty] | <a href="https://www.lutron.com/TechnicalDocumentLibrary/040429.pdf" target="_blank">Installation Instructions</a> | [23 empty] | 10.000 DW |  |  | 2.0000 IN | [89 empty] | 1.000 EA | 1.000 EA | [35 empty] | No | [42 empty] | https://www.lutron.com/TechnicalDocumentLibrary/369612.pdf | [7 empty] | Shelf Stock | [39 empty] | 52161525 | [6 empty] | <a href="https://lutron.widen.net/content/fomoe9knmc/mp4/Ecom_PicoBenefits_video.mp4" target="_blank">Product Video Clip</a> | [6 empty] | <a href="https://www.lutron.com/TechnicalDocumentLibrary/369-119_Wallbox_Warranty.pdf" target="_blank">Warranty Information</a> |  |  |  |  | 0.100 L | [14 empty] | 0 | 0 | 0 | 0 | Lighting Fixtures | 2018-04-25 15:30 | 2024-07-20 11:29 | 0000-00-00 00:00:00 | 2024-07-20 11:29 | 0000-00-00 00:00:00
1 | Lutron Electronics | PJ2-2BRL-TBI-L01 | 4460-9464 | 4460 | 9464 | Lutron Electronics | PJ2-2BRL-TBI-L01.jpeg | 784276241458 | PICO 2BRL LIGHT ICON BI | Lutron 2-Button with Raise/Lower, Pico Smart Remote, with Light Icons - Biscuit |  | 2 | 4 |  | PJ2-2BRL-TBI-L01.jpeg | http://grandbrass.xologic.com/vendors/4460/large/PJ2-2BRL-TBI-L01.jpeg | [47 empty] | 0 | 0 | 0 | [6 empty] | 0 | 1 | 1 | EA | 1 | Lighting Controls | [27 empty] | Other Lighting Controls | [242 empty] | <a href="https://www.lutron.com/TechnicalDocumentLibrary/040429.pdf" target="_blank">Installation Instructions</a> | [23 empty] | 10.000 DW |  |  | 2.0000 IN | [89 empty] | 1.000 EA | 1.000 EA | [35 empty] | No | [42 empty] | https://www.lutron.com/TechnicalDocumentLibrary/369612.pdf | [7 empty] | Shelf Stock | [39 empty] | 52161525 | [6 empty] | <a href="https://lutron.widen.net/content/fomoe9knmc/mp4/Ecom_PicoBenefits_video.mp4" target="_blank">Product Video Clip</a> | [6 empty] | <a href="https://www.lutron.com/TechnicalDocumentLibrary/369-119_Wallbox_Warranty.pdf" target="_blank">Warranty Information</a> |  |  |  |  | 0.100 L | [14 empty] | 0 | 0 | 0 | 0 | Lighting Fixtures | 2018-04-25 15:30 | 2024-07-20 11:33 | 0000-00-00 00:00:00 | 2024-07-20 11:33 | 0000-00-00 00:00:00
1 | Lutron Electronics | PJ2-3BRL-TSW-L01 | 4460-9465 | 4460 | 9465 | Lutron Electronics | PJ2-3BRL-TSW-L01.jpeg | 784276241687 | PICO 3BRL LIGHT ICON SW | Lutron 3-Button with Raise/Lower and Preset, Pico Smart Remote, with Light Icons - Snow |  | 2 | 4 |  | PJ2-3BRL-TSW-L01.jpeg | http://grandbrass.xologic.com/vendors/4460/large/PJ2-3BRL-TSW-L01.jpeg | [47 empty] | 0 | 0 | 0 | [6 empty] | 0 | 1 | 1 | EA | 1 | Lighting Controls | [27 empty] | Other Lighting Controls | [242 empty] | <a href="https://www.lutron.com/TechnicalDocumentLibrary/040429.pdf" target="_blank">Installation Instructions</a> | [23 empty] | 10.000 DW |  |  | 2.0000 IN | [89 empty] | 1.000 EA | 1.000 EA | [35 empty] | No | [42 empty] | https://www.lutron.com/TechnicalDocumentLibrary/369612.pdf | [7 empty] | Shelf Stock | [39 empty] | 52161525 | [6 empty] | <a href="https://lutron.widen.net/content/fomoe9knmc/mp4/Ecom_PicoBenefits_video.mp4" target="_blank">Product Video Clip</a> | [6 empty] | <a href="https://www.lutron.com/TechnicalDocumentLibrary/369-119_Wallbox_Warranty.pdf" target="_blank">Warranty Information</a> |  |  |  |  | 0.100 L | [14 empty] | 0 | 0 | 0 | 0 | Lighting Fixtures | 2018-04-25 15:30 | 2024-07-20 11:34 | 0000-00-00 00:00:00 | 2024-07-20 11:34 | 0000-00-00 00:00:00
1 | Lutron Electronics | PJ2-3BRL-TSW-S02 | 4460-9466 | 4460 | 9466 | Lutron Electronics | PJ2-3BRL-TSW-S02.jpeg | 784276241724 | PICO 3BRL SHADE TEXT WHITE SATIN | Lutron 3-Button with Raise/Lower and Preset, Pico Smart Remote, with Shade Icons and Text ("Shade") - Snow |  | 2.3 | 4.5 |  | PJ2-3BRL-TSW-S02.jpeg | http://grandbrass.xologic.com/vendors/4460/large/PJ2-3BRL-TSW-S02.jpeg | [47 empty] | 0 | 0 | 0 | [6 empty] | 0 | 1 | 1 | EA | 1 | Lighting Controls | [27 empty] | Other Lighting Controls | [242 empty] | <a href="https://assets.lutron.com/a/documents/040429.pdf" target="_blank">Installation Instructions</a> | [23 empty] | 10.000 DW |  |  | 2.3000 IN | [89 empty] | 1.000 EA | 1.000 EA | [35 empty] | No | [42 empty] | https://www.lutron.com/TechnicalDocumentLibrary/369612.pdf | [7 empty] | Shelf Stock | [39 empty] | 52161525 | [6 empty] | <a href="https://lutron.widen.net/content/fomoe9knmc/mp4/Ecom_PicoBenefits_video.mp4" target="_blank">Product Video Clip</a> | [6 empty] | <a href="https://www.lutron.com/TechnicalDocumentLibrary/369-119_Wallbox_Warranty.pdf" target="_blank">Warranty Information</a> |  |  |  |  | 0.100 L | [14 empty] | 0 | 0 | 0 | 0 | Lighting Fixtures | 2018-04-25 15:30 | 2024-07-20 11:41 | 0000-00-00 00:00:00 | 2024-07-20 11:41 | 0000-00-00 00:00:00
1 | Lutron Electronics | PJ2-3BRL-TBI-S05 | 4460-9467 | 4460 | 9467 | Lutron Electronics | PJ2-3BRL-TBI-S05.jpeg | 784276241885 | PICO 3BRL SHADE BLIND BISCUIT | Lutron 3-Button with Raise/Lower and Preset, Pico Smart Remote, with Shade Icons and Text ("Blind") - Biscuit |  | 2 | 4 |  | PJ2-3BRL-TBI-S05.jpeg | http://grandbrass.xologic.com/vendors/4460/large/PJ2-3BRL-TBI-S05.jpeg | [47 empty] | 0 | 0 | 0 | [6 empty] | 0 | 1 | 1 | EA | 1 | Lighting Controls | [27 empty] | Other Lighting Controls | [242 empty] | <a href="https://assets.lutron.com/a/documents/040429.pdf" target="_blank">Installation Instructions</a> | [23 empty] | 10.000 DW |  |  | 2.0000 IN | [89 empty] | 1.000 EA | 1.000 EA | [35 empty] | No | [42 empty] | https://www.lutron.com/TechnicalDocumentLibrary/369612.pdf | [7 empty] | Shelf Stock | [39 empty] | 52161525 | [6 empty] | <a href="https://lutron.widen.net/content/fomoe9knmc/mp4/Ecom_PicoBenefits_video.mp4" target="_blank">Product Video Clip</a> | [6 empty] | <a href="https://www.lutron.com/TechnicalDocumentLibrary/369-119_Wallbox_Warranty.pdf" target="_blank">Warranty Information</a> |  |  |  |  | 0.100 L | [14 empty] | 0 | 0 | 0 | 0 | Lighting Fixtures | 2018-04-25 15:30 | 2024-07-20 11:44 | 0000-00-00 00:00:00 | 2024-07-20 11:44 | 0000-00-00 00:00:00
1 | Lutron Electronics | PJ2-3BRL-TBI-S07 | 4460-9468 | 4460 | 9468 | Lutron Electronics | PJ2-3BRL-TBI-S07.jpeg | 784276241908 | PICO 3BRL SHADE DRAPE BISCUIT | Lutron 3-Button with Raise/Lower and Preset, Pico Smart Remote, with Shade Icons and Text ("Drapery") - Biscuit |  | 2 | 4 |  | PJ2-3BRL-TBI-S07.jpeg | http://grandbrass.xologic.com/vendors/4460/large/PJ2-3BRL-TBI-S07.jpeg | [47 empty] | 0 | 0 | 0 | [6 empty] | 0 | 1 | 1 | EA | 1 | Lighting Controls | [27 empty] | Other Lighting Controls | [242 empty] | <a href="https://assets.lutron.com/a/documents/040429.pdf" target="_blank">Installation Instructions</a> | [23 empty] | 10.000 DW |  |  | 2.0000 IN | [89 empty] | 1.000 EA | 1.000 EA | [35 empty] | No | [42 empty] | https://www.lutron.com/TechnicalDocumentLibrary/369612.pdf | [7 empty] | Shelf Stock | [39 empty] | 52161525 | [6 empty] | <a href="https://lutron.widen.net/content/fomoe9knmc/mp4/Ecom_PicoBenefits_video.mp4" target="_blank">Product Video Clip</a> | [6 empty] | <a href="https://www.lutron.com/TechnicalDocumentLibrary/369-119_Wallbox_Warranty.pdf" target="_blank">Warranty Information</a> |  |  |  |  | 0.100 L | [14 empty] | 0 | 0 | 0 | 0 | Lighting Fixtures | 2018-04-25 15:30 | 2024-07-20 11:40 | 0000-00-00 00:00:00 | 2024-07-20 11:40 | 0000-00-00 00:00:00
1 | Lutron Electronics | PJ2-3BRL-TBI-A02 | 4460-9469 | 4460 | 9469 | Lutron Electronics | PJ2-3BRL-TBI-A02.jpeg | 784276241939 | PICO 3BRL AUDIO BI | Lutron Pico Smart Remote for Audio, Works with Sonos, with Audio Icons - Biscuit |  | 2 | 4 |  | PJ2-3BRL-TBI-A02.jpeg | http://grandbrass.xologic.com/vendors/4460/large/PJ2-3BRL-TBI-A02.jpeg | [47 empty] | 0 | 0 | 0 | [6 empty] | 0 | 1 | 1 | EA | 1 | Lighting Controls | [27 empty] | Other Lighting Controls | [49 empty] | <a href="https://www.lutron.com/TechnicalDocumentLibrary/3672499_Caseta_Brochure.pdf" target="_blank">Manufacturer Brochure</a> | [192 empty] | <a href="https://www.lutron.com/TechnicalDocumentLibrary/040429.pdf" target="_blank">Installation Instructions</a> | [23 empty] | 10.000 DW |  |  | 2.0000 IN | [89 empty] | 1.000 EA | 1.000 EA | [35 empty] | No | [42 empty] | https://www.lutron.com/TechnicalDocumentLibrary/3691021.pdf | [7 empty] | Shelf Stock | [39 empty] | 52161525 | [6 empty] | <a href="https://lutron.widen.net/content/fomoe9knmc/mp4/Ecom_PicoBenefits_video.mp4" target="_blank">Product Video Clip</a> | [6 empty] | <a href="https://www.lutron.com/TechnicalDocumentLibrary/369-119_Wallbox_Warranty.pdf" target="_blank">Warranty Information</a> |  |  |  |  | 0.100 L | [14 empty] | 0 | 0 | 0 | 0 | Lighting Fixtures | 2018-04-25 15:30 | 2024-07-20 11:36 | 0000-00-00 00:00:00 | 2024-07-20 11:36 | 0000-00-00 00:00:00
1 | Lutron Electronics | PICO-SM-KIT | 4460-9474 | 4460 | 9474 | Lutron Electronics | PICO-SM-KIT.jpg | 27557996808 | PICO SURFACE MOUNT KIT | Pico wireless control screw mounting kit, includes wall mount and special screws that allow for more permanent mounting and/or for non-smooth surfaces |  | 4.87 | 0.2 |  | PICO-SM-KIT.jpg | http://grandbrass.xologic.com/vendors/4460/large/PICO-SM-KIT.jpg | [47 empty] | 0 | 0 | 0 | [6 empty] | 0 | 1 | 1 | EA | 1 | Specialty Items | [27 empty] | Lighting Accessories | [242 empty] | <a href="https://www.lutron.com/TechnicalDocumentLibrary/031398.pdf" target="_blank">Installation Instructions</a> | [23 empty] | 10.000 DW |  |  | 3.1200 IN | [89 empty] | 1.000 EA | 1.000 EA | [35 empty] | No | [42 empty] | https://www.lutron.com/TechnicalDocumentLibrary/369612.pdf | [7 empty] | Shelf Stock | [39 empty] | 39122221 | [13 empty] | <a href="https://www.lutron.com/TechnicalDocumentLibrary/369-119_Wallbox_Warranty.pdf" target="_blank">Warranty Information</a> |  |  |  |  | 0.100 L | [14 empty] | 0 | 0 | 0 | 0 | Lighting Fixtures | 2018-04-25 15:30 | 2024-07-20 11:29 | 0000-00-00 00:00:00 | 2024-07-20 11:29 | 0000-00-00 00:00:00
1 | Lutron Electronics | RMJS-8T-DV-B-EM | 4460-9475 | 4460 | 9475 | Lutron Electronics | RMJS-8T-DV-B-EM.jpg | 784276252447 | POWPAK 0-10V 434 EMERGENCY | PowPak dimming module, controls up to 60 mA of 0-10V controlled fixtures together, emergency lighting, switches up to 8 A, 120/277 VAC, 434 MHz, Vive enabled |  | 3.45 | 4.5 |  | RMJS-8T-DV-B-EM.jpg | http://grandbrass.xologic.com/vendors/4460/large/RMJS-8T-DV-B-EM.jpg | [47 empty] | 0 | 0 | 0 | [6 empty] | 0 | 1 | 1 | EA | 1 | Lighting Controls | [27 empty] | Dimmers | [242 empty] | <a href="https://www.lutron.com/TechnicalDocumentLibrary/041457.pdf" target="_blank">Installation Instructions</a> | [23 empty] | 80.000 DW |  |  | 2.3500 IN | [89 empty] | 1.000 EA | 1.000 EA | [35 empty] | No | [42 empty] | https://www.lutron.com/TechnicalDocumentLibrary/369913_FRE.pdf | [7 empty] | Shelf Stock | [39 empty] | 39122206 | [13 empty] | <a href="https://www.lutron.com/TechnicalDocumentLibrary/369-119_Wallbox_Warranty.pdf" target="_blank">Warranty Information</a> |  |  |  |  | 0.500 L | [14 empty] | 0 | 0 | 0 | 0 | Lighting Fixtures | 2018-04-25 15:30 | 2024-07-20 11:25 | 0000-00-00 00:00:00 | 2024-07-20 11:25 | 0000-00-00 00:00:00
4 | Lutron Electronics | LFK-T10RL-SB | 4460-9479 | 4460 | 9479 | Lutron Electronics | LFK-T10RL-SB.jpg | 27557605564 | LARGE 10 BUTTON FACEPLATE KIT SB | Lutron large 10-button replacement engraved faceplate kit for HomeWorks tabletop control in satin brass |  | 6.2 | 8.8 |  | LFK-T10RL-SB.jpg | http://grandbrass.xologic.com/vendors/4460/large/LFK-T10RL-SB.jpg | [47 empty] | 0 | 0 | 0 | [6 empty] | 0 | 1 | 1 | EA | 1 | Lighting Controls |  |  | Fittings and Hardware |  | Electrical Hardware And Supplies |  | Wallplates | [20 empty] | Other Lighting Controls | [242 empty] | <a href="https://www.lutron.com/TechnicalDocumentLibrary/044-146a.pdf" target="_blank">Installation Instructions</a> | [23 empty] | 20.000 DW |  |  | 1.4000 IN | [89 empty] | 1.000 EA | 1.000 EA | [35 empty] | No | [42 empty] | https://www.lutron.com/TechnicalDocumentLibrary/369349.pdf | [7 empty] | Shelf Stock | [39 empty] | 39121704 | [13 empty] | <a href="https://www.lutron.com/TechnicalDocumentLibrary/043492.pdf" target="_blank">Warranty Information</a> |  |  |  |  | 0.250 L | [14 empty] | 0 | 0 | 0 | 0 | Electrical | 2018-04-25 15:30 | 2024-07-20 11:34 | 0000-00-00 00:00:00 | 2025-11-29 02:00 | 0000-00-00 00:00:00
4 | Lutron Electronics | LFK-T10RL-BC | 4460-9480 | 4460 | 9480 | Lutron Electronics | LFK-T10RL-BC.jpg | 27557605588 | LARGE 10 BUTTON FACEPLATE KIT BC | Lutron large 10-button replacement engraved faceplate kit for HomeWorks tabletop control in bright chrome |  | 6.2 | 8.8 |  | LFK-T10RL-BC.jpg | http://grandbrass.xologic.com/vendors/4460/large/LFK-T10RL-BC.jpg | [47 empty] | 0 | 0 | 0 | [6 empty] | 0 | 1 | 1 | EA | 1 | Lighting Controls |  |  | Fittings and Hardware |  | Electrical Hardware And Supplies |  | Wallplates | [20 empty] | Other Lighting Controls | [242 empty] | <a href="https://www.lutron.com/TechnicalDocumentLibrary/044-146a.pdf" target="_blank">Installation Instructions</a> | [23 empty] | 20.000 DW |  |  | 1.4000 IN | [89 empty] | 1.000 EA | 1.000 EA | [35 empty] | No | [42 empty] | https://www.lutron.com/TechnicalDocumentLibrary/369349.pdf | [7 empty] | Shelf Stock | [39 empty] | 39121704 | [13 empty] | <a href="https://www.lutron.com/TechnicalDocumentLibrary/043492.pdf" target="_blank">Warranty Information</a> |  |  |  |  | 0.250 L | [14 empty] | 0 | 0 | 0 | 0 | Electrical | 2018-04-25 15:30 | 2024-07-20 11:28 | 0000-00-00 00:00:00 | 2025-11-29 02:00 | 0000-00-00 00:00:00
4 | Lutron Electronics | LFK-T10RL-SN | 4460-9481 | 4460 | 9481 | Lutron Electronics | LFK-T10RL-SN.jpg | 27557605656 | LARGE 10 BUTTON FACEPLATE KIT SN | Lutron large 10-button replacement engraved faceplate kit for HomeWorks tabletop control in satin nickel |  | 6.2 | 8.8 |  | LFK-T10RL-SN.jpg | http://grandbrass.xologic.com/vendors/4460/large/LFK-T10RL-SN.jpg | [47 empty] | 0 | 0 | 0 | [6 empty] | 0 | 1 | 1 | EA | 1 | Lighting Controls |  |  | Fittings and Hardware |  | Electrical Hardware And Supplies |  | Wallplates | [20 empty] | Other Lighting Controls | [242 empty] | <a href="https://www.lutron.com/TechnicalDocumentLibrary/044-146a.pdf" target="_blank">Installation Instructions</a> | [23 empty] | 20.000 DW |  |  | 1.4000 IN | [89 empty] | 1.000 EA | 1.000 EA | [35 empty] | No | [42 empty] | https://www.lutron.com/TechnicalDocumentLibrary/369349.pdf | [7 empty] | Shelf Stock | [39 empty] | 39121704 | [13 empty] | <a href="https://www.lutron.com/TechnicalDocumentLibrary/043492.pdf" target="_blank">Warranty Information</a> |  |  |  |  | 0.250 L | [14 empty] | 0 | 0 | 0 | 0 | Electrical | 2018-04-25 15:30 | 2024-07-20 11:35 | 0000-00-00 00:00:00 | 2025-11-29 02:00 | 0000-00-00 00:00:00
4 | Lutron Electronics | LFK-T15RL-SB | 4460-9482 | 4460 | 9482 | Lutron Electronics | LFK-T15RL-SB.jpg | 27557605670 | LARGE 15 BUTTON FACEPLATE KIT SB | Lutron large 15-button engraved replacement faceplate kit for HomeWorks tabletop control in satin brass |  | 6.2 | 8.8 |  | LFK-T15RL-SB.jpg | http://grandbrass.xologic.com/vendors/4460/large/LFK-T15RL-SB.jpg | [47 empty] | 0 | 0 | 0 | [6 empty] | 0 | 1 | 1 | EA | 1 | Lighting Controls |  |  | Fittings and Hardware |  | Electrical Hardware And Supplies |  | Wallplates | [20 empty] | Other Lighting Controls | [242 empty] | <a href="https://www.lutron.com/TechnicalDocumentLibrary/044-146a.pdf" target="_blank">Installation Instructions</a> | [23 empty] | 20.000 DW |  |  | 1.4000 IN | [89 empty] | 1.000 EA | 1.000 EA | [35 empty] | No | [42 empty] | https://www.lutron.com/TechnicalDocumentLibrary/369349.pdf | [7 empty] | Shelf Stock | [39 empty] | 39121704 | [13 empty] | <a href="https://www.lutron.com/TechnicalDocumentLibrary/043492.pdf" target="_blank">Warranty Information</a> |  |  |  |  | 0.250 L | [14 empty] | 0 | 0 | 0 | 0 | Electrical | 2018-04-25 15:31 | 2024-07-20 11:35 | 0000-00-00 00:00:00 | 2025-11-29 02:00 | 0000-00-00 00:00:00
1 | Lutron Electronics | RKA-AD-LA | 4460-9483 | 4460 | 9483 | Lutron Electronics | RKA-AD-WH.jpg | 784276028882 | REMOTE DIMMER COLOR KIT LIGHT ALMOND | Replacement Button Kit for RadioRA 2 or HomeWorks Architectural-style remote dimmer in light almond |  | 2.25 | 4.5 |  | RKA-AD-WH.jpg | http://grandbrass.xologic.com/vendors/4460/large/RKA-AD-WH.jpg | [47 empty] | 0 | 0 | 0 | [6 empty] | 0 | 1 | 1 | EA | 1 | Specialty Items | [27 empty] | Lighting Accessories | [242 empty] | <a href="https://www.lutron.com/TechnicalDocumentLibrary/044-105e.pdf" target="_blank">Installation Instructions</a> | [23 empty] | 10.000 DW |  |  | 2.2500 IN | [89 empty] | 1.000 EA | 1.000 EA | [35 empty] | No | [42 empty] | https://www.lutron.com/TechnicalDocumentLibrary/369225_SPA.pdf | [7 empty] | Shelf Stock | [13 empty] | <a href="https://www.lutron.com/TechnicalDocumentLibrary/368-4493_Page_9.pdf" target="_blank">Tech Drawing</a> | [25 empty] | 39122221 | [13 empty] | <a href="https://www.lutron.com/TechnicalDocumentLibrary/043492.pdf" target="_blank">Warranty Information</a> |  |  |  |  | 0.100 L | [14 empty] | 0 | 0 | 0 | 0 | Lighting Fixtures | 2018-04-25 15:31 | 2024-07-20 11:26 | 0000-00-00 00:00:00 | 2024-07-20 11:26 | 0000-00-00 00:00:00
1 | Lutron Electronics | RKA-F-TP | 4460-9484 | 4460 | 9484 | Lutron Electronics | RKA-F-TP.jpg | 784276031462 | FAN CONTROL COLOR KIT TAUPE | Replacement Button Kit for RadioRA 2 or HomeWorks Architectural-style fan speed control in taupe |  | 2.25 | 4.5 |  | RKA-F-TP.jpg | http://grandbrass.xologic.com/vendors/4460/large/RKA-F-TP.jpg | [47 empty] | 0 | 0 | 0 | [6 empty] | 0 | 1 | 1 | EA | 1 | Specialty Items | [27 empty] | Lighting Accessories | [242 empty] | <a href="https://www.lutron.com/TechnicalDocumentLibrary/044-105e.pdf" target="_blank">Installation Instructions</a> | [23 empty] | 25.000 DW |  |  | 2.2500 IN | [89 empty] | 1.000 EA | 1.000 EA | [35 empty] | No | [42 empty] | https://www.lutron.com/TechnicalDocumentLibrary/369225_SPA.pdf | [7 empty] | Shelf Stock | [13 empty] | <a href="https://www.lutron.com/TechnicalDocumentLibrary/368-4493_Page_18.pdf" target="_blank">Tech Drawing</a> | [25 empty] | 39122221 | [13 empty] | <a href="https://www.lutron.com/TechnicalDocumentLibrary/043492.pdf" target="_blank">Warranty Information</a> |  |  |  |  | 0.100 L | [14 empty] | 0 | 0 | 0 | 0 | Lighting Fixtures | 2018-04-25 15:31 | 2024-07-20 11:26 | 0000-00-00 00:00:00 | 2024-07-20 11:26 | 0000-00-00 00:00:00 | [6 empty] | Taupe
1 | Lutron Electronics | RKA-F-SI | 4460-9485 | 4460 | 9485 | Lutron Electronics | RKA-F-SI.jpg | 784276031486 | FAN CONTROL COLOR KIT SIENNA | Replacement Button Kit for RadioRA 2 or HomeWorks Architectural-style fan speed control in sienna |  | 2.25 | 4.5 |  | RKA-F-SI.jpg | http://grandbrass.xologic.com/vendors/4460/large/RKA-F-SI.jpg | [47 empty] | 0 | 0 | 0 | [6 empty] | 0 | 1 | 1 | EA | 1 | Specialty Items | [27 empty] | Lighting Accessories | [242 empty] | <a href="https://www.lutron.com/TechnicalDocumentLibrary/044-105e.pdf" target="_blank">Installation Instructions</a> | [23 empty] | 25.000 DW |  |  | 2.2500 IN | [89 empty] | 1.000 EA | 1.000 EA | [35 empty] | No | [42 empty] | https://www.lutron.com/TechnicalDocumentLibrary/369225_SPA.pdf | [7 empty] | Shelf Stock | [13 empty] | <a href="https://www.lutron.com/TechnicalDocumentLibrary/368-4493_Page_18.pdf" target="_blank">Tech Drawing</a> | [25 empty] | 39122221 | [13 empty] | <a href="https://www.lutron.com/TechnicalDocumentLibrary/043492.pdf" target="_blank">Warranty Information</a> |  |  |  |  | 0.100 L | [14 empty] | 0 | 0 | 0 | 0 | Lighting Fixtures | 2018-04-25 15:31 | 2024-07-20 11:34 | 0000-00-00 00:00:00 | 2024-07-20 11:34 | 0000-00-00 00:00:00 | [6 empty] | Sienna
1 | Lutron Electronics | RRD-6ND-BL | 4460-9489 | 4460 | 9489 | Lutron Electronics | RRD-6ND-BL.jpg | 784276243858 | RA2 600W NEUTRAL DIMMER BL | RadioRA 2 neutral wire multi-location dimmer 600W/600VA inc/hal/mlv 120V in black |  | 2.3 | 4.5 |  | RRD-6ND-BL.jpg | http://grandbrass.xologic.com/vendors/4460/large/RRD-6ND-BL.jpg | [47 empty] | 0 | 0 | 0 | [6 empty] | 0 | 1 | 1 | EA | 1 | Lighting Controls | [27 empty] | Dimmers | [49 empty] | <a href="https://www.lutron.com/technicaldocumentlibrary/367-1663.pdf" target="_blank">Manufacturer Brochure</a> | [192 empty] | <a href="https://www.lutron.com/TechnicalDocumentLibrary/044343.pdf" target="_blank">Installation Instructions</a> | [23 empty] | 65.000 DW |  |  | 2.3000 IN | [89 empty] | 1.000 EA | 1.000 EA | [35 empty] | No | [42 empty] | https://www.lutron.com/TechnicalDocumentLibrary/369225_SPA.pdf | [7 empty] | Shelf Stock | [13 empty] | <a href="https://www.lutron.com/TechnicalDocumentLibrary/368-4493_Page_18.pdf" target="_blank">Tech Drawing</a> | [25 empty] | 39122206 | [13 empty] | <a href="https://www.lutron.com/TechnicalDocumentLibrary/043492.pdf" target="_blank">Warranty Information</a> |  |  |  |  | 0.200 L | [14 empty] | 0 | 0 | 0 | 0 | Lighting Fixtures | 2018-04-25 15:31 | 2024-07-20 11:28 | 0000-00-00 00:00:00 | 2024-07-20 11:28 | 0000-00-00 00:00:00 | [6 empty] | Black
4 | Lutron Electronics | LFK-T5RL-MN | 4460-9490 | 4460 | 9490 | Lutron Electronics | LFK-T5RL-MN.jpg | 27557605045 | LARGE 5 BUTTON FACEPLATE KIT MN | Lutron large 5-button engraved replacement faceplate kit for HomeWorks tabletop control in midnight |  | 6.1 | 8.8 |  | LFK-T5RL-MN.jpg | http://grandbrass.xologic.com/vendors/4460/large/LFK-T5RL-MN.jpg | [47 empty] | 0 | 0 | 0 | [6 empty] | 0 | 1 | 1 | EA | 1 | Lighting Controls |  |  | Fittings and Hardware |  | Electrical Hardware And Supplies |  | Wallplates | [20 empty] | Other Lighting Controls | [242 empty] | <a href="https://www.lutron.com/TechnicalDocumentLibrary/044-146a.pdf" target="_blank">Installation Instructions</a> | [23 empty] | 10.000 DW |  |  | 1.4000 IN | [89 empty] | 1.000 EA | 1.000 EA | [35 empty] | No | [42 empty] | https://www.lutron.com/TechnicalDocumentLibrary/369349.pdf | [7 empty] | Shelf Stock | [39 empty] | 39121704 | [13 empty] | <a href="https://www.lutron.com/TechnicalDocumentLibrary/043492.pdf" target="_blank">Warranty Information</a> |  |  |  |  | 0.250 L | [14 empty] | 0 | 0 | 0 | 0 | Electrical | 2018-04-25 15:31 | 2024-07-20 11:25 | 0000-00-00 00:00:00 | 2025-11-29 02:00 | 0000-00-00 00:00:00 | [6 empty] | Midnight
4 | Lutron Electronics | LFK-T5RL-BRA | 4460-9491 | 4460 | 9491 | Lutron Electronics | LFK-T5RL-BRA.jpg | 27557605502 | LARGE 5 BUTTON FACEPLATE KIT BRA | Lutron large 5-button engraved replacement faceplate kit for HomeWorks tabletop control in brass anodized aluminum |  | 6.1 | 8.8 |  | LFK-T5RL-BRA.jpg | http://grandbrass.xologic.com/vendors/4460/large/LFK-T5RL-BRA.jpg | [47 empty] | 0 | 0 | 0 | [6 empty] | 0 | 1 | 1 | EA | 1 | Lighting Controls |  |  | Fittings and Hardware |  | Electrical Hardware And Supplies |  | Wallplates | [20 empty] | Other Lighting Controls | [242 empty] | <a href="https://www.lutron.com/TechnicalDocumentLibrary/044-146a.pdf" target="_blank">Installation Instructions</a> | [23 empty] | 20.000 DW |  |  | 1.4000 IN | [89 empty] | 1.000 EA | 1.000 EA | [35 empty] | No | [42 empty] | https://www.lutron.com/TechnicalDocumentLibrary/369349.pdf | [7 empty] | Shelf Stock | [39 empty] | 39121704 | [13 empty] | <a href="https://www.lutron.com/TechnicalDocumentLibrary/043492.pdf" target="_blank">Warranty Information</a> |  |  |  |  | 0.250 L | [14 empty] | 0 | 0 | 0 | 0 | Electrical | 2018-04-25 15:31 | 2024-07-20 11:28 | 0000-00-00 00:00:00 | 2025-11-29 02:00 | 0000-00-00 00:00:00
4 | Lutron Electronics | LFK-T10RL-BB | 4460-9492 | 4460 | 9492 | Lutron Electronics | LFK-T10RL-BB.jpg | 27557605571 | LARGE 10 BUTTON FACEPLATE KIT BB | Lutron large 10-button replacement engraved faceplate kit for HomeWorks tabletop control in bright brass |  | 6.2 | 8.8 |  | LFK-T10RL-BB.jpg | http://grandbrass.xologic.com/vendors/4460/large/LFK-T10RL-BB.jpg | [47 empty] | 0 | 0 | 0 | [6 empty] | 0 | 1 | 1 | EA | 1 | Lighting Controls |  |  | Fittings and Hardware |  | Electrical Hardware And Supplies |  | Wallplates | [20 empty] | Other Lighting Controls | [242 empty] | <a href="https://www.lutron.com/TechnicalDocumentLibrary/044-146a.pdf" target="_blank">Installation Instructions</a> | [23 empty] | 20.000 DW |  |  | 1.4000 IN | [89 empty] | 1.000 EA | 1.000 EA | [35 empty] | No | [42 empty] | https://www.lutron.com/TechnicalDocumentLibrary/369349.pdf | [7 empty] | Shelf Stock | [39 empty] | 39121704 | [13 empty] | <a href="https://www.lutron.com/TechnicalDocumentLibrary/043492.pdf" target="_blank">Warranty Information</a> |  |  |  |  | 0.250 L | [14 empty] | 0 | 0 | 0 | 0 | Electrical | 2018-04-25 15:31 | 2024-07-20 11:28 | 0000-00-00 00:00:00 | 2025-11-29 02:00 | 0000-00-00 00:00:00
4 | Lutron Electronics | LFK-T10RL-SC | 4460-9493 | 4460 | 9493 | Lutron Electronics | LFK-T10RL-SC.jpg | 27557605649 | LARGE 10 BUTTON FACEPLATE KIT SC | Lutron large 10-button replacement engraved faceplate kit for HomeWorks tabletop control in satin chrome |  | 6.2 | 8.8 |  | LFK-T10RL-SC.jpg | http://grandbrass.xologic.com/vendors/4460/large/LFK-T10RL-SC.jpg | [47 empty] | 0 | 0 | 0 | [6 empty] | 0 | 1 | 1 | EA | 1 | Lighting Controls |  |  | Fittings and Hardware |  | Electrical Hardware And Supplies |  | Wallplates | [20 empty] | Other Lighting Controls | [242 empty] | <a href="https://www.lutron.com/TechnicalDocumentLibrary/044-146a.pdf" target="_blank">Installation Instructions</a> | [23 empty] | 10.000 DW |  |  | 1.4000 IN | [89 empty] | 1.000 EA | 1.000 EA | [35 empty] | No | [42 empty] | https://www.lutron.com/TechnicalDocumentLibrary/369349.pdf | [7 empty] | Shelf Stock | [39 empty] | 39121704 | [13 empty] | <a href="https://www.lutron.com/TechnicalDocumentLibrary/043492.pdf" target="_blank">Warranty Information</a> |  |  |  |  | 0.250 L | [14 empty] | 0 | 0 | 0 | 0 | Electrical | 2018-04-25 15:31 | 2024-07-20 11:33 | 0000-00-00 00:00:00 | 2025-11-29 02:00 | 0000-00-00 00:00:00
4 | Lutron Electronics | LFK-T15RL-SC | 4460-9494 | 4460 | 9494 | Lutron Electronics | LFK-T15RL-SC.jpg | 27557605755 | LARGE 15 BUTTON FACEPLATE KIT SC | Lutron large 15-button engraved replacement faceplate kit for HomeWorks tabletop control in satin chrome |  | 6.2 | 8.8 |  | LFK-T15RL-SC.jpg | http://grandbrass.xologic.com/vendors/4460/large/LFK-T15RL-SC.jpg | [47 empty] | 0 | 0 | 0 | [6 empty] | 0 | 1 | 1 | EA | 1 | Lighting Controls |  |  | Fittings and Hardware |  | Electrical Hardware And Supplies |  | Wallplates | [20 empty] | Other Lighting Controls | [242 empty] | <a href="https://www.lutron.com/TechnicalDocumentLibrary/044-146a.pdf" target="_blank">Installation Instructions</a> | [23 empty] | 20.000 DW |  |  | 1.4000 IN | [89 empty] | 1.000 EA | 1.000 EA | [35 empty] | No | [42 empty] | https://www.lutron.com/TechnicalDocumentLibrary/369349.pdf | [7 empty] | Shelf Stock | [39 empty] | 39121704 | [13 empty] | <a href="https://www.lutron.com/TechnicalDocumentLibrary/043492.pdf" target="_blank">Warranty Information</a> |  |  |  |  | 0.250 L | [14 empty] | 0 | 0 | 0 | 0 | Electrical | 2018-04-25 15:31 | 2024-07-20 11:28 | 0000-00-00 00:00:00 | 2025-11-29 02:00 | 0000-00-00 00:00:00
1 | Lutron Electronics | RKA-AD-AL | 4460-9495 | 4460 | 9495 | Lutron Electronics | RKA-AD-AL.jpg | 784276028899 | REMOTE DIMMER COLOR KIT ALMOND | Replacement Button Kit for RadioRA 2 or HomeWorks Architectural-style remote dimmer in almond |  | 2.25 | 4.5 |  | RKA-AD-AL.jpg | http://grandbrass.xologic.com/vendors/4460/large/RKA-AD-AL.jpg | [47 empty] | 0 | 0 | 0 | [6 empty] | 0 | 1 | 1 | EA | 1 | Specialty Items | [27 empty] | Lighting Accessories | [242 empty] | <a href="https://www.lutron.com/TechnicalDocumentLibrary/044-105e.pdf" target="_blank">Installation Instructions</a> | [23 empty] | 25.000 DW |  |  | 2.2500 IN | [89 empty] | 1.000 EA | 1.000 EA | [35 empty] | No | [42 empty] | https://www.lutron.com/TechnicalDocumentLibrary/369225_SPA.pdf | [7 empty] | Shelf Stock | [13 empty] | <a href="https://www.lutron.com/TechnicalDocumentLibrary/368-4493_Page_9.pdf" target="_blank">Tech Drawing</a> | [25 empty] | 39122221 | [13 empty] | <a href="https://www.lutron.com/TechnicalDocumentLibrary/043492.pdf" target="_blank">Warranty Information</a> |  |  |  |  | 0.100 L | [14 empty] | 0 | 0 | 0 | 0 | Lighting Fixtures | 2018-04-25 15:31 | 2024-07-20 11:29 | 0000-00-00 00:00:00 | 2024-07-20 11:29 | 0000-00-00 00:00:00 | [6 empty] | Almond
1 | Lutron Electronics | RKA-AD-BL | 4460-9496 | 4460 | 9496 | Lutron Electronics | RKA-AD-BL.jpg | 784276028967 | REMOTE DIMMER COLOR KIT BLACK | Replacement Button Kit for RadioRA 2 or HomeWorks Architectural-style remote dimmer in black |  | 2.25 | 4.5 |  | RKA-AD-BL.jpg | http://grandbrass.xologic.com/vendors/4460/large/RKA-AD-BL.jpg | [47 empty] | 0 | 0 | 0 | [6 empty] | 0 | 1 | 1 | EA | 1 | Specialty Items | [27 empty] | Lighting Accessories | [242 empty] | <a href="https://www.lutron.com/TechnicalDocumentLibrary/044-105e.pdf" target="_blank">Installation Instructions</a> | [23 empty] | 10.000 DW |  |  | 2.2500 IN | [89 empty] | 1.000 EA | 1.000 EA | [35 empty] | No | [42 empty] | https://www.lutron.com/TechnicalDocumentLibrary/369225_SPA.pdf | [7 empty] | Shelf Stock | [13 empty] | <a href="https://www.lutron.com/TechnicalDocumentLibrary/368-4493_Page_9.pdf" target="_blank">Tech Drawing</a> | [25 empty] | 39122221 | [13 empty] | <a href="https://www.lutron.com/TechnicalDocumentLibrary/043492.pdf" target="_blank">Warranty Information</a> |  |  |  |  | 0.100 L | [14 empty] | 0 | 0 | 0 | 0 | Lighting Fixtures | 2018-04-25 15:31 | 2024-07-20 11:29 | 0000-00-00 00:00:00 | 2024-07-20 11:29 | 0000-00-00 00:00:00 | [6 empty] | Black
1 | Lutron Electronics | RKA-AS-GR | 4460-9497 | 4460 | 9497 | Lutron Electronics | RKA-AS-GR.jpg | 784276029131 | REMOTE SWITCH COLOR KIT GRAY | Replacement Button Kit for RadioRA 2 or HomeWorks Architectural-style remote switch in gray |  | 2.25 | 4.5 |  | RKA-AS-GR.jpg | http://grandbrass.xologic.com/vendors/4460/large/RKA-AS-GR.jpg | [47 empty] | 0 | 0 | 0 | [6 empty] | 0 | 1 | 1 | EA | 1 | Specialty Items | [27 empty] | Lighting Accessories | [242 empty] | <a href="https://www.lutron.com/TechnicalDocumentLibrary/044-105e.pdf" target="_blank">Installation Instructions</a> | [23 empty] | 25.000 DW |  |  | 2.2500 IN | [89 empty] | 1.000 EA | 1.000 EA | [35 empty] | No | [42 empty] | https://www.lutron.com/TechnicalDocumentLibrary/369225_SPA.pdf | [7 empty] | Shelf Stock | [13 empty] | <a href="https://www.lutron.com/TechnicalDocumentLibrary/368-4493_Page_9.pdf" target="_blank">Tech Drawing</a> | [25 empty] | 39122221 | [13 empty] | <a href="https://www.lutron.com/TechnicalDocumentLibrary/043492.pdf" target="_blank">Warranty Information</a> |  |  |  |  | 0.100 L | [14 empty] | 0 | 0 | 0 | 0 | Lighting Fixtures | 2018-04-25 15:31 | 2024-07-20 11:29 | 0000-00-00 00:00:00 | 2024-07-20 11:29 | 0000-00-00 00:00:00 | [6 empty] | Gray
1 | Lutron Electronics | RKA-F-BR | 4460-9498 | 4460 | 9498 | Lutron Electronics | RKA-F-BR.jpg | 784276031493 | FAN CONTROL COLOR KIT BROWN | Replacement Button Kit for RadioRA 2 or HomeWorks Architectural-style fan speed control in brown |  | 2.25 | 4.5 |  | RKA-F-BR.jpg | http://grandbrass.xologic.com/vendors/4460/large/RKA-F-BR.jpg | [47 empty] | 0 | 0 | 0 | [6 empty] | 0 | 1 | 1 | EA | 1 | Specialty Items | [27 empty] | Lighting Accessories | [242 empty] | <a href="https://www.lutron.com/TechnicalDocumentLibrary/044-105e.pdf" target="_blank">Installation Instructions</a> | [23 empty] | 25.000 DW |  |  | 2.2500 IN | [89 empty] | 1.000 EA | 1.000 EA | [35 empty] | No | [42 empty] | https://www.lutron.com/TechnicalDocumentLibrary/369225_SPA.pdf | [7 empty] | Shelf Stock | [13 empty] | <a href="https://www.lutron.com/TechnicalDocumentLibrary/368-4493_Page_18.pdf" target="_blank">Tech Drawing</a> | [25 empty] | 39122221 | [13 empty] | <a href="https://www.lutron.com/TechnicalDocumentLibrary/043492.pdf" target="_blank">Warranty Information</a> |  |  |  |  | 0.100 L | [14 empty] | 0 | 0 | 0 | 0 | Lighting Fixtures | 2018-04-25 15:31 | 2024-07-20 11:32 | 0000-00-00 00:00:00 | 2024-07-20 11:32 | 0000-00-00 00:00:00 | [6 empty] | Brown
1 | Lutron Electronics | UMRF2S-8S-DV-AL | 4460-9501 | 4460 | 9501 | Lutron Electronics | UMRF2S-8S-DV-AL.jpg | 784276150385 | MRF 8A DUAL VOLT SWITCH ALMOND (BAA) | Maestro Wireless Switch, Incandescent/Halogen, Magnetic Low-Voltage, Electronic Low-Voltage, Non-Dim Fluorescent, Specification grade, multi-location/single-pole, 120V/8A light or 3A fan or 1/4 HP motor 277V/8A light or 3A fan in almond Vive enabled, BAA compliant |  | 7.75 | 5.25 |  | UMRF2S-8S-DV-AL.jpg | http://grandbrass.xologic.com/vendors/4460/large/UMRF2S-8S-DV-AL.jpg | [47 empty] | 0 | 0 | 0 | [6 empty] | 0 | 1 | 1 | EA | 1 | Lighting Controls | [27 empty] | Lightswitches | [242 empty] | <a href="https://www.lutron.com/TechnicalDocumentLibrary/0301789.pdf" target="_blank">Installation Instructions</a> | [23 empty] | 10.000 DW |  |  | 14.0000 IN | [89 empty] | 1.000 EA | 1.000 EA | [35 empty] | No | [42 empty] | https://www.lutron.com/TechnicalDocumentLibrary/369904_ENG.pdf | [7 empty] | Shelf Stock | [13 empty] | <a href="https://www.lutron.com/TechnicalDocumentLibrary/368-4493_Page_9.pdf" target="_blank">Tech Drawing</a> | [25 empty] | 39122216 | [13 empty] | <a href="https://www.lutron.com/TechnicalDocumentLibrary/369-119_Wallbox_Warranty.pdf" target="_blank">Warranty Information</a> |  |  |  |  | 3.100 L | [14 empty] | 0 | 0 | 0 | 0 | Lighting Fixtures | 2018-04-25 15:31 | 2024-07-20 11:25 | 0000-00-00 00:00:00 | 2024-07-20 11:25 | 0000-00-00 00:00:00 | [6 empty] | Almond
4 | Lutron Electronics | LWT-TGGG-CBL | 4460-9503 | 4460 | 9503 | Lutron Electronics | LWT-TGGG-CBL.jpg | 784276158305 | NW AR WP 1 ACC PLDM, 3 GFK T OPNG IN CBL | Multigang Wallplate for New Architectural Controls and Accessories, Four-gang for 1 accessory or Palladiom keypad and 3 Grafik T controls in clear black glass |  | 6 | 4 |  | LWT-TGGG-CBL.jpg | http://grandbrass.xologic.com/vendors/4460/large/LWT-TGGG-CBL.jpg | [47 empty] | 0 | 0 | 0 | [6 empty] | 0 | 1 | 1 | EA | 1 | Lighting Controls |  |  | Fittings and Hardware |  | Electrical Hardware And Supplies |  | Wallplates | [20 empty] | Switch Plates | [242 empty] | <a href="https://www.lutron.com/TechnicalDocumentLibrary/041496.pdf" target="_blank">Installation Instructions</a> | [23 empty] | 20.000 DW |  |  | 1.0000 IN | [89 empty] | 1.000 EA | 1.000 EA | [35 empty] | No | [42 empty] | https://www.lutron.com/TechnicalDocumentLibrary/369830_FRE.pdf | [7 empty] | Shelf Stock | [39 empty] | 39121704 | [13 empty] | <a href="https://www.lutron.com/TechnicalDocumentLibrary/043492.pdf" target="_blank">Warranty Information</a> |  |  |  |  | 0.500 L | [14 empty] | 0 | 0 | 0 | 0 | Electrical | 2018-04-25 15:31 | 2024-07-20 11:29 | 0000-00-00 00:00:00 | 2025-11-29 02:00 | 0000-00-00 00:00:00
1 | Lutron Electronics | DVFSQ-LFH-WH-C | 4460-9504 | 4460 | 9504 | Lutron Electronics | Ecom_DVFSQ-LF-WH_nowallplate.jpeg | 784276229951 | DIVA FAN LIGHT SWITCH WHITE CLAM CANADA | Lutron Diva 3-Speed Fan Control and Light Switch, Single-Pole/3-Way, 1.5A Fan/1A LED, Clamshell Packaging, White |  | 3.69 | 5.88 |  | Ecom_DVFSQ-LF-WH_nowallplate.jpeg | http://grandbrass.xologic.com/vendors/4460/large/Ecom_DVFSQ-LF-WH_nowallplate.jpeg | [47 empty] | 0 | 0 | 0 | [6 empty] | 0 | 1 | 1 | EA | 1 | Lighting Controls | [27 empty] | Lightswitches | [242 empty] | <a href="https://www.lutron.com/TechnicalDocumentLibrary/0301990.pdf" target="_blank">Installation Instructions</a> | [23 empty] | 2.000 DW |  |  | 2.5000 IN | [89 empty] | 1.000 EA | 1.000 EA | [35 empty] | No | [42 empty] | https://www.lutron.com/TechnicalDocumentLibrary/3691042_SPA.pdf | [7 empty] | Shelf Stock | [13 empty] | <a href="https://www.lutron.com/TechnicalDocumentLibrary/368-4493_Page_31.pdf" target="_blank">Tech Drawing</a> | [25 empty] | 39122232 | [6 empty] | <a href="https://lutron.widen.net/content/gvlovxb4mx/mp4/Diva-Fan-Light-Stop-Motion-Install_without-CTA_Retail.mp4" target="_blank">Product Video Clip</a> | [6 empty] | <a href="https://www.lutron.com/TechnicalDocumentLibrary/369-119_Wallbox_Warranty.pdf" target="_blank">Warranty Information</a> |  |  |  |  | 0.250 L | [14 empty] | 0 | 0 | 0 | 0 | Lighting Fixtures | 2018-04-25 15:31 | 2024-07-20 11:43 | 0000-00-00 00:00:00 | 2024-07-20 11:43 | 0000-00-00 00:00:00 | [6 empty] | White
1 | Lutron Electronics | UMRF2S-8S-DV-BL | 4460-9508 | 4460 | 9508 | Lutron Electronics | UMRF2S-8S-DV-BL.jpg | 784276150392 | MRF 8A DUAL VOLT SWITCH BLACK (BAA) | Maestro Wireless Switch, Incandescent/Halogen, Magnetic Low-Voltage, Electronic Low-Voltage, Non-Dim Fluorescent, Specification grade, multi-location/single-pole, 120V/8A light or 3A fan or 1/4 HP motor 277V/8A light or 3A fan in black Vive enabled, BAA compliant |  | 7.75 | 5.25 |  | UMRF2S-8S-DV-BL.jpg | http://grandbrass.xologic.com/vendors/4460/large/UMRF2S-8S-DV-BL.jpg | [47 empty] | 0 | 0 | 0 | [6 empty] | 0 | 1 | 1 | EA | 1 | Lighting Controls | [27 empty] | Lightswitches | [242 empty] | <a href="https://www.lutron.com/TechnicalDocumentLibrary/0301789.pdf" target="_blank">Installation Instructions</a> | [23 empty] | 10.000 DW |  |  | 14.0000 IN | [89 empty] | 1.000 EA | 1.000 EA | [35 empty] | No | [42 empty] | https://www.lutron.com/TechnicalDocumentLibrary/369904_ENG.pdf | [7 empty] | Shelf Stock | [13 empty] | <a href="https://www.lutron.com/TechnicalDocumentLibrary/368-4493_Page_9.pdf" target="_blank">Tech Drawing</a> | [25 empty] | 39122216 | [13 empty] | <a href="https://www.lutron.com/TechnicalDocumentLibrary/369-119_Wallbox_Warranty.pdf" target="_blank">Warranty Information</a> |  |  |  |  | 3.100 L | [14 empty] | 0 | 0 | 0 | 0 | Lighting Fixtures | 2018-04-25 15:32 | 2024-07-20 11:32 | 0000-00-00 00:00:00 | 2024-07-20 11:32 | 0000-00-00 00:00:00 | [6 empty] | Black
1 | Lutron Electronics | UMRF2S-8S-DV-GR | 4460-9509 | 4460 | 9509 | Lutron Electronics | UMRF2S-8S-DV-GR.jpg | 784276150422 | MRF 8A DUAL VOLT SWITCH GRAY (BAA) | Maestro Wireless Switch, Incandescent/Halogen, Magnetic Low-Voltage, Electronic Low-Voltage, Non-Dim Fluorescent, Specification grade, multi-location/single-pole, 120V/8A light or 3A fan or 1/4 HP motor 277V/8A light or 3A fan in gray Vive enabled, BAA compliant |  | 7.75 | 5.25 |  | UMRF2S-8S-DV-GR.jpg | http://grandbrass.xologic.com/vendors/4460/large/UMRF2S-8S-DV-GR.jpg | [47 empty] | 0 | 0 | 0 | [6 empty] | 0 | 1 | 1 | EA | 1 | Lighting Controls | [27 empty] | Lightswitches | [242 empty] | <a href="https://www.lutron.com/TechnicalDocumentLibrary/0301789.pdf" target="_blank">Installation Instructions</a> | [23 empty] | 10.000 DW |  |  | 14.0000 IN | [89 empty] | 1.000 EA | 1.000 EA | [35 empty] | No | [42 empty] | https://www.lutron.com/TechnicalDocumentLibrary/369904_ENG.pdf | [7 empty] | Shelf Stock | [13 empty] | <a href="https://www.lutron.com/TechnicalDocumentLibrary/368-4493_Page_9.pdf" target="_blank">Tech Drawing</a> | [25 empty] | 39122216 | [13 empty] | <a href="https://www.lutron.com/TechnicalDocumentLibrary/369-119_Wallbox_Warranty.pdf" target="_blank">Warranty Information</a> |  |  |  |  | 3.100 L | [14 empty] | 0 | 0 | 0 | 0 | Lighting Fixtures | 2018-04-25 15:32 | 2024-07-20 11:24 | 0000-00-00 00:00:00 | 2024-07-20 11:24 | 0000-00-00 00:00:00 | [6 empty] | Gray
4 | Lutron Electronics | LWT-G-CBL | 4460-9510 | 4460 | 9510 | Lutron Electronics | LWT-G-CBL.jpg | 784276153409 | NEW ARCH WP - GRAFIKT 1GANG CBL | Single-gang Wallplate for GRAFIK T Controls, One-gang for 1 dimmer, switch, or wallstation in clear black glass |  | 6 | 4 |  | LWT-G-CBL.jpg | http://grandbrass.xologic.com/vendors/4460/large/LWT-G-CBL.jpg | [47 empty] | 0 | 0 | 0 | [6 empty] | 0 | 1 | 1 | EA | 1 | Lighting Controls |  |  | Fittings and Hardware |  | Electrical Hardware And Supplies |  | Wallplates | [20 empty] | Switch Plates | [242 empty] | <a href="https://www.lutron.com/TechnicalDocumentLibrary/041496.pdf" target="_blank">Installation Instructions</a> | [23 empty] | 20.000 DW |  |  | 1.0000 IN | [89 empty] | 1.000 EA | 1.000 EA | [35 empty] | No | [42 empty] | https://www.lutron.com/TechnicalDocumentLibrary/369830_FRE.pdf | [7 empty] | Shelf Stock | [39 empty] | 39121704 | [13 empty] | <a href="https://www.lutron.com/TechnicalDocumentLibrary/043492.pdf" target="_blank">Warranty Information</a> |  |  |  |  | 0.500 L | [14 empty] | 0 | 0 | 0 | 0 | Electrical | 2018-04-25 15:32 | 2024-07-20 11:26 | 0000-00-00 00:00:00 | 2025-11-29 02:00 | 0000-00-00 00:00:00
4 | Lutron Electronics | LWT-GGGG-CBL | 4460-9511 | 4460 | 9511 | Lutron Electronics | LWT-GGGG-CBL.jpg | 784276153430 | NEW ARCH WP - GRAFIKT 4GANG CBL | Multigang Wallplate for GRAFIK T Controls, Four-gang for 4 dimmers, switches, or wallstations in clear black glass |  | 6 | 4 |  | LWT-GGGG-CBL.jpg | http://grandbrass.xologic.com/vendors/4460/large/LWT-GGGG-CBL.jpg | [47 empty] | 0 | 0 | 0 | [6 empty] | 0 | 1 | 1 | EA | 1 | Lighting Controls |  |  | Fittings and Hardware |  | Electrical Hardware And Supplies |  | Wallplates | [20 empty] | Switch Plates | [242 empty] | <a href="https://www.lutron.com/TechnicalDocumentLibrary/041496.pdf" target="_blank">Installation Instructions</a> | [23 empty] | 20.000 DW |  |  | 1.0000 IN | [89 empty] | 1.000 EA | 1.000 EA | [35 empty] | No | [42 empty] | https://www.lutron.com/TechnicalDocumentLibrary/369830_FRE.pdf | [7 empty] | Shelf Stock | [39 empty] | 39121704 | [13 empty] | <a href="https://www.lutron.com/TechnicalDocumentLibrary/043492.pdf" target="_blank">Warranty Information</a> |  |  |  |  | 0.500 L | [14 empty] | 0 | 0 | 0 | 0 | Electrical | 2018-04-25 15:32 | 2024-07-20 11:32 | 0000-00-00 00:00:00 | 2025-11-29 02:00 | 0000-00-00 00:00:00
4 | Lutron Electronics | LWT-TG-CBL | 4460-9512 | 4460 | 9512 | Lutron Electronics | LWT-TG-CBL.jpg | 784276158206 | NW AR WP 1 ACC PLDM, 1 GFK T OPNG IN CBL | Multigang Wallplate for New Architectural Controls and Accessories, Two-gang for 1 accessory or Palladiom keypad and 1 Grafik T control in clear black glass |  | 6 | 4 |  | LWT-TG-CBL.jpg | http://grandbrass.xologic.com/vendors/4460/large/LWT-TG-CBL.jpg | [47 empty] | 0 | 0 | 0 | [6 empty] | 0 | 1 | 1 | EA | 1 | Lighting Controls |  |  | Fittings and Hardware |  | Electrical Hardware And Supplies |  | Wallplates | [20 empty] | Switch Plates | [242 empty] | <a href="https://www.lutron.com/TechnicalDocumentLibrary/041496.pdf" target="_blank">Installation Instructions</a> | [23 empty] | 20.000 DW |  |  | 1.0000 IN | [89 empty] | 1.000 EA | 1.000 EA | [35 empty] | No | [42 empty] | https://www.lutron.com/TechnicalDocumentLibrary/369830_FRE.pdf | [7 empty] | Shelf Stock | [39 empty] | 39121704 | [13 empty] | <a href="https://www.lutron.com/TechnicalDocumentLibrary/043492.pdf" target="_blank">Warranty Information</a> |  |  |  |  | 0.500 L | [14 empty] | 0 | 0 | 0 | 0 | Electrical | 2018-04-25 15:32 | 2024-07-20 11:26 | 0000-00-00 00:00:00 | 2025-11-29 02:00 | 0000-00-00 00:00:00
1 | Lutron Electronics | DVFSQ-LFH-IV-C | 4460-9519 | 4460 | 9519 | Lutron Electronics | Ecom_DVFSQ-LF-IV_nowallplate.jpeg | 784276239578 | DIVA FAN LIGHT SWITCH IVORY CLAM CANADA | Lutron Diva 3-Speed Fan Control and Light Switch, Single-Pole/3-Way, 1.5A Fan/1A LED, Clamshell Packaging, Ivory |  | 3.69 | 5.88 |  | Ecom_DVFSQ-LF-IV_nowallplate.jpeg | http://grandbrass.xologic.com/vendors/4460/large/Ecom_DVFSQ-LF-IV_nowallplate.jpeg | [47 empty] | 0 | 0 | 0 | [6 empty] | 0 | 1 | 1 | EA | 1 | Lighting Controls | [27 empty] | Lightswitches | [242 empty] | <a href="https://www.lutron.com/TechnicalDocumentLibrary/0301990.pdf" target="_blank">Installation Instructions</a> | [23 empty] | 2.000 DW |  |  | 2.5000 IN | [89 empty] | 1.000 EA | 1.000 EA | [35 empty] | No | [42 empty] | https://www.lutron.com/TechnicalDocumentLibrary/3691042_SPA.pdf | [7 empty] | Shelf Stock | [13 empty] | <a href="https://www.lutron.com/TechnicalDocumentLibrary/368-4493_Page_31.pdf" target="_blank">Tech Drawing</a> | [25 empty] | 39122232 | [6 empty] | <a href="https://lutron.widen.net/content/gvlovxb4mx/mp4/Diva-Fan-Light-Stop-Motion-Install_without-CTA_Retail.mp4" target="_blank">Product Video Clip</a> | [6 empty] | <a href="https://www.lutron.com/TechnicalDocumentLibrary/369-119_Wallbox_Warranty.pdf" target="_blank">Warranty Information</a> |  |  |  |  | 0.250 L | [14 empty] | 0 | 0 | 0 | 0 | Lighting Fixtures | 2018-04-25 15:32 | 2024-07-20 11:26 | 0000-00-00 00:00:00 | 2024-07-20 11:26 | 0000-00-00 00:00:00 | [6 empty] | Ivory
1 | Lutron Electronics | PJ2-4B-GBL-P01 | 4460-9520 | 4460 | 9520 | Lutron Electronics | PJ2-4B-GBL-P01_Family-Room.jpeg?w=1500 | 784276240253 | PICO 4B FAMILY ROOM SCENE GBL | Pico Wireless Control, 4-button, 434 MHz, scene control of lights, family room engraving, in black |  | 0.5 | 5.75 | [50 empty] | 0 | 0 | 0 | [6 empty] | 0 | 1 | 1 | EA | 1 | Lighting Controls | [27 empty] | Other Lighting Controls | [49 empty] | <a href="https://www.lutron.com/TechnicalDocumentLibrary/3672499_Caseta_Brochure.pdf" target="_blank">Manufacturer Brochure</a> | [192 empty] | <a href="https://www.lutron.com/TechnicalDocumentLibrary/041481.pdf" target="_blank">Installation Instructions</a> | [23 empty] | 2.000 DW |  |  | 3.8800 IN | [89 empty] | 1.000 EA | 1.000 EA | [35 empty] | No | [42 empty] | https://www.lutron.com/TechnicalDocumentLibrary/3691066_SPA.pdf | [7 empty] | Shelf Stock | [39 empty] | 52161525 | [6 empty] | <a href="https://lutron.widen.net/content/fomoe9knmc/MP4/Ecom_PicoBenefits_video.MP4?w=2048" target="_blank">Product Video Clip</a> | [6 empty] | <a href="https://www.lutron.com/TechnicalDocumentLibrary/369-119_Wallbox_Warranty.pdf" target="_blank">Warranty Information</a> |  |  |  |  | 0.050 L | [14 empty] | 0 | 0 | 0 | 0 | Lighting Fixtures | 2018-04-25 15:32 | 2024-07-20 11:34 | 0000-00-00 00:00:00 | 2024-07-20 11:34 | 0000-00-00 00:00:00
1 | Lutron Electronics | PJ2-4B-GLA-P01 | 4460-9521 | 4460 | 9521 | Lutron Electronics | PJ2-4B-GLA-P01_Family-Room.jpeg?w=1500 | 784276240277 | PICO 4B FAMILY ROOM SCENE GLA | Pico Wireless Control, 4-button, 434 MHz, scene control of lights, family room engraving, in light almond |  | 0.5 | 5.75 | [50 empty] | 0 | 0 | 0 | [6 empty] | 0 | 1 | 1 | EA | 1 | Lighting Controls | [27 empty] | Other Lighting Controls | [49 empty] | <a href="https://www.lutron.com/TechnicalDocumentLibrary/3672499_Caseta_Brochure.pdf" target="_blank">Manufacturer Brochure</a> | [192 empty] | <a href="https://www.lutron.com/TechnicalDocumentLibrary/041481.pdf" target="_blank">Installation Instructions</a> | [23 empty] | 2.000 DW |  |  | 3.8800 IN | [89 empty] | 1.000 EA | 1.000 EA | [35 empty] | No | [42 empty] | https://www.lutron.com/TechnicalDocumentLibrary/3691066_SPA.pdf | [7 empty] | Shelf Stock | [39 empty] | 52161525 | [6 empty] | <a href="https://lutron.widen.net/content/fomoe9knmc/MP4/Ecom_PicoBenefits_video.MP4?w=2048" target="_blank">Product Video Clip</a> | [6 empty] | <a href="https://www.lutron.com/TechnicalDocumentLibrary/369-119_Wallbox_Warranty.pdf" target="_blank">Warranty Information</a> |  |  |  |  | 0.050 L | [14 empty] | 0 | 0 | 0 | 0 | Lighting Fixtures | 2018-04-25 15:32 | 2024-07-20 11:34 | 0000-00-00 00:00:00 | 2024-07-20 11:34 | 0000-00-00 00:00:00
1 | Lutron Electronics | PJ2-4B-GLA-P02 | 4460-9522 | 4460 | 9522 | Lutron Electronics | PJ2-4B-GLA-P02_Kitchen.jpeg?w=1500 | 784276240369 | PICO 4B KITCHEN SCENE GLA | Pico Wireless Control, 4-button, 434 MHz, scene control of lights, kitchen engraving, in light almond |  | 0.5 | 5.75 | [50 empty] | 0 | 0 | 0 | [6 empty] | 0 | 1 | 1 | EA | 1 | Lighting Controls | [27 empty] | Other Lighting Controls | [49 empty] | <a href="https://www.lutron.com/TechnicalDocumentLibrary/3672499_Caseta_Brochure.pdf" target="_blank">Manufacturer Brochure</a> | [192 empty] | <a href="https://www.lutron.com/TechnicalDocumentLibrary/041481.pdf" target="_blank">Installation Instructions</a> | [23 empty] | 2.000 DW |  |  | 3.8800 IN | [89 empty] | 1.000 EA | 1.000 EA | [35 empty] | No | [42 empty] | https://www.lutron.com/TechnicalDocumentLibrary/3691066_SPA.pdf | [7 empty] | Shelf Stock | [39 empty] | 52161525 | [6 empty] | <a href="https://lutron.widen.net/content/fomoe9knmc/MP4/Ecom_PicoBenefits_video.MP4?w=2048" target="_blank">Product Video Clip</a> | [6 empty] | <a href="https://www.lutron.com/TechnicalDocumentLibrary/369-119_Wallbox_Warranty.pdf" target="_blank">Warranty Information</a> |  |  |  |  | 0.050 L | [14 empty] | 0 | 0 | 0 | 0 | Lighting Fixtures | 2018-04-25 15:32 | 2024-07-20 11:34 | 0000-00-00 00:00:00 | 2024-07-20 11:34 | 0000-00-00 00:00:00
1 | Lutron Electronics | PJ2-4B-TMN-P02 | 4460-9523 | 4460 | 9523 | Lutron Electronics | PJ2-4B-TMN-P02_Kitchen.jpeg?w=1500 | 784276240383 | PICO 4B KITCHEN SCENE TMN | Pico Wireless Control, 4-button, 434 MHz, scene control of lights, kitchen text engraving, in midnight |  | 0.5 | 5.75 | [50 empty] | 0 | 0 | 0 | [6 empty] | 0 | 1 | 1 | EA | 1 | Lighting Controls | [27 empty] | Other Lighting Controls | [49 empty] | <a href="https://www.lutron.com/TechnicalDocumentLibrary/3672499_Caseta_Brochure.pdf" target="_blank">Manufacturer Brochure</a> | [192 empty] | <a href="https://www.lutron.com/TechnicalDocumentLibrary/041481.pdf" target="_blank">Installation Instructions</a> | [23 empty] | 2.000 DW |  |  | 3.8800 IN | [89 empty] | 1.000 EA | 1.000 EA | [35 empty] | No | [42 empty] | https://www.lutron.com/TechnicalDocumentLibrary/3691066_SPA.pdf | [7 empty] | Shelf Stock | [39 empty] | 52161525 | [6 empty] | <a href="https://lutron.widen.net/content/fomoe9knmc/MP4/Ecom_PicoBenefits_video.MP4?w=2048" target="_blank">Product Video Clip</a> | [6 empty] | <a href="https://www.lutron.com/TechnicalDocumentLibrary/369-119_Wallbox_Warranty.pdf" target="_blank">Warranty Information</a> |  |  |  |  | 0.050 L | [14 empty] | 0 | 0 | 0 | 0 | Lighting Fixtures | 2018-04-25 15:32 | 2024-07-20 11:26 | 0000-00-00 00:00:00 | 2024-07-20 11:26 | 0000-00-00 00:00:00
1 | Lutron Electronics | PJ2-4B-TMN-S21 | 4460-9525 | 4460 | 9525 | Lutron Electronics | Ecom_PJ2-4B-TMN-LS21_NoWallPlate.jpeg?w=1500 | 784276240918 | PICO 4B 2 GROUP SHADE CONTROL MN | Pico Wireless Control, 4-button, 434 MHz, 2-group control of shades, standard engraving, in midnight |  | 2 | 4 | [50 empty] | 0 | 0 | 0 | [6 empty] | 0 | 1 | 1 | EA | 1 | Lighting Controls | [27 empty] | Other Lighting Controls | [242 empty] | <a href="https://www.lutron.com/TechnicalDocumentLibrary/041481.pdf" target="_blank">Installation Instructions</a> | [23 empty] | 10.000 DW |  |  | 2.0000 IN | [89 empty] | 1.000 EA | 1.000 EA | [35 empty] | No | [42 empty] | https://www.lutron.com/TechnicalDocumentLibrary/369847.pdf | [7 empty] | Shelf Stock | [39 empty] | 52161525 | [6 empty] | <a href="https://lutron.widen.net/content/fomoe9knmc/MP4/Ecom_PicoBenefits_video.MP4?w=2048" target="_blank">Product Video Clip</a> | [6 empty] | <a href="https://www.lutron.com/TechnicalDocumentLibrary/369-119_Wallbox_Warranty.pdf" target="_blank">Warranty Information</a> |  |  |  |  | 0.100 L | [14 empty] | 0 | 0 | 0 | 0 | Lighting Fixtures | 2018-04-25 15:32 | 2024-07-20 11:25 | 0000-00-00 00:00:00 | 2024-07-20 11:25 | 0000-00-00 00:00:00
1 | Lutron Electronics | PJ2-4B-TBI-L21 | 4460-9526 | 4460 | 9526 | Lutron Electronics | Ecom_PJ2-4B-TBI-S31_NoWallPlate.jpeg?w=1500 | 784276241052 | PICO 4B 2 GROUP LIGHT CONTROL BI | Pico Wireless Control, 4-button, 434 MHz, 2-group control of lights, standard engraving, in biscuit |  | 2 | 4 | [50 empty] | 0 | 0 | 0 | [6 empty] | 0 | 1 | 1 | EA | 1 | Lighting Controls | [27 empty] | Other Lighting Controls | [242 empty] | <a href="https://www.lutron.com/TechnicalDocumentLibrary/041481.pdf" target="_blank">Installation Instructions</a> | [23 empty] | 10.000 DW |  |  | 2.0000 IN | [89 empty] | 1.000 EA | 1.000 EA | [35 empty] | No | [42 empty] | https://www.lutron.com/TechnicalDocumentLibrary/369847.pdf | [7 empty] | Shelf Stock | [39 empty] | 52161525 | [6 empty] | <a href="https://lutron.widen.net/content/fomoe9knmc/MP4/Ecom_PicoBenefits_video.MP4?w=2048" target="_blank">Product Video Clip</a> | [6 empty] | <a href="https://www.lutron.com/TechnicalDocumentLibrary/369-119_Wallbox_Warranty.pdf" target="_blank">Warranty Information</a> |  |  |  |  | 0.100 L | [14 empty] | 0 | 0 | 0 | 0 | Lighting Fixtures | 2018-04-25 15:32 | 2024-07-20 11:28 | 0000-00-00 00:00:00 | 2024-07-20 11:28 | 0000-00-00 00:00:00
1 | Lutron Electronics | PJ2-4B-TBI-L41 | 4460-9527 | 4460 | 9527 | Lutron Electronics | PJ2-4B-TBI-P03_Any-Room.jpeg?w=1500 | 784276241076 | PICO 4B 4 GROUP TOGGLE CONTROL BI | Pico Wireless Control, 4-button, 434 MHz, 4-group toggle, standard engraving, in biscuit |  | 2 | 4 | [50 empty] | 0 | 0 | 0 | [6 empty] | 0 | 1 | 1 | EA | 1 | Lighting Controls | [27 empty] | Other Lighting Controls | [242 empty] | <a href="https://www.lutron.com/TechnicalDocumentLibrary/041481.pdf" target="_blank">Installation Instructions</a> | [23 empty] | 10.000 DW |  |  | 2.0000 IN | [89 empty] | 1.000 EA | 1.000 EA | [35 empty] | No | [42 empty] | https://www.lutron.com/TechnicalDocumentLibrary/369847.pdf | [7 empty] | Shelf Stock | [39 empty] | 52161525 | [6 empty] | <a href="https://lutron.widen.net/content/fomoe9knmc/MP4/Ecom_PicoBenefits_video.MP4?w=2048" target="_blank">Product Video Clip</a> | [6 empty] | <a href="https://www.lutron.com/TechnicalDocumentLibrary/369-119_Wallbox_Warranty.pdf" target="_blank">Warranty Information</a> |  |  |  |  | 0.100 L | [14 empty] | 0 | 0 | 0 | 0 | Lighting Fixtures | 2018-04-25 15:32 | 2024-07-20 11:34 | 0000-00-00 00:00:00 | 2024-07-20 11:34 | 0000-00-00 00:00:00
1 | Lutron Electronics | PJ2-3B-TMN-L01 | 4460-9528 | 4460 | 9528 | Lutron Electronics | PJ2-3B-TMN-L01.jpeg | 784276241496 | PICO 3B LIGHT ICON MN | Lutron 3-Button Pico Smart Remote, with Light Icons - Midnight |  | 2 | 4 |  | PJ2-3B-TMN-L01.jpeg | http://grandbrass.xologic.com/vendors/4460/large/PJ2-3B-TMN-L01.jpeg | [47 empty] | 0 | 0 | 0 | [6 empty] | 0 | 1 | 1 | EA | 1 | Lighting Controls | [27 empty] | Other Lighting Controls | [242 empty] | <a href="https://www.lutron.com/TechnicalDocumentLibrary/040429.pdf" target="_blank">Installation Instructions</a> | [23 empty] | 10.000 DW |  |  | 2.0000 IN | [89 empty] | 1.000 EA | 1.000 EA | [35 empty] | No | [42 empty] | https://www.lutron.com/TechnicalDocumentLibrary/369612.pdf | [7 empty] | Shelf Stock | [39 empty] | 52161525 | [6 empty] | <a href="https://lutron.widen.net/content/fomoe9knmc/mp4/Ecom_PicoBenefits_video.mp4" target="_blank">Product Video Clip</a> | [6 empty] | <a href="https://www.lutron.com/TechnicalDocumentLibrary/369-119_Wallbox_Warranty.pdf" target="_blank">Warranty Information</a> |  |  |  |  | 0.100 L | [14 empty] | 0 | 0 | 0 | 0 | Lighting Fixtures | 2018-04-25 15:32 | 2024-07-20 11:24 | 0000-00-00 00:00:00 | 2024-07-20 11:24 | 0000-00-00 00:00:00
1 | Lutron Electronics | PJ2-3B-TBI-L01 | 4460-9529 | 4460 | 9529 | Lutron Electronics | PJ2-3B-TBI-L01.jpeg | 784276241533 | PICO 3B LIGHT ICON BI | Lutron 3-Button Pico Smart Remote, with Light Icons - Biscuit |  | 2 | 4 |  | PJ2-3B-TBI-L01.jpeg | http://grandbrass.xologic.com/vendors/4460/large/PJ2-3B-TBI-L01.jpeg | [47 empty] | 0 | 0 | 0 | [6 empty] | 0 | 1 | 1 | EA | 1 | Lighting Controls | [27 empty] | Other Lighting Controls | [242 empty] | <a href="https://www.lutron.com/TechnicalDocumentLibrary/040429.pdf" target="_blank">Installation Instructions</a> | [23 empty] | 10.000 DW |  |  | 2.0000 IN | [89 empty] | 1.000 EA | 1.000 EA | [35 empty] | No | [42 empty] | https://www.lutron.com/TechnicalDocumentLibrary/369612.pdf | [7 empty] | Shelf Stock | [39 empty] | 52161525 | [6 empty] | <a href="https://lutron.widen.net/content/fomoe9knmc/mp4/Ecom_PicoBenefits_video.mp4" target="_blank">Product Video Clip</a> | [6 empty] | <a href="https://www.lutron.com/TechnicalDocumentLibrary/369-119_Wallbox_Warranty.pdf" target="_blank">Warranty Information</a> |  |  |  |  | 0.100 L | [14 empty] | 0 | 0 | 0 | 0 | Lighting Fixtures | 2018-04-25 15:32 | 2024-07-20 11:26 | 0000-00-00 00:00:00 | 2024-07-20 11:26 | 0000-00-00 00:00:00
1 | Lutron Electronics | PJ2-3BRL-TMN-S06 | 4460-9530 | 4460 | 9530 | Lutron Electronics | PJ2-3BRL-TMN-S06.jpeg | 784276241632 | PICO 3BRL SKYLIGHT BLACK SATIN | Lutron 3-Button with Raise/Lower and Preset, Pico Smart Remote, with Shade Icons and Text ("Skylight") - Midnight |  | 2 | 4 |  | PJ2-3BRL-TMN-S06.jpeg | http://grandbrass.xologic.com/vendors/4460/large/PJ2-3BRL-TMN-S06.jpeg | [47 empty] | 0 | 0 | 0 | [6 empty] | 0 | 1 | 1 | EA | 1 | Lighting Controls | [27 empty] | Other Lighting Controls | [242 empty] | <a href="https://assets.lutron.com/a/documents/040429.pdf" target="_blank">Installation Instructions</a> | [23 empty] | 10.000 DW |  |  | 2.0000 IN | [89 empty] | 1.000 EA | 1.000 EA | [35 empty] | No | [42 empty] | https://www.lutron.com/TechnicalDocumentLibrary/369612.pdf | [7 empty] | Shelf Stock | [39 empty] | 52161525 | [6 empty] | <a href="https://lutron.widen.net/content/fomoe9knmc/mp4/Ecom_PicoBenefits_video.mp4" target="_blank">Product Video Clip</a> | [6 empty] | <a href="https://www.lutron.com/TechnicalDocumentLibrary/369-119_Wallbox_Warranty.pdf" target="_blank">Warranty Information</a> |  |  |  |  | 0.100 L | [14 empty] | 0 | 0 | 0 | 0 | Lighting Fixtures | 2018-04-25 15:32 | 2024-07-20 11:41 | 0000-00-00 00:00:00 | 2024-07-20 11:41 | 0000-00-00 00:00:00
1 | Lutron Electronics | PJ2-3BRL-TMN-S09 | 4460-9531 | 4460 | 9531 | Lutron Electronics | PJ2-3BRL-TMN-S09.jpeg | 784276241663 | PICO 3BRL SHADE BLACK SATIN | Lutron 3-Button with Raise/Lower and Preset, Pico Smart Remote, with Shade Icons and Text ("Blind") for Horizontal Sheer Blinds - Midnight |  | 2 | 4 |  | PJ2-3BRL-TMN-S09.jpeg | http://grandbrass.xologic.com/vendors/4460/large/PJ2-3BRL-TMN-S09.jpeg | [47 empty] | 0 | 0 | 0 | [6 empty] | 0 | 1 | 1 | EA | 1 | Lighting Controls | [27 empty] | Other Lighting Controls | [242 empty] | <a href="https://assets.lutron.com/a/documents/040429.pdf" target="_blank">Installation Instructions</a> | [23 empty] | 10.000 DW |  |  | 2.0000 IN | [89 empty] | 1.000 EA | 1.000 EA | [35 empty] | No | [42 empty] | https://www.lutron.com/TechnicalDocumentLibrary/369612.pdf | [7 empty] | Shelf Stock | [39 empty] | 52161525 | [13 empty] | <a href="https://www.lutron.com/TechnicalDocumentLibrary/369-119_Wallbox_Warranty.pdf" target="_blank">Warranty Information</a> |  |  |  |  | 0.100 L | [14 empty] | 0 | 0 | 0 | 0 | Lighting Fixtures | 2018-04-25 15:32 | 2024-07-20 11:41 | 0000-00-00 00:00:00 | 2024-07-20 11:41 | 0000-00-00 00:00:00
1 | Lutron Electronics | CTCL-150-WH | 4460-9532 | 4460 | 9532 | Lutron Electronics | CTCL-150-WH.jpg | 784276244091 | CONTOUR SLIDE TO OFF WHITE BOXED | Skylark Contour slide-to-off Dimmer, CFL/LED (screw-base), Incandescent/Halogen, single-pole, 150W CFL/LED or 600W inc/hal in white, ED box packaging |  | 2.32 | 4.5 |  | CTCL-150-WH.jpg | http://grandbrass.xologic.com/vendors/4460/large/CTCL-150-WH.jpg | [47 empty] | 0 | 0 | 0 | [6 empty] | 0 | 1 | 1 | EA | 1 | Lighting Controls | [27 empty] | Dimmers | [49 empty] | <a href="https://www.lutron.com/TechnicalDocumentLibrary/Skylark_Contour_slide_to_off_LED+dimmer_sell_sheet.pdf" target="_blank">Manufacturer Brochure</a> | [192 empty] | <a href="https://www.lutron.com/TechnicalDocumentLibrary/0301882.pdf" target="_blank">Installation Instructions</a> | [23 empty] | 2.000 DW |  |  | 2.2500 IN | [89 empty] | 1.000 EA | 1.000 EA | [35 empty] | No | [42 empty] | https://www.lutron.com/TechnicalDocumentLibrary/3691051_Spec.pdf | [7 empty] | Shelf Stock | [13 empty] | <a href="https://www.lutron.com/TechnicalDocumentLibrary/368-4493_Page_2.pdf" target="_blank">Tech Drawing</a> | [25 empty] | 39122206 | [13 empty] | <a href="https://www.lutron.com/TechnicalDocumentLibrary/369-119_Wallbox_Warranty.pdf" target="_blank">Warranty Information</a> |  |  |  |  | 0.240 L | [14 empty] | 0 | 0 | 0 | 0 | Lighting Fixtures | 2018-04-25 15:32 | 2024-07-20 11:36 | 0000-00-00 00:00:00 | 2024-07-20 11:36 | 0000-00-00 00:00:00 | [6 empty] | White
1 | Lutron Electronics | DVFSQ-LFH-LA-C | 4460-9534 | 4460 | 9534 | Lutron Electronics | Ecom_DVFSQ-LF-WH_nowallplate.jpeg | 784276239585 | DIVA FAN LIGHT SWITCH LIGHT AL CSA | Lutron Diva 3-Speed Fan Control and Light Switch, Single-Pole/3-Way, 1.5A Fan/1A LED, Clamshell Packaging, Light Almond |  | 3.69 | 5.88 |  | Ecom_DVFSQ-LF-WH_nowallplate.jpeg | http://grandbrass.xologic.com/vendors/4460/large/Ecom_DVFSQ-LF-WH_nowallplate.jpeg | [47 empty] | 0 | 0 | 0 | [6 empty] | 0 | 1 | 1 | EA | 1 | Lighting Controls | [27 empty] | Lightswitches | [242 empty] | <a href="https://www.lutron.com/TechnicalDocumentLibrary/0301990.pdf" target="_blank">Installation Instructions</a> | [23 empty] | 2.000 DW |  |  | 2.5000 IN | [89 empty] | 1.000 EA | 1.000 EA | [35 empty] | No | [42 empty] | https://www.lutron.com/TechnicalDocumentLibrary/3691042_SPA.pdf | [7 empty] | Shelf Stock | [13 empty] | <a href="https://www.lutron.com/TechnicalDocumentLibrary/368-4493_Page_31.pdf" target="_blank">Tech Drawing</a> | [25 empty] | 39122232 | [6 empty] | <a href="https://lutron.widen.net/content/gvlovxb4mx/mp4/Diva-Fan-Light-Stop-Motion-Install_without-CTA_Retail.mp4" target="_blank">Product Video Clip</a> | [6 empty] | <a href="https://www.lutron.com/TechnicalDocumentLibrary/369-119_Wallbox_Warranty.pdf" target="_blank">Warranty Information</a> |  |  |  |  | 0.250 L | [14 empty] | 0 | 0 | 0 | 0 | Lighting Fixtures | 2018-04-25 15:32 | 2024-07-20 11:29 | 0000-00-00 00:00:00 | 2024-07-20 11:29 | 0000-00-00 00:00:00
1 | Lutron Electronics | PJ2-4B-TSW-P01 | 4460-9535 | 4460 | 9535 | Lutron Electronics | PJ2-4B-TSW-P01_Family-Room.jpeg?w=1500 | 784276240284 | PICO 4B FAMILY ROOM SCENE TSW | Pico Wireless Control, 4-button, 434 MHz, scene control of lights, family room text engraving, in snow |  | 0.5 | 5.75 | [50 empty] | 0 | 0 | 0 | [6 empty] | 0 | 1 | 1 | EA | 1 | Lighting Controls | [27 empty] | Other Lighting Controls | [49 empty] | <a href="https://www.lutron.com/TechnicalDocumentLibrary/3672499_Caseta_Brochure.pdf" target="_blank">Manufacturer Brochure</a> | [192 empty] | <a href="https://www.lutron.com/TechnicalDocumentLibrary/041481.pdf" target="_blank">Installation Instructions</a> | [23 empty] | 2.000 DW |  |  | 3.8800 IN | [89 empty] | 1.000 EA | 1.000 EA | [35 empty] | No | [42 empty] | https://www.lutron.com/TechnicalDocumentLibrary/3691066_SPA.pdf | [7 empty] | Shelf Stock | [39 empty] | 52161525 | [6 empty] | <a href="https://lutron.widen.net/content/fomoe9knmc/MP4/Ecom_PicoBenefits_video.MP4?w=2048" target="_blank">Product Video Clip</a> | [6 empty] | <a href="https://www.lutron.com/TechnicalDocumentLibrary/369-119_Wallbox_Warranty.pdf" target="_blank">Warranty Information</a> |  |  |  |  | 0.050 L | [14 empty] | 0 | 0 | 0 | 0 | Lighting Fixtures | 2018-04-25 15:32 | 2024-07-20 11:24 | 0000-00-00 00:00:00 | 2024-07-20 11:24 | 0000-00-00 00:00:00
1 | Lutron Electronics | PJ2-4B-TSW-P02 | 4460-9536 | 4460 | 9536 | Lutron Electronics | PJ2-4B-TSW-P02_Kitchen.jpeg?w=1500 | 784276240376 | PICO 4B KITCHEN SCENE TSW | Pico Wireless Control, 4-button, 434 MHz, scene control of lights, kitchen text engraving, in snow |  | 0.5 | 5.75 | [50 empty] | 0 | 0 | 0 | [6 empty] | 0 | 1 | 1 | EA | 1 | Lighting Controls | [27 empty] | Other Lighting Controls | [49 empty] | <a href="https://www.lutron.com/TechnicalDocumentLibrary/3672499_Caseta_Brochure.pdf" target="_blank">Manufacturer Brochure</a> | [192 empty] | <a href="https://www.lutron.com/TechnicalDocumentLibrary/041481.pdf" target="_blank">Installation Instructions</a> | [23 empty] | 2.000 DW |  |  | 3.8800 IN | [89 empty] | 1.000 EA | 1.000 EA | [35 empty] | No | [42 empty] | https://www.lutron.com/TechnicalDocumentLibrary/3691066_SPA.pdf | [7 empty] | Shelf Stock | [39 empty] | 52161525 | [6 empty] | <a href="https://lutron.widen.net/content/fomoe9knmc/MP4/Ecom_PicoBenefits_video.MP4?w=2048" target="_blank">Product Video Clip</a> | [6 empty] | <a href="https://www.lutron.com/TechnicalDocumentLibrary/369-119_Wallbox_Warranty.pdf" target="_blank">Warranty Information</a> |  |  |  |  | 0.050 L | [14 empty] | 0 | 0 | 0 | 0 | Lighting Fixtures | 2018-04-25 15:32 | 2024-07-20 11:33 | 0000-00-00 00:00:00 | 2024-07-20 11:33 | 0000-00-00 00:00:00
1 | Lutron Electronics | PJ2-4B-TMN-P03 | 4460-9537 | 4460 | 9537 | Lutron Electronics | PJ2-4B-TMN-P03_Any-Room.jpeg?w=1500 | 784276240468 | PICO 4B ANY ROOM SCENE TMN | Pico Wireless Control, 4-button, 434 MHz, scene control of lights, any room engraving, in midnight |  | 0.5 | 5.75 | [50 empty] | 0 | 0 | 0 | [6 empty] | 0 | 1 | 1 | EA | 1 | Lighting Controls | [27 empty] | Other Lighting Controls | [49 empty] | <a href="https://www.lutron.com/TechnicalDocumentLibrary/3672499_Caseta_Brochure.pdf" target="_blank">Manufacturer Brochure</a> | [192 empty] | <a href="https://www.lutron.com/TechnicalDocumentLibrary/041481.pdf" target="_blank">Installation Instructions</a> | [23 empty] | 2.000 DW |  |  | 3.8800 IN | [89 empty] | 1.000 EA | 1.000 EA | [35 empty] | No | [42 empty] | https://www.lutron.com/TechnicalDocumentLibrary/3691066_SPA.pdf | [7 empty] | Shelf Stock | [39 empty] | 52161525 | [6 empty] | <a href="https://lutron.widen.net/content/fomoe9knmc/MP4/Ecom_PicoBenefits_video.MP4?w=2048" target="_blank">Product Video Clip</a> | [6 empty] | <a href="https://www.lutron.com/TechnicalDocumentLibrary/369-119_Wallbox_Warranty.pdf" target="_blank">Warranty Information</a> |  |  |  |  | 0.050 L | [14 empty] | 0 | 0 | 0 | 0 | Lighting Fixtures | 2018-04-25 15:32 | 2024-07-20 11:24 | 0000-00-00 00:00:00 | 2024-07-20 11:24 | 0000-00-00 00:00:00
1 | Lutron Electronics | PJ2-2B-GIV-P02 | 4460-9538 | 4460 | 9538 | Lutron Electronics | PJ2-2B-GIV-P02_Bedside.jpeg | 784276240611 | PICO 2B BEDSIDE SCENE GIV | Lutron 2-Button Scene Pico Smart Remote, with Pre-engraved Text-"Alert/Goodnight" - Ivory |  | 0.5 | 5.75 |  | PJ2-2B-GIV-P02_Bedside.jpeg | http://grandbrass.xologic.com/vendors/4460/large/PJ2-2B-GIV-P02_Bedside.jpeg | [47 empty] | 0 | 0 | 0 | [6 empty] | 0 | 1 | 1 | EA | 1 | Lighting Controls | [27 empty] | Other Lighting Controls | [49 empty] | <a href="https://www.lutron.com/TechnicalDocumentLibrary/3672499_Caseta_Brochure.pdf" target="_blank">Manufacturer Brochure</a> | [192 empty] | <a href="https://www.lutron.com/TechnicalDocumentLibrary/040429.pdf" target="_blank">Installation Instructions</a> | [23 empty] | 2.000 DW |  |  | 3.8800 IN | [89 empty] | 1.000 EA | 1.000 EA | [35 empty] | No | [42 empty] | https://www.lutron.com/TechnicalDocumentLibrary/3691066_SPA.pdf | [7 empty] | Shelf Stock | [39 empty] | 52161525 | [6 empty] | <a href="https://lutron.widen.net/content/fomoe9knmc/mp4/Ecom_PicoBenefits_video.mp4" target="_blank">Product Video Clip</a> | [6 empty] | <a href="https://www.lutron.com/TechnicalDocumentLibrary/369-119_Wallbox_Warranty.pdf" target="_blank">Warranty Information</a> |  |  |  |  | 0.050 L | [14 empty] | 0 | 0 | 0 | 0 | Lighting Fixtures | 2018-04-25 15:32 | 2024-07-20 11:25 | 0000-00-00 00:00:00 | 2024-07-20 11:25 | 0000-00-00 00:00:00
1 | Lutron Electronics | PJ2-4B-TSW-L01 | 4460-9539 | 4460 | 9539 | Lutron Electronics | PJ2-4B-TSW-L01.jpeg?w=1500 | 784276240659 | PICO 4B ZONE LIGHT CONTROL SW | Pico Wireless Control, 4-button, 434 MHz, zone control of lights, standard engraving, in snow |  | 2 | 4 | [50 empty] | 0 | 0 | 0 | [6 empty] | 0 | 1 | 1 | EA | 1 | Lighting Controls | [27 empty] | Other Lighting Controls | [242 empty] | <a href="https://www.lutron.com/TechnicalDocumentLibrary/041481.pdf" target="_blank">Installation Instructions</a> | [23 empty] | 10.000 DW |  |  | 2.0000 IN | [89 empty] | 1.000 EA | 1.000 EA | [35 empty] | No | [42 empty] | https://www.lutron.com/TechnicalDocumentLibrary/369847.pdf | [7 empty] | Shelf Stock | [39 empty] | 52161525 | [6 empty] | <a href="https://lutron.widen.net/content/fomoe9knmc/MP4/Ecom_PicoBenefits_video.MP4?w=2048" target="_blank">Product Video Clip</a> | [6 empty] | <a href="https://www.lutron.com/TechnicalDocumentLibrary/369-119_Wallbox_Warranty.pdf" target="_blank">Warranty Information</a> |  |  |  |  | 0.100 L | [14 empty] | 0 | 0 | 0 | 0 | Lighting Fixtures | 2018-04-25 15:32 | 2024-07-20 11:24 | 0000-00-00 00:00:00 | 2024-07-20 11:24 | 0000-00-00 00:00:00
1 | Lutron Electronics | PJ2-4B-TMN-S31 | 4460-9540 | 4460 | 9540 | Lutron Electronics | Ecom_PJ2-4B-TMN-S31_NoWallPlate.jpeg?w=1500 | 784276240901 | PICO 4B SCENE SHADE CONTROL MN | Pico Wireless Control, 4-button, 434 MHz, scene control of shades, standard engraving, in midnight |  | 2 | 4 | [50 empty] | 0 | 0 | 0 | [6 empty] | 0 | 1 | 1 | EA | 1 | Lighting Controls | [27 empty] | Other Lighting Controls | [242 empty] | <a href="https://www.lutron.com/TechnicalDocumentLibrary/041481.pdf" target="_blank">Installation Instructions</a> | [23 empty] | 10.000 DW |  |  | 2.0000 IN | [89 empty] | 1.000 EA | 1.000 EA | [35 empty] | No | [42 empty] | https://www.lutron.com/TechnicalDocumentLibrary/369847.pdf | [7 empty] | Shelf Stock | [39 empty] | 52161525 | [6 empty] | <a href="https://lutron.widen.net/content/fomoe9knmc/MP4/Ecom_PicoBenefits_video.MP4?w=2048" target="_blank">Product Video Clip</a> | [6 empty] | <a href="https://www.lutron.com/TechnicalDocumentLibrary/369-119_Wallbox_Warranty.pdf" target="_blank">Warranty Information</a> |  |  |  |  | 0.100 L | [14 empty] | 0 | 0 | 0 | 0 | Lighting Fixtures | 2018-04-25 15:32 | 2024-07-20 11:43 | 0000-00-00 00:00:00 | 2024-07-20 11:43 | 0000-00-00 00:00:00
1 | Lutron Electronics | PJ2-4B-TBI-L31 | 4460-9541 | 4460 | 9541 | Lutron Electronics | Ecom_PJ2-4B-TBI-L31_NoWallPlate.jpeg?w=1500 | 784276241045 | PICO 4B SCENE LIGHT CONTROL BI | Pico Wireless Control, 4-button, 434 MHz, scene control of lights, standard engraving, in biscuit |  | 2 | 4 | [50 empty] | 0 | 0 | 0 | [6 empty] | 0 | 1 | 1 | EA | 1 | Lighting Controls | [27 empty] | Other Lighting Controls | [242 empty] | <a href="https://www.lutron.com/TechnicalDocumentLibrary/041481.pdf" target="_blank">Installation Instructions</a> | [23 empty] | 10.000 DW |  |  | 2.0000 IN | [89 empty] | 1.000 EA | 1.000 EA | [35 empty] | No | [42 empty] | https://www.lutron.com/TechnicalDocumentLibrary/369847.pdf | [7 empty] | Shelf Stock | [39 empty] | 52161525 | [6 empty] | <a href="https://lutron.widen.net/content/fomoe9knmc/MP4/Ecom_PicoBenefits_video.MP4?w=2048" target="_blank">Product Video Clip</a> | [6 empty] | <a href="https://www.lutron.com/TechnicalDocumentLibrary/369-119_Wallbox_Warranty.pdf" target="_blank">Warranty Information</a> |  |  |  |  | 0.100 L | [14 empty] | 0 | 0 | 0 | 0 | Lighting Fixtures | 2018-04-25 15:32 | 2024-07-20 11:28 | 0000-00-00 00:00:00 | 2024-07-20 11:28 | 0000-00-00 00:00:00
1 | Lutron Electronics | PJ2-2B-TMN-L01 | 4460-9542 | 4460 | 9542 | Lutron Electronics | PJ2-2B-TMN-L01.jpeg | 784276241229 | PICO 2B LIGHT ICON MN | Lutron 2-Button Pico Smart Remote, with Light Icons - Midnight |  | 2 | 4 |  | PJ2-2B-TMN-L01.jpeg | http://grandbrass.xologic.com/vendors/4460/large/PJ2-2B-TMN-L01.jpeg | [47 empty] | 0 | 0 | 0 | [6 empty] | 0 | 1 | 1 | EA | 1 | Lighting Controls | [27 empty] | Other Lighting Controls | [242 empty] | <a href="https://www.lutron.com/TechnicalDocumentLibrary/040429.pdf" target="_blank">Installation Instructions</a> | [23 empty] | 10.000 DW |  |  | 2.0000 IN | [89 empty] | 1.000 EA | 1.000 EA | [35 empty] | No | [42 empty] | https://www.lutron.com/TechnicalDocumentLibrary/369612.pdf | [7 empty] | Shelf Stock | [39 empty] | 52161525 | [6 empty] | <a href="https://lutron.widen.net/content/fomoe9knmc/mp4/Ecom_PicoBenefits_video.mp4" target="_blank">Product Video Clip</a> | [6 empty] | <a href="https://www.lutron.com/TechnicalDocumentLibrary/369-119_Wallbox_Warranty.pdf" target="_blank">Warranty Information</a> |  |  |  |  | 0.100 L | [14 empty] | 0 | 0 | 0 | 0 | Lighting Fixtures | 2018-04-25 15:32 | 2024-07-20 11:22 | 0000-00-00 00:00:00 | 2024-07-20 11:22 | 0000-00-00 00:00:00
1 | Lutron Electronics | PJ2-2B-TBI-L02 | 4460-9543 | 4460 | 9543 | Lutron Electronics | PJ2-2B-TBI-L02.jpeg | 784276241335 | PICO 2B POWER ICON BI | Lutron 2-Button Pico Smart Remote, with Appliance Icons - Biscuit |  | 2 | 4 |  | PJ2-2B-TBI-L02.jpeg | http://grandbrass.xologic.com/vendors/4460/large/PJ2-2B-TBI-L02.jpeg | [47 empty] | 0 | 0 | 0 | [6 empty] | 0 | 1 | 1 | EA | 1 | Lighting Controls | [27 empty] | Other Lighting Controls | [242 empty] | <a href="https://www.lutron.com/TechnicalDocumentLibrary/040429.pdf" target="_blank">Installation Instructions</a> | [23 empty] | 10.000 DW |  |  | 2.0000 IN | [89 empty] | 1.000 EA | 1.000 EA | [35 empty] | No | [42 empty] | https://www.lutron.com/TechnicalDocumentLibrary/369612.pdf | [7 empty] | Shelf Stock | [39 empty] | 52161525 | [6 empty] | <a href="https://lutron.widen.net/content/fomoe9knmc/mp4/Ecom_PicoBenefits_video.mp4" target="_blank">Product Video Clip</a> | [6 empty] | <a href="https://www.lutron.com/TechnicalDocumentLibrary/369-119_Wallbox_Warranty.pdf" target="_blank">Warranty Information</a> |  |  |  |  | 0.100 L | [14 empty] | 0 | 0 | 0 | 0 | Lighting Fixtures | 2018-04-25 15:32 | 2024-07-20 11:43 | 0000-00-00 00:00:00 | 2024-07-20 11:43 | 0000-00-00 00:00:00
1 | Lutron Electronics | PJ2-2BRL-TBI-S01 | 4460-9544 | 4460 | 9544 | Lutron Electronics | PJ2-2BRL-TBI-S01.jpeg | 784276241472 | PICO 2BRL SHADE ICON BISCUIT | Lutron 2-Button with Raise/Lower, Pico Smart Remote, with Shade Icons - Biscuit |  | 2 | 4 |  | PJ2-2BRL-TBI-S01.jpeg | http://grandbrass.xologic.com/vendors/4460/large/PJ2-2BRL-TBI-S01.jpeg | [47 empty] | 0 | 0 | 0 | [6 empty] | 0 | 1 | 1 | EA | 1 | Lighting Controls | [27 empty] | Other Lighting Controls | [242 empty] | <a href="https://assets.lutron.com/a/documents/040429.pdf" target="_blank">Installation Instructions</a> | [23 empty] | 10.000 DW |  |  | 2.0000 IN | [89 empty] | 1.000 EA | 1.000 EA | [35 empty] | No | [42 empty] | https://www.lutron.com/TechnicalDocumentLibrary/369612.pdf | [7 empty] | Shelf Stock | [39 empty] | 52161525 | [6 empty] | <a href="https://lutron.widen.net/content/fomoe9knmc/mp4/Ecom_PicoBenefits_video.mp4" target="_blank">Product Video Clip</a> | [6 empty] | <a href="https://www.lutron.com/TechnicalDocumentLibrary/369-119_Wallbox_Warranty.pdf" target="_blank">Warranty Information</a> |  |  |  |  | 0.100 L | [14 empty] | 0 | 0 | 0 | 0 | Lighting Fixtures | 2018-04-25 15:32 | 2024-07-20 11:42 | 0000-00-00 00:00:00 | 2024-07-20 11:42 | 0000-00-00 00:00:00
1 | Lutron Electronics | PJ2-3BRL-TMN-S07 | 4460-9545 | 4460 | 9545 | Lutron Electronics | PJ2-3BRL-TMN-S07.jpeg | 784276241649 | PICO 3BRL SHADE DRAPE BLACK SATIN | Lutron 3-Button with Raise/Lower and Preset, Pico Smart Remote, with Shade Icons and Text ("Drapery") - Midnight |  | 2 | 4 |  | PJ2-3BRL-TMN-S07.jpeg | http://grandbrass.xologic.com/vendors/4460/large/PJ2-3BRL-TMN-S07.jpeg | [47 empty] | 0 | 0 | 0 | [6 empty] | 0 | 1 | 1 | EA | 1 | Lighting Controls | [27 empty] | Other Lighting Controls | [242 empty] | <a href="https://assets.lutron.com/a/documents/040429.pdf" target="_blank">Installation Instructions</a> | [23 empty] | 10.000 DW |  |  | 2.0000 IN | [89 empty] | 1.000 EA | 1.000 EA | [35 empty] | No | [42 empty] | https://www.lutron.com/TechnicalDocumentLibrary/369612.pdf | [7 empty] | Shelf Stock | [39 empty] | 52161525 | [6 empty] | <a href="https://lutron.widen.net/content/fomoe9knmc/mp4/Ecom_PicoBenefits_video.mp4" target="_blank">Product Video Clip</a> | [6 empty] | <a href="https://www.lutron.com/TechnicalDocumentLibrary/369-119_Wallbox_Warranty.pdf" target="_blank">Warranty Information</a> |  |  |  |  | 0.100 L | [14 empty] | 0 | 0 | 0 | 0 | Lighting Fixtures | 2018-04-25 15:32 | 2024-07-20 11:42 | 0000-00-00 00:00:00 | 2024-07-20 11:42 | 0000-00-00 00:00:00
1 | Lutron Electronics | PJ2-3BRL-TSW-S04 | 4460-9546 | 4460 | 9546 | Lutron Electronics | PJ2-3BRL-TSW-S04.jpeg | 784276241748 | PICO 3BRL SHADE SHEER WHITE SATIN | Lutron 3-Button with Raise/Lower and Preset, Pico Smart Remote, with Shade Icons and Text ("Sheer") - Snow |  | 2 | 4 |  | PJ2-3BRL-TSW-S04.jpeg | http://grandbrass.xologic.com/vendors/4460/large/PJ2-3BRL-TSW-S04.jpeg | [47 empty] | 0 | 0 | 0 | [6 empty] | 0 | 1 | 1 | EA | 1 | Lighting Controls | [27 empty] | Other Lighting Controls | [242 empty] | <a href="https://assets.lutron.com/a/documents/040429.pdf" target="_blank">Installation Instructions</a> | [23 empty] | 10.000 DW |  |  | 2.0000 IN | [89 empty] | 1.000 EA | 1.000 EA | [35 empty] | No | [42 empty] | https://www.lutron.com/TechnicalDocumentLibrary/369612.pdf | [7 empty] | Shelf Stock | [39 empty] | 52161525 | [6 empty] | <a href="https://lutron.widen.net/content/fomoe9knmc/mp4/Ecom_PicoBenefits_video.mp4" target="_blank">Product Video Clip</a> | [6 empty] | <a href="https://www.lutron.com/TechnicalDocumentLibrary/369-119_Wallbox_Warranty.pdf" target="_blank">Warranty Information</a> |  |  |  |  | 0.100 L | [14 empty] | 0 | 0 | 0 | 0 | Lighting Fixtures | 2018-04-25 15:32 | 2024-07-20 11:39 | 0000-00-00 00:00:00 | 2024-07-20 11:39 | 0000-00-00 00:00:00
1 | Lutron Electronics | PJ2-3BRL-TBI-S01 | 4460-9547 | 4460 | 9547 | Lutron Electronics | PJ2-3BRL-TBI-S01.jpeg | 784276241847 | PICO 3BRL SHADE ICON BISCUIT | Lutron 3-Button with Raise/Lower and Preset, Pico Smart Remote, with Shade Icons - Biscuit |  | 2 | 4 |  | PJ2-3BRL-TBI-S01.jpeg | http://grandbrass.xologic.com/vendors/4460/large/PJ2-3BRL-TBI-S01.jpeg | [47 empty] | 0 | 0 | 0 | [6 empty] | 0 | 1 | 1 | EA | 1 | Lighting Controls | [27 empty] | Other Lighting Controls | [242 empty] | <a href="https://assets.lutron.com/a/documents/040429.pdf" target="_blank">Installation Instructions</a> | [23 empty] | 10.000 DW |  |  | 2.0000 IN | [89 empty] | 1.000 EA | 1.000 EA | [35 empty] | No | [42 empty] | https://www.lutron.com/TechnicalDocumentLibrary/369612.pdf | [7 empty] | Shelf Stock | [39 empty] | 52161525 | [6 empty] | <a href="https://lutron.widen.net/content/fomoe9knmc/mp4/Ecom_PicoBenefits_video.mp4" target="_blank">Product Video Clip</a> | [6 empty] | <a href="https://www.lutron.com/TechnicalDocumentLibrary/369-119_Wallbox_Warranty.pdf" target="_blank">Warranty Information</a> |  |  |  |  | 0.100 L | [14 empty] | 0 | 0 | 0 | 0 | Lighting Fixtures | 2018-04-25 15:32 | 2024-07-20 11:41 | 0000-00-00 00:00:00 | 2024-07-20 11:41 | 0000-00-00 00:00:00
1 | Lutron Electronics | PJ2-2B-TMN-P02 | 4460-9548 | 4460 | 9548 | Lutron Electronics | PJ2-2B-TMN-P02_Bedside.jpeg | 784276243780 | PICO 2B BEDSIDE SCENE TMN | Lutron 2-Button Scene Pico Smart Remote, with Pre-engraved Text-"Alert/Goodnight" - Midnight |  | 0.5 | 5.75 |  | PJ2-2B-TMN-P02_Bedside.jpeg | http://grandbrass.xologic.com/vendors/4460/large/PJ2-2B-TMN-P02_Bedside.jpeg | [47 empty] | 0 | 0 | 0 | [6 empty] | 0 | 1 | 1 | EA | 1 | Lighting Controls | [27 empty] | Other Lighting Controls | [49 empty] | <a href="https://www.lutron.com/TechnicalDocumentLibrary/3672499_Caseta_Brochure.pdf" target="_blank">Manufacturer Brochure</a> | [192 empty] | <a href="https://www.lutron.com/TechnicalDocumentLibrary/040429.pdf" target="_blank">Installation Instructions</a> | [23 empty] | 2.000 DW |  |  | 3.8800 IN | [89 empty] | 1.000 EA | 1.000 EA | [35 empty] | No | [42 empty] | https://www.lutron.com/TechnicalDocumentLibrary/3691066_SPA.pdf | [7 empty] | Shelf Stock | [39 empty] | 52161525 | [6 empty] | <a href="https://lutron.widen.net/content/fomoe9knmc/mp4/Ecom_PicoBenefits_video.mp4" target="_blank">Product Video Clip</a> | [6 empty] | <a href="https://www.lutron.com/TechnicalDocumentLibrary/369-119_Wallbox_Warranty.pdf" target="_blank">Warranty Information</a> |  |  |  |  | 0.050 L | [14 empty] | 0 | 0 | 0 | 0 | Lighting Fixtures | 2018-04-25 15:32 | 2024-07-20 11:33 | 0000-00-00 00:00:00 | 2024-07-20 11:33 | 0000-00-00 00:00:00
1 | Lutron Electronics | CTCL-150-LA | 4460-9551 | 4460 | 9551 | Lutron Electronics | CTCL-150-LA.jpg | 784276244114 | CONTOUR SLIDE TO OFF LIGHT ALMOND BOXED | Skylark Contour slide-to-off Dimmer, CFL/LED (screw-base), Incandescent/Halogen, single-pole, 150W CFL/LED or 600W inc/hal in light almond, ED box packaging |  | 2.32 | 4.5 |  | CTCL-150-LA.jpg | http://grandbrass.xologic.com/vendors/4460/large/CTCL-150-LA.jpg | [47 empty] | 0 | 0 | 0 | [6 empty] | 0 | 1 | 1 | EA | 1 | Lighting Controls | [27 empty] | Dimmers | [49 empty] | <a href="https://www.lutron.com/TechnicalDocumentLibrary/Skylark_Contour_slide_to_off_LED+dimmer_sell_sheet.pdf" target="_blank">Manufacturer Brochure</a> | [192 empty] | <a href="https://www.lutron.com/TechnicalDocumentLibrary/0301882.pdf" target="_blank">Installation Instructions</a> | [23 empty] | 2.000 DW |  |  | 2.2500 IN | [89 empty] | 1.000 EA | 1.000 EA | [35 empty] | No | [42 empty] | https://www.lutron.com/TechnicalDocumentLibrary/3691051_Spec.pdf | [7 empty] | Shelf Stock | [13 empty] | <a href="https://www.lutron.com/TechnicalDocumentLibrary/368-4493_Page_2.pdf" target="_blank">Tech Drawing</a> | [25 empty] | 39122206 | [13 empty] | <a href="https://www.lutron.com/TechnicalDocumentLibrary/369-119_Wallbox_Warranty.pdf" target="_blank">Warranty Information</a> |  |  |  |  | 0.240 L | [14 empty] | 0 | 0 | 0 | 0 | Lighting Fixtures | 2018-04-25 15:32 | 2024-07-20 11:34 | 0000-00-00 00:00:00 | 2024-07-20 11:34 | 0000-00-00 00:00:00
1 | Lutron Electronics | LUT-MLC | 4460-9552 | 4460 | 9552 | Lutron Electronics | LUT-MLC.jpg | 27557975353 | MIN LOAD CAP | Minimum load capacitor for Lutron digital dimmers |  | 2 | 1.5 |  | LUT-MLC.jpg | http://grandbrass.xologic.com/vendors/4460/large/LUT-MLC.jpg | [47 empty] | 0 | 0 | 0 | [6 empty] | 0 | 1 | 1 | EA | 1 | Specialty Items | [27 empty] | Power Supplies | [242 empty] | <a href="https://www.lutron.com/TechnicalDocumentLibrary/041294_LUT-MLC.pdf" target="_blank">Installation Instructions</a> | [23 empty] | 10.000 DW |  |  | 1.5000 IN | [89 empty] | 1.000 EA | 1.000 EA | [35 empty] | No | [42 empty] | https://www.lutron.com/TechnicalDocumentLibrary/369987_FRE.pdf | [7 empty] | Shelf Stock | [13 empty] | <a href="https://www.lutron.com/TechnicalDocumentLibrary/041294.pdf" target="_blank">Tech Drawing</a> | [25 empty] | 32121507 | [13 empty] | <a href="https://www.lutron.com/TechnicalDocumentLibrary/369-119_Wallbox_Warranty.pdf" target="_blank">Warranty Information</a> |  |  |  |  | 0.040 L | [14 empty] | 0 | 0 | 0 | 0 | Lighting Fixtures | 2018-04-25 15:32 | 2024-07-20 11:25 | 0000-00-00 00:00:00 | 2024-07-20 11:25 | 0000-00-00 00:00:00
1 | Lutron Electronics | RMJS-16R-DV-B-EM | 4460-9553 | 4460 | 9553 | Lutron Electronics | RMJS-16R-DV-B-EM.jpg | 784276252454 | RELAY MODULE EMERGENCY | PowPak relay module with Softswitch, 16A general purpose switch, emergency lighting, 120/277V, Vive enabled |  | 3.45 | 4.5 |  | RMJS-16R-DV-B-EM.jpg | http://grandbrass.xologic.com/vendors/4460/large/RMJS-16R-DV-B-EM.jpg | [47 empty] | 0 | 0 | 0 | [6 empty] | 0 | 1 | 1 | EA | 1 | Lighting Controls | [27 empty] | Lightswitches | [242 empty] | <a href="https://www.lutron.com/TechnicalDocumentLibrary/041647.pdf" target="_blank">Installation Instructions</a> | [23 empty] | 75.000 DW |  |  | 2.3500 IN | [89 empty] | 1.000 EA | 1.000 EA | [35 empty] | No | [42 empty] | https://www.lutron.com/TechnicalDocumentLibrary/369908_ENG.pdf | [7 empty] | Shelf Stock | [39 empty] | 39122216 | [13 empty] | <a href="https://www.lutron.com/TechnicalDocumentLibrary/369-119_Wallbox_Warranty.pdf" target="_blank">Warranty Information</a> |  |  |  |  | 0.500 L | [14 empty] | 0 | 0 | 0 | 0 | Lighting Fixtures | 2018-04-25 15:32 | 2024-07-20 11:26 | 0000-00-00 00:00:00 | 2024-07-20 11:26 | 0000-00-00 00:00:00
1 | Lutron Electronics | RRD-6ND-AL | 4460-9556 | 4460 | 9556 | Lutron Electronics | RRD-6ND-AL.jpg | 784276243810 | RA2 600W NEUTRAL DIMMER AL | RadioRA 2 neutral wire multi-location dimmer 600W/600VA inc/hal/mlv 120V in almond |  | 2.3 | 4.5 |  | RRD-6ND-AL.jpg | http://grandbrass.xologic.com/vendors/4460/large/RRD-6ND-AL.jpg | [47 empty] | 0 | 0 | 0 | [6 empty] | 0 | 1 | 1 | EA | 1 | Lighting Controls | [27 empty] | Dimmers | [49 empty] | <a href="https://www.lutron.com/technicaldocumentlibrary/367-1663.pdf" target="_blank">Manufacturer Brochure</a> | [192 empty] | <a href="https://www.lutron.com/TechnicalDocumentLibrary/044343.pdf" target="_blank">Installation Instructions</a> | [23 empty] | 65.000 DW |  |  | 2.3000 IN | [89 empty] | 1.000 EA | 1.000 EA | [35 empty] | No | [42 empty] | https://www.lutron.com/TechnicalDocumentLibrary/369225_SPA.pdf | [7 empty] | Shelf Stock | [13 empty] | <a href="https://www.lutron.com/TechnicalDocumentLibrary/368-4493_Page_18.pdf" target="_blank">Tech Drawing</a> | [25 empty] | 39122206 | [13 empty] | <a href="https://www.lutron.com/TechnicalDocumentLibrary/043492.pdf" target="_blank">Warranty Information</a> |  |  |  |  | 0.200 L | [14 empty] | 0 | 0 | 0 | 0 | Lighting Fixtures | 2018-04-25 15:33 | 2024-07-20 11:26 | 0000-00-00 00:00:00 | 2024-07-20 11:26 | 0000-00-00 00:00:00 | [6 empty] | Almond
1 | Lutron Electronics | RRD-6ND-MN | 4460-9557 | 4460 | 9557 | Lutron Electronics | RRD-6ND-MN.jpg | 784276243957 | RA2 600W NEUTRAL DIMMER MN | RadioRA 2 neutral wire multi-location dimmer 600W/600VA inc/hal/mlv 120V in midnight |  | 2.3 | 4.5 |  | RRD-6ND-MN.jpg | http://grandbrass.xologic.com/vendors/4460/large/RRD-6ND-MN.jpg | [47 empty] | 0 | 0 | 0 | [6 empty] | 0 | 1 | 1 | EA | 1 | Lighting Controls | [27 empty] | Dimmers | [49 empty] | <a href="https://www.lutron.com/technicaldocumentlibrary/367-1663.pdf" target="_blank">Manufacturer Brochure</a> | [192 empty] | <a href="https://www.lutron.com/TechnicalDocumentLibrary/044343.pdf" target="_blank">Installation Instructions</a> | [23 empty] | 65.000 DW |  |  | 2.3000 IN | [89 empty] | 1.000 EA | 1.000 EA | [35 empty] | No | [42 empty] | https://www.lutron.com/TechnicalDocumentLibrary/369225_SPA.pdf | [7 empty] | Shelf Stock | [13 empty] | <a href="https://www.lutron.com/TechnicalDocumentLibrary/368-4493_Page_18.pdf" target="_blank">Tech Drawing</a> | [25 empty] | 39122206 | [13 empty] | <a href="https://www.lutron.com/TechnicalDocumentLibrary/043492.pdf" target="_blank">Warranty Information</a> |  |  |  |  | 0.200 L | [14 empty] | 0 | 0 | 0 | 0 | Lighting Fixtures | 2018-04-25 15:33 | 2024-07-20 11:24 | 0000-00-00 00:00:00 | 2024-07-20 11:24 | 0000-00-00 00:00:00 | [6 empty] | Midnight
1 | Lutron Electronics | RRD-6ND-PD | 4460-9558 | 4460 | 9558 | Lutron Electronics | RRD-6ND-PD.jpg | 784276243940 | RA2 600W NEUTRAL DIMMER PD | RadioRA 2 neutral wire multi-location dimmer 600W/600VA inc/hal/mlv 120V in palladium |  | 2.3 | 4.5 |  | RRD-6ND-PD.jpg | http://grandbrass.xologic.com/vendors/4460/large/RRD-6ND-PD.jpg | [47 empty] | 0 | 0 | 0 | [6 empty] | 0 | 1 | 1 | EA | 1 | Lighting Controls | [27 empty] | Dimmers | [49 empty] | <a href="https://www.lutron.com/technicaldocumentlibrary/367-1663.pdf" target="_blank">Manufacturer Brochure</a> | [192 empty] | <a href="https://www.lutron.com/TechnicalDocumentLibrary/044343.pdf" target="_blank">Installation Instructions</a> | [23 empty] | 25.000 DW |  |  | 2.3000 IN | [89 empty] | 1.000 EA | 1.000 EA | [35 empty] | No | [42 empty] | https://www.lutron.com/TechnicalDocumentLibrary/369225_SPA.pdf | [7 empty] | Shelf Stock | [13 empty] | <a href="https://www.lutron.com/TechnicalDocumentLibrary/368-4493_Page_18.pdf" target="_blank">Tech Drawing</a> | [25 empty] | 39122206 | [13 empty] | <a href="https://www.lutron.com/TechnicalDocumentLibrary/043492.pdf" target="_blank">Warranty Information</a> |  |  |  |  | 0.200 L | [14 empty] | 0 | 0 | 0 | 0 | Lighting Fixtures | 2018-04-25 15:33 | 2024-07-20 11:35 | 0000-00-00 00:00:00 | 2024-07-20 11:35 | 0000-00-00 00:00:00 | [6 empty] | Palladium
4 | Lutron Electronics | LFK-T15RL-SW | 4460-9559 | 4460 | 9559 | Lutron Electronics | LFK-T15RL-SW.jpg | 27557605090 | LARGE 15 BUTTON FACEPLATE KIT SW | Lutron large 15-button engraved replacement faceplate kit for HomeWorks tabletop control in snow |  | 6.2 | 8.8 |  | LFK-T15RL-SW.jpg | http://grandbrass.xologic.com/vendors/4460/large/LFK-T15RL-SW.jpg | [47 empty] | 0 | 0 | 0 | [6 empty] | 0 | 1 | 1 | EA | 1 | Lighting Controls |  |  | Fittings and Hardware |  | Electrical Hardware And Supplies |  | Wallplates | [20 empty] | Other Lighting Controls | [242 empty] | <a href="https://www.lutron.com/TechnicalDocumentLibrary/044-146a.pdf" target="_blank">Installation Instructions</a> | [23 empty] | 10.000 DW |  |  | 1.4000 IN | [89 empty] | 1.000 EA | 1.000 EA | [35 empty] | No | [42 empty] | https://www.lutron.com/TechnicalDocumentLibrary/369349.pdf | [7 empty] | Shelf Stock | [39 empty] | 39121704 | [13 empty] | <a href="https://www.lutron.com/TechnicalDocumentLibrary/043492.pdf" target="_blank">Warranty Information</a> |  |  |  |  | 0.250 L | [14 empty] | 0 | 0 | 0 | 0 | Electrical | 2018-04-25 15:33 | 2024-07-20 11:29 | 0000-00-00 00:00:00 | 2025-11-29 02:00 | 0000-00-00 00:00:00 | [6 empty] | Snow
4 | Lutron Electronics | LFK-T5RL-SB | 4460-9560 | 4460 | 9560 | Lutron Electronics | LFK-T5RL-SB.jpg | 27557605458 | LARGE 5 BUTTON FACEPLATE KIT SB | Lutron large 5-button engraved replacement faceplate kit for HomeWorks tabletop control in satin brass |  | 6.1 | 8.8 |  | LFK-T5RL-SB.jpg | http://grandbrass.xologic.com/vendors/4460/large/LFK-T5RL-SB.jpg | [47 empty] | 0 | 0 | 0 | [6 empty] | 0 | 1 | 1 | EA | 1 | Lighting Controls |  |  | Fittings and Hardware |  | Electrical Hardware And Supplies |  | Wallplates | [20 empty] | Other Lighting Controls | [242 empty] | <a href="https://www.lutron.com/TechnicalDocumentLibrary/044-146a.pdf" target="_blank">Installation Instructions</a> | [23 empty] | 10.000 DW |  |  | 1.4000 IN | [89 empty] | 1.000 EA | 1.000 EA | [35 empty] | No | [42 empty] | https://www.lutron.com/TechnicalDocumentLibrary/369349.pdf | [7 empty] | Shelf Stock | [39 empty] | 39121704 | [13 empty] | <a href="https://www.lutron.com/TechnicalDocumentLibrary/043492.pdf" target="_blank">Warranty Information</a> |  |  |  |  | 0.250 L | [14 empty] | 0 | 0 | 0 | 0 | Electrical | 2018-04-25 15:33 | 2024-07-20 11:27 | 0000-00-00 00:00:00 | 2025-11-29 02:00 | 0000-00-00 00:00:00
4 | Lutron Electronics | LFK-T10RL-QB | 4460-9561 | 4460 | 9561 | Lutron Electronics | LFK-T10RL-QB.jpg | 27557605625 | LARGE 10 BUTTON FACEPLATE KIT QB | Lutron large 10-button replacement engraved faceplate kit for HomeWorks tabletop control in antique brass |  | 6.2 | 8.8 |  | LFK-T10RL-QB.jpg | http://grandbrass.xologic.com/vendors/4460/large/LFK-T10RL-QB.jpg | [47 empty] | 0 | 0 | 0 | [6 empty] | 0 | 1 | 1 | EA | 1 | Lighting Controls |  |  | Fittings and Hardware |  | Electrical Hardware And Supplies |  | Wallplates | [20 empty] | Other Lighting Controls | [242 empty] | <a href="https://www.lutron.com/TechnicalDocumentLibrary/044-146a.pdf" target="_blank">Installation Instructions</a> | [23 empty] | 10.000 DW |  |  | 1.4000 IN | [89 empty] | 1.000 EA | 1.000 EA | [35 empty] | No | [42 empty] | https://www.lutron.com/TechnicalDocumentLibrary/369349.pdf | [7 empty] | Shelf Stock | [39 empty] | 39121704 | [13 empty] | <a href="https://www.lutron.com/TechnicalDocumentLibrary/043492.pdf" target="_blank">Warranty Information</a> |  |  |  |  | 0.250 L | [14 empty] | 0 | 0 | 0 | 0 | Electrical | 2018-04-25 15:33 | 2024-07-20 11:32 | 0000-00-00 00:00:00 | 2025-11-29 02:00 | 0000-00-00 00:00:00
4 | Lutron Electronics | LFK-T10RL-QZ | 4460-9562 | 4460 | 9562 | Lutron Electronics | LFK-T10RL-QZ.jpg | 27557605632 | LARGE 10 BUTTON FACEPLATE KIT QZ | Lutron large 10-button replacement engraved faceplate kit for HomeWorks tabletop control in antique bronze |  | 6.2 | 8.8 |  | LFK-T10RL-QZ.jpg | http://grandbrass.xologic.com/vendors/4460/large/LFK-T10RL-QZ.jpg | [47 empty] | 0 | 0 | 0 | [6 empty] | 0 | 1 | 1 | EA | 1 | Lighting Controls |  |  | Fittings and Hardware |  | Electrical Hardware And Supplies |  | Wallplates | [20 empty] | Other Lighting Controls | [242 empty] | <a href="https://www.lutron.com/TechnicalDocumentLibrary/044-146a.pdf" target="_blank">Installation Instructions</a> | [23 empty] | 10.000 DW |  |  | 1.4000 IN | [89 empty] | 1.000 EA | 1.000 EA | [35 empty] | No | [42 empty] | https://www.lutron.com/TechnicalDocumentLibrary/369349.pdf | [7 empty] | Shelf Stock | [39 empty] | 39121704 | [13 empty] | <a href="https://www.lutron.com/TechnicalDocumentLibrary/043492.pdf" target="_blank">Warranty Information</a> |  |  |  |  | 0.250 L | [14 empty] | 0 | 0 | 0 | 0 | Electrical | 2018-04-25 15:33 | 2024-07-20 11:34 | 0000-00-00 00:00:00 | 2025-11-29 02:00 | 0000-00-00 00:00:00
4 | Lutron Electronics | LFK-T15RL-BN | 4460-9563 | 4460 | 9563 | Lutron Electronics | LFK-T15RL-BN.jpg | 27557605779 | LARGE 15 BUTTON FACEPLATE KIT BN | Lutron large 15-button engraved replacement faceplate kit for HomeWorks tabletop control in bright nickel |  | 6.2 | 8.8 |  | LFK-T15RL-BN.jpg | http://grandbrass.xologic.com/vendors/4460/large/LFK-T15RL-BN.jpg | [47 empty] | 0 | 0 | 0 | [6 empty] | 0 | 1 | 1 | EA | 1 | Lighting Controls |  |  | Fittings and Hardware |  | Electrical Hardware And Supplies |  | Wallplates | [20 empty] | Other Lighting Controls | [242 empty] | <a href="https://www.lutron.com/TechnicalDocumentLibrary/044-146a.pdf" target="_blank">Installation Instructions</a> | [23 empty] | 20.000 DW |  |  | 1.4000 IN | [89 empty] | 1.000 EA | 1.000 EA | [35 empty] | No | [42 empty] | https://www.lutron.com/TechnicalDocumentLibrary/369349.pdf | [7 empty] | Shelf Stock | [39 empty] | 39121704 | [13 empty] | <a href="https://www.lutron.com/TechnicalDocumentLibrary/043492.pdf" target="_blank">Warranty Information</a> |  |  |  |  | 0.250 L | [14 empty] | 0 | 0 | 0 | 0 | Electrical | 2018-04-25 15:33 | 2024-07-20 11:25 | 0000-00-00 00:00:00 | 2025-11-29 02:00 | 0000-00-00 00:00:00
1 | Lutron Electronics | RKA-AS-IV | 4460-9564 | 4460 | 9564 | Lutron Electronics | RKA-AS-IV.jpg | 784276029117 | REMOTE SWITCH COLOR KIT IVORY | Replacement Button Kit for RadioRA 2 or HomeWorks Architectural-style remote switch in ivory |  | 2.25 | 4.5 |  | RKA-AS-IV.jpg | http://grandbrass.xologic.com/vendors/4460/large/RKA-AS-IV.jpg | [47 empty] | 0 | 0 | 0 | [6 empty] | 0 | 1 | 1 | EA | 1 | Specialty Items | [27 empty] | Lighting Accessories | [242 empty] | <a href="https://www.lutron.com/TechnicalDocumentLibrary/044-105e.pdf" target="_blank">Installation Instructions</a> | [23 empty] | 25.000 DW |  |  | 2.2500 IN | [89 empty] | 1.000 EA | 1.000 EA | [35 empty] | No | [42 empty] | https://www.lutron.com/TechnicalDocumentLibrary/369225_SPA.pdf | [7 empty] | Shelf Stock | [13 empty] | <a href="https://www.lutron.com/TechnicalDocumentLibrary/368-4493_Page_9.pdf" target="_blank">Tech Drawing</a> | [25 empty] | 39122221 | [13 empty] | <a href="https://www.lutron.com/TechnicalDocumentLibrary/043492.pdf" target="_blank">Warranty Information</a> |  |  |  |  | 0.100 L | [14 empty] | 0 | 0 | 0 | 0 | Lighting Fixtures | 2018-04-25 15:33 | 2024-07-20 11:29 | 0000-00-00 00:00:00 | 2024-07-20 11:29 | 0000-00-00 00:00:00 | [6 empty] | Ivory
1 | Lutron Electronics | RKA-AS-TP | 4460-9565 | 4460 | 9565 | Lutron Electronics | RKA-AS-TP.jpg | 784276029124 | REMOTE SWITCH COLOR KIT TAUPE | Replacement Button Kit for RadioRA 2 or HomeWorks Architectural-style remote switch in taupe |  | 2.25 | 4.5 |  | RKA-AS-TP.jpg | http://grandbrass.xologic.com/vendors/4460/large/RKA-AS-TP.jpg | [47 empty] | 0 | 0 | 0 | [6 empty] | 0 | 1 | 1 | EA | 1 | Specialty Items | [27 empty] | Lighting Accessories | [242 empty] | <a href="https://www.lutron.com/TechnicalDocumentLibrary/044-105e.pdf" target="_blank">Installation Instructions</a> | [23 empty] | 25.000 DW |  |  | 2.2500 IN | [89 empty] | 1.000 EA | 1.000 EA | [35 empty] | No | [42 empty] | https://www.lutron.com/TechnicalDocumentLibrary/369225_SPA.pdf | [7 empty] | Shelf Stock | [13 empty] | <a href="https://www.lutron.com/TechnicalDocumentLibrary/368-4493_Page_9.pdf" target="_blank">Tech Drawing</a> | [25 empty] | 39122221 | [13 empty] | <a href="https://www.lutron.com/TechnicalDocumentLibrary/043492.pdf" target="_blank">Warranty Information</a> |  |  |  |  | 0.100 L | [14 empty] | 0 | 0 | 0 | 0 | Lighting Fixtures | 2018-04-25 15:33 | 2024-07-20 11:29 | 0000-00-00 00:00:00 | 2024-07-20 11:29 | 0000-00-00 00:00:00 | [6 empty] | Taupe
1 | Lutron Electronics | RKA-F-BL | 4460-9566 | 4460 | 9566 | Lutron Electronics | RKA-F-BL.jpg | 784276031509 | FAN CONTROL COLOR KIT BLACK | Replacement Button Kit for RadioRA 2 or HomeWorks Architectural-style fan speed control in black |  | 2.25 | 4.5 |  | RKA-F-BL.jpg | http://grandbrass.xologic.com/vendors/4460/large/RKA-F-BL.jpg | [47 empty] | 0 | 0 | 0 | [6 empty] | 0 | 1 | 1 | EA | 1 | Specialty Items | [27 empty] | Lighting Accessories | [242 empty] | <a href="https://www.lutron.com/TechnicalDocumentLibrary/044-105e.pdf" target="_blank">Installation Instructions</a> | [23 empty] | 25.000 DW |  |  | 2.2500 IN | [89 empty] | 1.000 EA | 1.000 EA | [35 empty] | No | [42 empty] | https://www.lutron.com/TechnicalDocumentLibrary/369225_SPA.pdf | [7 empty] | Shelf Stock | [13 empty] | <a href="https://www.lutron.com/TechnicalDocumentLibrary/368-4493_Page_18.pdf" target="_blank">Tech Drawing</a> | [25 empty] | 39122221 | [13 empty] | <a href="https://www.lutron.com/TechnicalDocumentLibrary/043492.pdf" target="_blank">Warranty Information</a> |  |  |  |  | 0.100 L | [14 empty] | 0 | 0 | 0 | 0 | Lighting Fixtures | 2018-04-25 15:33 | 2024-07-20 11:29 | 0000-00-00 00:00:00 | 2024-07-20 11:29 | 0000-00-00 00:00:00 | [6 empty] | Black
4 | Lutron Electronics | LWT-GGG-CBL | 4460-9571 | 4460 | 9571 | Lutron Electronics | LWT-GGG-CBL.jpg | 784276153423 | NEW ARCH WP - GRAFIKT 3GANG CBL | Multigang Wallplate for GRAFIK T Controls, Three-gang for 3 dimmers, switches, or wallstations in clear black glass |  | 6 | 4 |  | LWT-GGG-CBL.jpg | http://grandbrass.xologic.com/vendors/4460/large/LWT-GGG-CBL.jpg | [47 empty] | 0 | 0 | 0 | [6 empty] | 0 | 1 | 1 | EA | 1 | Lighting Controls |  |  | Fittings and Hardware |  | Electrical Hardware And Supplies |  | Wallplates | [20 empty] | Switch Plates | [242 empty] | <a href="https://www.lutron.com/TechnicalDocumentLibrary/041496.pdf" target="_blank">Installation Instructions</a> | [23 empty] | 20.000 DW |  |  | 1.0000 IN | [89 empty] | 1.000 EA | 1.000 EA | [35 empty] | No | [42 empty] | https://www.lutron.com/TechnicalDocumentLibrary/369830_FRE.pdf | [7 empty] | Shelf Stock | [39 empty] | 39121704 | [13 empty] | <a href="https://www.lutron.com/TechnicalDocumentLibrary/043492.pdf" target="_blank">Warranty Information</a> |  |  |  |  | 0.500 L | [14 empty] | 0 | 0 | 0 | 0 | Electrical | 2018-04-25 15:33 | 2024-07-20 11:34 | 0000-00-00 00:00:00 | 2025-11-29 02:00 | 0000-00-00 00:00:00
4 | Lutron Electronics | CAR2S-20-DTR-WH | 4460-9572 | 4460 | 9572 | Lutron Electronics | CAR2S-20-DTR-WH.jpg | 784276221948 | 20A DUPLEX RF RECEPTACLE WHITE | Vive wireless receptacle, 20 A duplex, in white |  | 2.5 | 4.5 |  | CAR2S-20-DTR-WH.jpg | http://grandbrass.xologic.com/vendors/4460/large/CAR2S-20-DTR-WH.jpg | [47 empty] | 0 | 0 | 0 | [6 empty] | 0 | 1 | 1 | EA | 1 | Lighting Controls |  |  | Electrical Distribution Equipment |  | Receptacles |  | Electrical Receptacles | [20 empty] | Other Lighting Controls | [242 empty] | <a href="https://www.lutron.com/TechnicalDocumentLibrary/0301825.pdf" target="_blank">Installation Instructions</a> | [23 empty] | 10.000 DW |  |  | 2.5000 IN | [89 empty] | 1.000 EA | 1.000 EA | [35 empty] | No | [42 empty] | https://www.lutron.com/TechnicalDocumentLibrary/3691034.pdf | [7 empty] | Shelf Stock | [13 empty] | <a href="https://www.lutron.com/TechnicalDocumentLibrary/368-4493_Page_5.pdf" target="_blank">Tech Drawing</a> | [25 empty] | 39121406 | [13 empty] | <a href="https://www.lutron.com/TechnicalDocumentLibrary/369-119_Wallbox_Warranty.pdf" target="_blank">Warranty Information</a> |  |  |  |  | 0.330 L | [14 empty] | 0 | 0 | 0 | 0 | Electrical | 2018-04-25 15:33 | 2024-07-20 11:25 | 0000-00-00 00:00:00 | 2025-11-29 02:00 | 0000-00-00 00:00:00 | [6 empty] | White
4 | Lutron Electronics | CAR2S-20-STR-WH | 4460-9573 | 4460 | 9573 | Lutron Electronics | CAR2S-20-STR-WH.jpg | 784276222013 | 20A SPLIT RF RECEPTACLE WHITE | Vive wireless receptacle, 20 A split, in white |  | 2.5 | 4.5 |  | CAR2S-20-STR-WH.jpg | http://grandbrass.xologic.com/vendors/4460/large/CAR2S-20-STR-WH.jpg | [47 empty] | 0 | 0 | 0 | [6 empty] | 0 | 1 | 1 | EA | 1 | Lighting Controls |  |  | Electrical Distribution Equipment |  | Receptacles |  | Electrical Receptacles | [20 empty] | Other Lighting Controls | [242 empty] | <a href="https://www.lutron.com/TechnicalDocumentLibrary/0301825.pdf" target="_blank">Installation Instructions</a> | [23 empty] | 25.000 DW |  |  | 2.5000 IN | [89 empty] | 1.000 EA | 1.000 EA | [35 empty] | No | [42 empty] | https://www.lutron.com/TechnicalDocumentLibrary/3691034.pdf | [7 empty] | Shelf Stock | [13 empty] | <a href="https://www.lutron.com/TechnicalDocumentLibrary/368-4493_Page_5.pdf" target="_blank">Tech Drawing</a> | [25 empty] | 39121406 | [13 empty] | <a href="https://www.lutron.com/TechnicalDocumentLibrary/369-119_Wallbox_Warranty.pdf" target="_blank">Warranty Information</a> |  |  |  |  | 0.330 L | [14 empty] | 0 | 0 | 0 | 0 | Electrical | 2018-04-25 15:33 | 2024-07-20 11:33 | 0000-00-00 00:00:00 | 2025-11-29 02:00 | 0000-00-00 00:00:00 | [6 empty] | White
4 | Lutron Electronics | L-REPPRO-BL | 4460-9576 | 4460 | 9576 | Lutron Electronics | RR-SEL-REP2-BL.jpg | 784276240239 | LUTRON WIRELESS REPEATER | Lutron wireless repeater, allows for the wireless range expansion of your Lutron RA2 Select or RadioRA2 system |  | 5.15 | 3.69 |  | RR-SEL-REP2-BL.jpg | http://grandbrass.xologic.com/vendors/4460/large/RR-SEL-REP2-BL.jpg | [47 empty] | 0 | 0 | 0 | [6 empty] | 0 | 1 | 1 | EA | 1 | Specialty Items |  |  | Control And Automation |  | Programmable Control |  | Programmable Logic Controller Accessories | [20 empty] | Other Specialty Items | [49 empty] | <a href="https://www.lutron.com/TechnicalDocumentLibrary/3672737_RA2_Select_Brochure.pdf" target="_blank">Manufacturer Brochure</a> | [192 empty] | <a href="https://www.lutron.com/TechnicalDocumentLibrary/0301861.pdf" target="_blank">Installation Instructions</a> | [23 empty] | 2.000 DW |  |  | 5.2500 IN | [89 empty] | 1.000 EA | 1.000 EA | [35 empty] | No | [42 empty] | https://www.lutron.com/TechnicalDocumentLibrary/3691063_FRE.pdf | [7 empty] | Shelf Stock | [39 empty] | 32151703 | [13 empty] | <a href="https://www.lutron.com/TechnicalDocumentLibrary/043492.pdf" target="_blank">Warranty Information</a> |  |  |  |  | 0.500 L | [14 empty] | 0 | 0 | 0 | 0 | Electrical | 2018-04-25 15:33 | 2024-07-20 11:22 | 0000-00-00 00:00:00 | 2025-11-29 02:00 | 0000-00-00 00:00:00 | [6 empty] | Black
1 | Lutron Electronics | PJ2-4B-TMN-P01 | 4460-9577 | 4460 | 9577 | Lutron Electronics | PJ2-4B-TMN-P01_Family-Room.jpeg?w=1500 | 784276240291 | PICO 4B FAMILY ROOM SCENE TMN | Pico Wireless Control, 4-button, 434 MHz, scene control of lights, family room text engraving, in midnight |  | 0.5 | 5.75 | [50 empty] | 0 | 0 | 0 | [6 empty] | 0 | 1 | 1 | EA | 1 | Lighting Controls | [27 empty] | Other Lighting Controls | [49 empty] | <a href="https://www.lutron.com/TechnicalDocumentLibrary/3672499_Caseta_Brochure.pdf" target="_blank">Manufacturer Brochure</a> | [192 empty] | <a href="https://www.lutron.com/TechnicalDocumentLibrary/041481.pdf" target="_blank">Installation Instructions</a> | [23 empty] | 2.000 DW |  |  | 3.8800 IN | [89 empty] | 1.000 EA | 1.000 EA | [35 empty] | No | [42 empty] | https://www.lutron.com/TechnicalDocumentLibrary/3691066_SPA.pdf | [7 empty] | Shelf Stock | [39 empty] | 52161525 | [6 empty] | <a href="https://lutron.widen.net/content/fomoe9knmc/MP4/Ecom_PicoBenefits_video.MP4?w=2048" target="_blank">Product Video Clip</a> | [6 empty] | <a href="https://www.lutron.com/TechnicalDocumentLibrary/369-119_Wallbox_Warranty.pdf" target="_blank">Warranty Information</a> |  |  |  |  | 0.050 L | [14 empty] | 0 | 0 | 0 | 0 | Lighting Fixtures | 2018-04-25 15:33 | 2024-07-20 11:26 | 0000-00-00 00:00:00 | 2024-07-20 11:26 | 0000-00-00 00:00:00
1 | Lutron Electronics | PJ2-4B-TBI-P01 | 4460-9578 | 4460 | 9578 | Lutron Electronics | PJ2-4B-TBI-P01_Family-Room.jpeg?w=1500 | 784276240307 | PICO 4B FAMILY ROOM SCENE TBI | Pico Wireless Control, 4-button, 434 MHz, scene control of lights, family room engraving, in biscuit |  | 0.5 | 5.75 | [50 empty] | 0 | 0 | 0 | [6 empty] | 0 | 1 | 1 | EA | 1 | Lighting Controls | [27 empty] | Other Lighting Controls | [49 empty] | <a href="https://www.lutron.com/TechnicalDocumentLibrary/3672499_Caseta_Brochure.pdf" target="_blank">Manufacturer Brochure</a> | [192 empty] | <a href="https://www.lutron.com/TechnicalDocumentLibrary/041481.pdf" target="_blank">Installation Instructions</a> | [23 empty] | 2.000 DW |  |  | 3.8800 IN | [89 empty] | 1.000 EA | 1.000 EA | [35 empty] | No | [42 empty] | https://www.lutron.com/TechnicalDocumentLibrary/3691066_SPA.pdf | [7 empty] | Shelf Stock | [39 empty] | 52161525 | [6 empty] | <a href="https://lutron.widen.net/content/fomoe9knmc/MP4/Ecom_PicoBenefits_video.MP4?w=2048" target="_blank">Product Video Clip</a> | [6 empty] | <a href="https://www.lutron.com/TechnicalDocumentLibrary/369-119_Wallbox_Warranty.pdf" target="_blank">Warranty Information</a> |  |  |  |  | 0.050 L | [14 empty] | 0 | 0 | 0 | 0 | Lighting Fixtures | 2018-04-25 15:33 | 2024-07-20 11:28 | 0000-00-00 00:00:00 | 2024-07-20 11:28 | 0000-00-00 00:00:00
1 | Lutron Electronics | PJ2-4B-GIV-P02 | 4460-9579 | 4460 | 9579 | Lutron Electronics | PJ2-4B-GIV-P02_Kitchen.jpeg?w=1500 | 784276240352 | PICO 4B KITCHEN SCENE GIV | Pico Wireless Control, 4-button, 434 MHz, scene control of lights, kitchen engraving, in ivory |  | 0.5 | 5.75 | [50 empty] | 0 | 0 | 0 | [6 empty] | 0 | 1 | 1 | EA | 1 | Lighting Controls | [27 empty] | Other Lighting Controls | [49 empty] | <a href="https://www.lutron.com/TechnicalDocumentLibrary/3672499_Caseta_Brochure.pdf" target="_blank">Manufacturer Brochure</a> | [192 empty] | <a href="https://www.lutron.com/TechnicalDocumentLibrary/041481.pdf" target="_blank">Installation Instructions</a> | [23 empty] | 2.000 DW |  |  | 3.8800 IN | [89 empty] | 1.000 EA | 1.000 EA | [35 empty] | No | [42 empty] | https://www.lutron.com/TechnicalDocumentLibrary/3691066_SPA.pdf | [7 empty] | Shelf Stock | [39 empty] | 52161525 | [6 empty] | <a href="https://lutron.widen.net/content/fomoe9knmc/MP4/Ecom_PicoBenefits_video.MP4?w=2048" target="_blank">Product Video Clip</a> | [6 empty] | <a href="https://www.lutron.com/TechnicalDocumentLibrary/369-119_Wallbox_Warranty.pdf" target="_blank">Warranty Information</a> |  |  |  |  | 0.050 L | [14 empty] | 0 | 0 | 0 | 0 | Lighting Fixtures | 2018-04-25 15:33 | 2024-07-20 11:43 | 0000-00-00 00:00:00 | 2024-07-20 11:43 | 0000-00-00 00:00:00
1 | Lutron Electronics | PJ2-2B-GLA-P01 | 4460-9580 | 4460 | 9580 | Lutron Electronics | PJ2-2B-GLA-P01_Entry.jpeg | 784276240536 | PICO 2B ENTRANCE SCENE GLA | Lutron 2-Button Scene Pico Smart Remote, with Pre-engraved Text-"Home/Away" - Light Almond |  | 0.5 | 5.75 |  | PJ2-2B-GLA-P01_Entry.jpeg | http://grandbrass.xologic.com/vendors/4460/large/PJ2-2B-GLA-P01_Entry.jpeg | [47 empty] | 0 | 0 | 0 | [6 empty] | 0 | 1 | 1 | EA | 1 | Lighting Controls | [27 empty] | Other Lighting Controls | [49 empty] | <a href="https://www.lutron.com/TechnicalDocumentLibrary/3672499_Caseta_Brochure.pdf" target="_blank">Manufacturer Brochure</a> | [192 empty] | <a href="https://www.lutron.com/TechnicalDocumentLibrary/040429.pdf" target="_blank">Installation Instructions</a> | [23 empty] | 2.000 DW |  |  | 3.8800 IN | [89 empty] | 1.000 EA | 1.000 EA | [35 empty] | No | [42 empty] | https://www.lutron.com/TechnicalDocumentLibrary/3691066_SPA.pdf | [7 empty] | Shelf Stock | [39 empty] | 52161525 | [6 empty] | <a href="https://lutron.widen.net/content/fomoe9knmc/mp4/Ecom_PicoBenefits_video.mp4" target="_blank">Product Video Clip</a> | [6 empty] | <a href="https://www.lutron.com/TechnicalDocumentLibrary/369-119_Wallbox_Warranty.pdf" target="_blank">Warranty Information</a> |  |  |  |  | 0.050 L | [14 empty] | 0 | 0 | 0 | 0 | Lighting Fixtures | 2018-04-25 15:33 | 2024-07-20 11:43 | 0000-00-00 00:00:00 | 2024-07-20 11:43 | 0000-00-00 00:00:00
1 | Lutron Electronics | PJ2-2B-TSW-P01 | 4460-9581 | 4460 | 9581 | Lutron Electronics | PJ2-2B-TSW-P01_Entry.jpeg | 784276240543 | PICO 2B ENTRANCE SCENE TSW | Lutron 2-Button Scene Pico Smart Remote, with Pre-engraved Text-"Home/Away" - Snow |  | 0.5 | 5.75 |  | PJ2-2B-TSW-P01_Entry.jpeg | http://grandbrass.xologic.com/vendors/4460/large/PJ2-2B-TSW-P01_Entry.jpeg | [47 empty] | 0 | 0 | 0 | [6 empty] | 0 | 1 | 1 | EA | 1 | Lighting Controls | [27 empty] | Other Lighting Controls | [49 empty] | <a href="https://www.lutron.com/TechnicalDocumentLibrary/3672499_Caseta_Brochure.pdf" target="_blank">Manufacturer Brochure</a> | [192 empty] | <a href="https://www.lutron.com/TechnicalDocumentLibrary/040429.pdf" target="_blank">Installation Instructions</a> | [23 empty] | 2.000 DW |  |  | 3.8800 IN | [89 empty] | 1.000 EA | 1.000 EA | [35 empty] | No | [42 empty] | https://www.lutron.com/TechnicalDocumentLibrary/3691066_SPA.pdf | [7 empty] | Shelf Stock | [39 empty] | 52161525 | [6 empty] | <a href="https://lutron.widen.net/content/fomoe9knmc/mp4/Ecom_PicoBenefits_video.mp4" target="_blank">Product Video Clip</a> | [6 empty] | <a href="https://www.lutron.com/TechnicalDocumentLibrary/369-119_Wallbox_Warranty.pdf" target="_blank">Warranty Information</a> |  |  |  |  | 0.050 L | [14 empty] | 0 | 0 | 0 | 0 | Lighting Fixtures | 2018-04-25 15:33 | 2024-07-20 11:43 | 0000-00-00 00:00:00 | 2024-07-20 11:43 | 0000-00-00 00:00:00
1 | Lutron Electronics | PJ2-4B-TSW-S31 | 4460-9583 | 4460 | 9583 | Lutron Electronics | Ecom_PJ2-4B-TSW-S31_NoWallPlate.jpeg?w=1500 | 784276240710 | PICO 4B SCENE SHADE CONTROL SW | Pico Wireless Control, 4-button, 434 MHz, scene control of shades, standard engraving, in snow |  | 2 | 4 | [50 empty] | 0 | 0 | 0 | [6 empty] | 0 | 1 | 1 | EA | 1 | Lighting Controls | [27 empty] | Other Lighting Controls | [242 empty] | <a href="https://www.lutron.com/TechnicalDocumentLibrary/041481.pdf" target="_blank">Installation Instructions</a> | [23 empty] | 10.000 DW |  |  | 2.0000 IN | [89 empty] | 1.000 EA | 1.000 EA | [35 empty] | No | [42 empty] | https://www.lutron.com/TechnicalDocumentLibrary/369847.pdf | [7 empty] | Shelf Stock | [39 empty] | 52161525 | [6 empty] | <a href="https://lutron.widen.net/content/fomoe9knmc/MP4/Ecom_PicoBenefits_video.MP4?w=2048" target="_blank">Product Video Clip</a> | [6 empty] | <a href="https://www.lutron.com/TechnicalDocumentLibrary/369-119_Wallbox_Warranty.pdf" target="_blank">Warranty Information</a> |  |  |  |  | 0.100 L | [14 empty] | 0 | 0 | 0 | 0 | Lighting Fixtures | 2018-04-25 15:34 | 2024-07-20 11:22 | 0000-00-00 00:00:00 | 2024-07-20 11:22 | 0000-00-00 00:00:00
1 | Lutron Electronics | PJ2-4B-TBI-L01 | 4460-9584 | 4460 | 9584 | Lutron Electronics | PJ2-4B-TBI-L01.jpeg?w=1500 | 784276241038 | PICO 4B ZONE LIGHT CONTROL BI | Pico Wireless Control, 4-button, 434 MHz, zone control of lights, standard engraving, in biscuit |  | 2 | 4 | [50 empty] | 0 | 0 | 0 | [6 empty] | 0 | 1 | 1 | EA | 1 | Lighting Controls | [27 empty] | Other Lighting Controls | [242 empty] | <a href="https://www.lutron.com/TechnicalDocumentLibrary/041481.pdf" target="_blank">Installation Instructions</a> | [23 empty] | 10.000 DW |  |  | 2.0000 IN | [89 empty] | 1.000 EA | 1.000 EA | [35 empty] | No | [42 empty] | https://www.lutron.com/TechnicalDocumentLibrary/369847.pdf | [7 empty] | Shelf Stock | [39 empty] | 52161525 | [6 empty] | <a href="https://lutron.widen.net/content/fomoe9knmc/MP4/Ecom_PicoBenefits_video.MP4?w=2048" target="_blank">Product Video Clip</a> | [6 empty] | <a href="https://www.lutron.com/TechnicalDocumentLibrary/369-119_Wallbox_Warranty.pdf" target="_blank">Warranty Information</a> |  |  |  |  | 0.100 L | [14 empty] | 0 | 0 | 0 | 0 | Lighting Fixtures | 2018-04-25 15:34 | 2024-07-20 11:29 | 0000-00-00 00:00:00 | 2024-07-20 11:29 | 0000-00-00 00:00:00
1 | Lutron Electronics | PJ2-2B-TMN-S08 | 4460-9585 | 4460 | 9585 | Lutron Electronics | PJ2-2B-TMN-S08.jpeg | 784276241250 | PICO 2B SCREEN ICON MIDNIGHT | Lutron 2-Button Pico Smart Remote, with Screen Icons and Text ("Screen") - Midnight |  | 2 | 4 |  | PJ2-2B-TMN-S08.jpeg | http://grandbrass.xologic.com/vendors/4460/large/PJ2-2B-TMN-S08.jpeg | [47 empty] | 0 | 0 | 0 | [6 empty] | 0 | 1 | 1 | EA | 1 | Lighting Controls | [27 empty] | Other Lighting Controls | [242 empty] | <a href="https://assets.lutron.com/a/documents/040429.pdf" target="_blank">Installation Instructions</a> | [23 empty] | 10.000 DW |  |  | 2.0000 IN | [89 empty] | 1.000 EA | 1.000 EA | [35 empty] | No | [42 empty] | https://www.lutron.com/TechnicalDocumentLibrary/369612.pdf | [7 empty] | Shelf Stock | [39 empty] | 52161525 | [6 empty] | <a href="https://lutron.widen.net/content/fomoe9knmc/mp4/Ecom_PicoBenefits_video.mp4" target="_blank">Product Video Clip</a> | [6 empty] | <a href="https://www.lutron.com/TechnicalDocumentLibrary/369-119_Wallbox_Warranty.pdf" target="_blank">Warranty Information</a> |  |  |  |  | 0.100 L | [14 empty] | 0 | 0 | 0 | 0 | Lighting Fixtures | 2018-04-25 15:34 | 2024-07-20 11:39 | 0000-00-00 00:00:00 | 2024-07-20 11:39 | 0000-00-00 00:00:00
1 | Lutron Electronics | PJ2-2B-TSW-S08 | 4460-9586 | 4460 | 9586 | Lutron Electronics | PJ2-2B-TSW-S08.jpeg | 784276241304 | PICO 2B SCREEN ICON SNOW | Lutron 2-Button Pico Smart Remote, with Screen Icons and Text ("Screen") - Snow |  | 2 | 4 |  | PJ2-2B-TSW-S08.jpeg | http://grandbrass.xologic.com/vendors/4460/large/PJ2-2B-TSW-S08.jpeg | [47 empty] | 0 | 0 | 0 | [6 empty] | 0 | 1 | 1 | EA | 1 | Lighting Controls | [27 empty] | Other Lighting Controls | [242 empty] | <a href="https://assets.lutron.com/a/documents/040429.pdf" target="_blank">Installation Instructions</a> | [23 empty] | 10.000 DW |  |  | 2.0000 IN | [89 empty] | 1.000 EA | 1.000 EA | [35 empty] | No | [42 empty] | https://www.lutron.com/TechnicalDocumentLibrary/369612.pdf | [7 empty] | Shelf Stock | [39 empty] | 52161525 | [6 empty] | <a href="https://lutron.widen.net/content/fomoe9knmc/mp4/Ecom_PicoBenefits_video.mp4" target="_blank">Product Video Clip</a> | [6 empty] | <a href="https://www.lutron.com/TechnicalDocumentLibrary/369-119_Wallbox_Warranty.pdf" target="_blank">Warranty Information</a> |  |  |  |  | 0.100 L | [14 empty] | 0 | 0 | 0 | 0 | Lighting Fixtures | 2018-04-25 15:34 | 2024-07-20 11:31 | 0000-00-00 00:00:00 | 2024-07-20 11:31 | 0000-00-00 00:00:00
1 | Lutron Electronics | PJ2-3BRL-TMN-S01 | 4460-9587 | 4460 | 9587 | Lutron Electronics | PJ2-3BRL-TMN-S01.jpeg | 784276241588 | PICO 3BRL SHADE ICON BLACK SATIN | Lutron 3-Button with Raise/Lower and Preset, Pico Smart Remote, with Shade Icons - Midnight |  | 2 | 4 |  | PJ2-3BRL-TMN-S01.jpeg | http://grandbrass.xologic.com/vendors/4460/large/PJ2-3BRL-TMN-S01.jpeg | [47 empty] | 0 | 0 | 0 | [6 empty] | 0 | 1 | 1 | EA | 1 | Lighting Controls | [27 empty] | Other Lighting Controls | [242 empty] | <a href="https://assets.lutron.com/a/documents/040429.pdf" target="_blank">Installation Instructions</a> | [23 empty] | 10.000 DW |  |  | 2.0000 IN | [89 empty] | 1.000 EA | 1.000 EA | [35 empty] | No | [42 empty] | https://www.lutron.com/TechnicalDocumentLibrary/369612.pdf | [7 empty] | Shelf Stock | [39 empty] | 52161525 | [6 empty] | <a href="https://lutron.widen.net/content/fomoe9knmc/mp4/Ecom_PicoBenefits_video.mp4" target="_blank">Product Video Clip</a> | [6 empty] | <a href="https://www.lutron.com/TechnicalDocumentLibrary/369-119_Wallbox_Warranty.pdf" target="_blank">Warranty Information</a> |  |  |  |  | 0.100 L | [14 empty] | 0 | 0 | 0 | 0 | Lighting Fixtures | 2018-04-25 15:34 | 2024-07-20 11:38 | 0000-00-00 00:00:00 | 2024-07-20 11:38 | 0000-00-00 00:00:00
1 | Lutron Electronics | PJ2-3BRL-TMN-S02 | 4460-9588 | 4460 | 9588 | Lutron Electronics | PJ2-3BRL-TMN-S02.jpeg | 784276241595 | PICO 3BRL SHADE TEXT BLACK SATIN | Lutron 3-Button with Raise/Lower and Preset, Pico Smart Remote, with Shade Icons and Text ("Shade") - Midnight |  | 2 | 4 |  | PJ2-3BRL-TMN-S02.jpeg | http://grandbrass.xologic.com/vendors/4460/large/PJ2-3BRL-TMN-S02.jpeg | [47 empty] | 0 | 0 | 0 | [6 empty] | 0 | 1 | 1 | EA | 1 | Lighting Controls | [27 empty] | Other Lighting Controls | [242 empty] | <a href="https://assets.lutron.com/a/documents/040429.pdf" target="_blank">Installation Instructions</a> | [23 empty] | 10.000 DW |  |  | 2.0000 IN | [89 empty] | 1.000 EA | 1.000 EA | [35 empty] | No | [42 empty] | https://www.lutron.com/TechnicalDocumentLibrary/369612.pdf | [7 empty] | Shelf Stock | [39 empty] | 52161525 | [6 empty] | <a href="https://lutron.widen.net/content/fomoe9knmc/mp4/Ecom_PicoBenefits_video.mp4" target="_blank">Product Video Clip</a> | [6 empty] | <a href="https://www.lutron.com/TechnicalDocumentLibrary/369-119_Wallbox_Warranty.pdf" target="_blank">Warranty Information</a> |  |  |  |  | 0.100 L | [14 empty] | 0 | 0 | 0 | 0 | Lighting Fixtures | 2018-04-25 15:34 | 2024-07-20 11:36 | 0000-00-00 00:00:00 | 2024-07-20 11:36 | 0000-00-00 00:00:00
1 | Lutron Electronics | PJ2-3BRL-TSW-A02 | 4460-9589 | 4460 | 9589 | Lutron Electronics | PJ2-3BRL-TSW-A02.jpeg | 784276241809 | PICO 3BRL AUDIO SW | Lutron Pico Smart Remote for Audio, Works with Sonos, with Audio Icons - Snow |  | 2 | 4 |  | PJ2-3BRL-TSW-A02.jpeg | http://grandbrass.xologic.com/vendors/4460/large/PJ2-3BRL-TSW-A02.jpeg | [47 empty] | 0 | 0 | 0 | [6 empty] | 0 | 1 | 1 | EA | 1 | Lighting Controls | [27 empty] | Other Lighting Controls | [49 empty] | <a href="https://www.lutron.com/TechnicalDocumentLibrary/3672499_Caseta_Brochure.pdf" target="_blank">Manufacturer Brochure</a> | [192 empty] | <a href="https://www.lutron.com/TechnicalDocumentLibrary/040429.pdf" target="_blank">Installation Instructions</a> | [23 empty] | 10.000 DW |  |  | 2.0000 IN | [89 empty] | 1.000 EA | 1.000 EA | [35 empty] | No | [42 empty] | https://www.lutron.com/TechnicalDocumentLibrary/3691021.pdf | [7 empty] | Shelf Stock | [39 empty] | 52161525 | [6 empty] | <a href="https://lutron.widen.net/content/fomoe9knmc/mp4/Ecom_PicoBenefits_video.mp4" target="_blank">Product Video Clip</a> | [6 empty] | <a href="https://www.lutron.com/TechnicalDocumentLibrary/369-119_Wallbox_Warranty.pdf" target="_blank">Warranty Information</a> |  |  |  |  | 0.100 L | [14 empty] | 0 | 0 | 0 | 0 | Lighting Fixtures | 2018-04-25 15:34 | 2024-07-20 11:25 | 0000-00-00 00:00:00 | 2024-07-20 11:25 | 0000-00-00 00:00:00
1 | Lutron Electronics | PJ2-3BRL-TBI-L01 | 4460-9590 | 4460 | 9590 | Lutron Electronics | PJ2-3BRL-TBI-L01.jpeg | 784276241816 | PICO 3BRL LIGHT ICON BI | Lutron 3-Button with Raise/Lower and Preset, Pico Smart Remote, with Light Icons - Biscuit |  | 2.4 | 4.6 |  | PJ2-3BRL-TBI-L01.jpeg | http://grandbrass.xologic.com/vendors/4460/large/PJ2-3BRL-TBI-L01.jpeg | [47 empty] | 0 | 0 | 0 | [6 empty] | 0 | 1 | 1 | EA | 1 | Lighting Controls | [27 empty] | Other Lighting Controls | [242 empty] | <a href="https://www.lutron.com/TechnicalDocumentLibrary/040429.pdf" target="_blank">Installation Instructions</a> | [23 empty] | 10.000 DW |  |  | 2.4000 IN | [89 empty] | 1.000 EA | 1.000 EA | [35 empty] | No | [42 empty] | https://www.lutron.com/TechnicalDocumentLibrary/369612.pdf | [7 empty] | Shelf Stock | [39 empty] | 52161525 | [6 empty] | <a href="https://lutron.widen.net/content/fomoe9knmc/mp4/Ecom_PicoBenefits_video.mp4" target="_blank">Product Video Clip</a> | [6 empty] | <a href="https://www.lutron.com/TechnicalDocumentLibrary/369-119_Wallbox_Warranty.pdf" target="_blank">Warranty Information</a> |  |  |  |  | 0.100 L | [14 empty] | 0 | 0 | 0 | 0 | Lighting Fixtures | 2018-04-25 15:34 | 2024-07-20 11:29 | 0000-00-00 00:00:00 | 2024-07-20 11:29 | 0000-00-00 00:00:00
1 | Lutron Electronics | CTCL-150-BR | 4460-9591 | 4460 | 9591 | Lutron Electronics | CTCL-150-BR.jpg | 784276244138 | CONTOUR SLIDE TO OFF BROWN BOXED | Skylark Contour slide-to-off Dimmer, CFL/LED (screw-base), Incandescent/Halogen, single-pole, 150W CFL/LED or 600W inc/hal in brown, ED box packaging |  | 2.32 | 4.5 |  | CTCL-150-BR.jpg | http://grandbrass.xologic.com/vendors/4460/large/CTCL-150-BR.jpg | [47 empty] | 0 | 0 | 0 | [6 empty] | 0 | 1 | 1 | EA | 1 | Lighting Controls | [27 empty] | Dimmers | [49 empty] | <a href="https://www.lutron.com/TechnicalDocumentLibrary/Skylark_Contour_slide_to_off_LED+dimmer_sell_sheet.pdf" target="_blank">Manufacturer Brochure</a> | [192 empty] | <a href="https://www.lutron.com/TechnicalDocumentLibrary/0301882.pdf" target="_blank">Installation Instructions</a> | [23 empty] | 2.000 DW |  |  | 2.2500 IN | [89 empty] | 1.000 EA | 1.000 EA | [35 empty] | No | [42 empty] | https://www.lutron.com/TechnicalDocumentLibrary/3691051_Spec.pdf | [7 empty] | Shelf Stock | [13 empty] | <a href="https://www.lutron.com/TechnicalDocumentLibrary/368-4493_Page_2.pdf" target="_blank">Tech Drawing</a> | [25 empty] | 39122206 | [13 empty] | <a href="https://www.lutron.com/TechnicalDocumentLibrary/369-119_Wallbox_Warranty.pdf" target="_blank">Warranty Information</a> |  |  |  |  | 0.240 L | [14 empty] | 0 | 0 | 0 | 0 | Lighting Fixtures | 2018-04-25 15:34 | 2024-07-20 11:34 | 0000-00-00 00:00:00 | 2024-07-20 11:34 | 0000-00-00 00:00:00 | [6 empty] | Brown
1 | Lutron Electronics | CTCL-150-BL | 4460-9592 | 4460 | 9592 | Lutron Electronics | CTCL-150-BL.jpg | 784276244145 | CONTOUR SLIDE TO OFF BLACK BOXED | Skylark Contour slide-to-off Dimmer, CFL/LED (screw-base), Incandescent/Halogen, single-pole, 150W CFL/LED or 600W inc/hal in black, ED box packaging |  | 2.32 | 4.5 |  | CTCL-150-BL.jpg | http://grandbrass.xologic.com/vendors/4460/large/CTCL-150-BL.jpg | [47 empty] | 0 | 0 | 0 | [6 empty] | 0 | 1 | 1 | EA | 1 | Lighting Controls | [27 empty] | Dimmers | [49 empty] | <a href="https://www.lutron.com/TechnicalDocumentLibrary/Skylark_Contour_slide_to_off_LED+dimmer_sell_sheet.pdf" target="_blank">Manufacturer Brochure</a> | [192 empty] | <a href="https://www.lutron.com/TechnicalDocumentLibrary/0301882.pdf" target="_blank">Installation Instructions</a> | [23 empty] | 2.000 DW |  |  | 2.2500 IN | [89 empty] | 1.000 EA | 1.000 EA | [35 empty] | No | [42 empty] | https://www.lutron.com/TechnicalDocumentLibrary/3691051_Spec.pdf | [7 empty] | Shelf Stock | [13 empty] | <a href="https://www.lutron.com/TechnicalDocumentLibrary/368-4493_Page_2.pdf" target="_blank">Tech Drawing</a> | [25 empty] | 39122206 | [13 empty] | <a href="https://www.lutron.com/TechnicalDocumentLibrary/369-119_Wallbox_Warranty.pdf" target="_blank">Warranty Information</a> |  |  |  |  | 0.240 L | [14 empty] | 0 | 0 | 0 | 0 | Lighting Fixtures | 2018-04-25 15:34 | 2024-07-20 11:29 | 0000-00-00 00:00:00 | 2024-07-20 11:29 | 0000-00-00 00:00:00 | [6 empty] | Black
4 | Lutron Electronics | NT-R3-NFB-WH | 4460-9593 | 4460 | 9593 | Lutron Electronics | NT-R3-NFB-WH.jpg | 27557801089 | NOVA T 1GNG AIG R OPENING - WHITE | Nova T single-gang wallplate, small opening, no fins broken, in white |  | 3.6 | 1 |  | NT-R3-NFB-WH.jpg | http://grandbrass.xologic.com/vendors/4460/large/NT-R3-NFB-WH.jpg | [47 empty] | 0 | 0 | 0 | [6 empty] | 0 | 1 | 1 | EA | 1 | Lighting Controls |  |  | Fittings and Hardware |  | Electrical Hardware And Supplies |  | Wallplates | [20 empty] | Switch Plates | [242 empty] | <a href="https://www.lutron.com/TechnicalDocumentLibrary/0301636.pdf" target="_blank">Installation Instructions</a> | [23 empty] | 10.000 DW |  |  | 5.4000 IN | [89 empty] | 1.000 EA | 1.000 EA | [35 empty] | No | [42 empty] | https://www.lutron.com/TechnicalDocumentLibrary/3682811b_Volume%201%20Addendum-Wallplates.pdf | [7 empty] | Shelf Stock | [39 empty] | 39121704 | [13 empty] | <a href="https://www.lutron.com/TechnicalDocumentLibrary/369-119_Wallbox_Warranty.pdf" target="_blank">Warranty Information</a> |  |  |  |  | 0.100 L | [14 empty] | 0 | 0 | 0 | 0 | Electrical | 2018-04-25 15:34 | 2024-07-20 11:26 | 0000-00-00 00:00:00 | 2025-11-29 02:00 | 0000-00-00 00:00:00 | [6 empty] | White
1 | Lutron Electronics | FCJS-010-EM | 4460-9594 | 4460 | 9594 | Lutron Electronics | FCJS-010-EM.jpg | 784276252461 | FIXTURE CONTROL 0-10V EMERGENCY | PowPak wireless fixture control for 0-10 V drivers and ballasts, emergency lighting, Vive enabled |  | 3.45 | 4.5 |  | FCJS-010-EM.jpg | http://grandbrass.xologic.com/vendors/4460/large/FCJS-010-EM.jpg | [47 empty] | 0 | 0 | 0 | [6 empty] | 0 | 1 | 1 | EA | 1 | Lighting Controls | [27 empty] | Dimmers | [242 empty] | <a href="https://www.lutron.com/TechnicalDocumentLibrary/041645.pdf" target="_blank">Installation Instructions</a> | [23 empty] | 35.000 DW |  |  | 2.3500 IN | [89 empty] | 1.000 EA | 1.000 EA | [35 empty] | No | [42 empty] | https://www.lutron.com/TechnicalDocumentLibrary/369918_ENG.pdf | [7 empty] | Shelf Stock | [39 empty] | 39122206 | [13 empty] | <a href="https://www.lutron.com/TechnicalDocumentLibrary/369-119_Wallbox_Warranty.pdf" target="_blank">Warranty Information</a> |  |  |  |  | 0.500 L | [14 empty] | 0 | 0 | 0 | 0 | Lighting Fixtures | 2018-04-25 15:34 | 2024-07-20 11:34 | 0000-00-00 00:00:00 | 2024-07-20 11:34 | 0000-00-00 00:00:00
1 | Lutron Electronics | FCJS-ECO-EM | 4460-9595 | 4460 | 9595 | Lutron Electronics | FCJS-ECO-EM.jpg | 784276252478 | FIXTURE CONTROL ECO EMERGENCY | PowPak wireless fixture control for EcoSystem drivers and ballasts, emergency lighting, Vive enabled |  | 3.45 | 4.5 |  | FCJS-ECO-EM.jpg | http://grandbrass.xologic.com/vendors/4460/large/FCJS-ECO-EM.jpg | [47 empty] | 0 | 0 | 0 | [6 empty] | 0 | 1 | 1 | EA | 1 | Lighting Controls | [27 empty] | Dimmers | [242 empty] | <a href="https://www.lutron.com/TechnicalDocumentLibrary/041645.pdf" target="_blank">Installation Instructions</a> | [23 empty] | 10.000 DW |  |  | 2.3500 IN | [89 empty] | 1.000 EA | 1.000 EA | [35 empty] | No | [42 empty] | https://www.lutron.com/TechnicalDocumentLibrary/369918_ENG.pdf | [7 empty] | Shelf Stock | [39 empty] | 39122206 | [13 empty] | <a href="https://www.lutron.com/TechnicalDocumentLibrary/369-119_Wallbox_Warranty.pdf" target="_blank">Warranty Information</a> |  |  |  |  | 0.500 L | [14 empty] | 0 | 0 | 0 | 0 | Lighting Fixtures | 2018-04-25 15:34 | 2024-07-20 11:32 | 0000-00-00 00:00:00 | 2024-07-20 11:32 | 0000-00-00 00:00:00
1 | Lutron Electronics | RRD-6ND-IV | 4460-9600 | 4460 | 9600 | Lutron Electronics | RRD-6ND-IV.jpg | 784276243803 | RA2 600W NEUTRAL DIMMER IV | RadioRA 2 neutral wire multi-location dimmer 600W/600VA inc/hal/mlv 120V in ivory |  | 2.3 | 4.5 |  | RRD-6ND-IV.jpg | http://grandbrass.xologic.com/vendors/4460/large/RRD-6ND-IV.jpg | [47 empty] | 0 | 0 | 0 | [6 empty] | 0 | 1 | 1 | EA | 1 | Lighting Controls | [27 empty] | Dimmers | [49 empty] | <a href="https://www.lutron.com/technicaldocumentlibrary/367-1663.pdf" target="_blank">Manufacturer Brochure</a> | [192 empty] | <a href="https://www.lutron.com/TechnicalDocumentLibrary/044343.pdf" target="_blank">Installation Instructions</a> | [23 empty] | 25.000 DW |  |  | 2.3000 IN | [89 empty] | 1.000 EA | 1.000 EA | [35 empty] | No | [42 empty] | https://www.lutron.com/TechnicalDocumentLibrary/369225_fre.pdf | [7 empty] | Shelf Stock | [13 empty] | <a href="https://www.lutron.com/TechnicalDocumentLibrary/368-4493_Page_18.pdf" target="_blank">Tech Drawing</a> | [25 empty] | 39122206 | [13 empty] | <a href="https://www.lutron.com/TechnicalDocumentLibrary/043492.pdf" target="_blank">Warranty Information</a> |  |  |  |  | 0.200 L | [14 empty] | 0 | 0 | 0 | 0 | Lighting Fixtures | 2018-04-25 15:35 | 2024-07-20 11:34 | 0000-00-00 00:00:00 | 2024-07-20 11:34 | 0000-00-00 00:00:00 | [6 empty] | Ivory
4 | Lutron Electronics | LFK-T10RL-SW | 4460-9601 | 4460 | 9601 | Lutron Electronics | LFK-T10RL-SW.jpg | 27557605083 | LARGE 10 BUTTON FACEPLATE KIT SW | Lutron large 10-button replacement engraved faceplate kit for HomeWorks tabletop control in snow |  | 6.2 | 8.8 |  | LFK-T10RL-SW.jpg | http://grandbrass.xologic.com/vendors/4460/large/LFK-T10RL-SW.jpg | [47 empty] | 0 | 0 | 0 | [6 empty] | 0 | 1 | 1 | EA | 1 | Lighting Controls |  |  | Fittings and Hardware |  | Electrical Hardware And Supplies |  | Wallplates | [20 empty] | Other Lighting Controls | [242 empty] | <a href="https://www.lutron.com/TechnicalDocumentLibrary/044-146a.pdf" target="_blank">Installation Instructions</a> | [23 empty] | 10.000 DW |  |  | 1.4000 IN | [89 empty] | 1.000 EA | 1.000 EA | [35 empty] | No | [42 empty] | https://www.lutron.com/TechnicalDocumentLibrary/369349.pdf | [7 empty] | Shelf Stock | [39 empty] | 39121704 | [13 empty] | <a href="https://www.lutron.com/TechnicalDocumentLibrary/043492.pdf" target="_blank">Warranty Information</a> |  |  |  |  | 0.250 L | [14 empty] | 0 | 0 | 0 | 0 | Electrical | 2018-04-25 15:35 | 2024-07-20 11:29 | 0000-00-00 00:00:00 | 2025-11-29 02:00 | 0000-00-00 00:00:00 | [6 empty] | Snow
4 | Lutron Electronics | LFK-T5RL-BB | 4460-9602 | 4460 | 9602 | Lutron Electronics | LFK-T5RL-BB.jpg | 27557605465 | LARGE 5 BUTTON FACEPLATE KIT BB | Lutron large 5-button engraved replacement faceplate kit for HomeWorks tabletop control in bright brass |  | 6.1 | 8.8 |  | LFK-T5RL-BB.jpg | http://grandbrass.xologic.com/vendors/4460/large/LFK-T5RL-BB.jpg | [47 empty] | 0 | 0 | 0 | [6 empty] | 0 | 1 | 1 | EA | 1 | Lighting Controls |  |  | Fittings and Hardware |  | Electrical Hardware And Supplies |  | Wallplates | [20 empty] | Other Lighting Controls | [242 empty] | <a href="https://www.lutron.com/TechnicalDocumentLibrary/044-146a.pdf" target="_blank">Installation Instructions</a> | [23 empty] | 20.000 DW |  |  | 1.4000 IN | [89 empty] | 1.000 EA | 1.000 EA | [35 empty] | No | [42 empty] | https://www.lutron.com/TechnicalDocumentLibrary/369349.pdf | [7 empty] | Shelf Stock | [39 empty] | 39121704 | [13 empty] | <a href="https://www.lutron.com/TechnicalDocumentLibrary/043492.pdf" target="_blank">Warranty Information</a> |  |  |  |  | 0.250 L | [14 empty] | 0 | 0 | 0 | 0 | Electrical | 2018-04-25 15:35 | 2024-07-20 11:34 | 0000-00-00 00:00:00 | 2025-11-29 02:00 | 0000-00-00 00:00:00
4 | Lutron Electronics | LFK-T10RL-BLA | 4460-9603 | 4460 | 9603 | Lutron Electronics | LFK-T10RL-BLA.jpg | 27557605601 | LARGE 10 BUTTON FACEPLATE KIT BLA | Lutron large 10-button replacement engraved faceplate kit for HomeWorks tabletop control in black anodized aluminum |  | 6.2 | 8.8 |  | LFK-T10RL-BLA.jpg | http://grandbrass.xologic.com/vendors/4460/large/LFK-T10RL-BLA.jpg | [47 empty] | 0 | 0 | 0 | [6 empty] | 0 | 1 | 1 | EA | 1 | Lighting Controls |  |  | Fittings and Hardware |  | Electrical Hardware And Supplies |  | Wallplates | [20 empty] | Other Lighting Controls | [242 empty] | <a href="https://www.lutron.com/TechnicalDocumentLibrary/044-146a.pdf" target="_blank">Installation Instructions</a> | [23 empty] | 20.000 DW |  |  | 1.4000 IN | [89 empty] | 1.000 EA | 1.000 EA | [35 empty] | No | [42 empty] | https://www.lutron.com/TechnicalDocumentLibrary/369349.pdf | [7 empty] | Shelf Stock | [39 empty] | 39121704 | [13 empty] | <a href="https://www.lutron.com/TechnicalDocumentLibrary/043492.pdf" target="_blank">Warranty Information</a> |  |  |  |  | 0.250 L | [14 empty] | 0 | 0 | 0 | 0 | Electrical | 2018-04-25 15:35 | 2024-07-20 11:29 | 0000-00-00 00:00:00 | 2025-11-29 02:00 | 0000-00-00 00:00:00
4 | Lutron Electronics | LFK-T10RL-BRA | 4460-9604 | 4460 | 9604 | Lutron Electronics | LFK-T10RL-BRA.jpg | 27557605618 | LARGE 10 BUTTON FACEPLATE KIT BRA | Lutron large 10-button replacement engraved faceplate kit for HomeWorks tabletop control in brass anodized aluminum |  | 6.2 | 8.8 |  | LFK-T10RL-BRA.jpg | http://grandbrass.xologic.com/vendors/4460/large/LFK-T10RL-BRA.jpg | [47 empty] | 0 | 0 | 0 | [6 empty] | 0 | 1 | 1 | EA | 1 | Lighting Controls |  |  | Fittings and Hardware |  | Electrical Hardware And Supplies |  | Wallplates | [20 empty] | Other Lighting Controls | [242 empty] | <a href="https://www.lutron.com/TechnicalDocumentLibrary/044-146a.pdf" target="_blank">Installation Instructions</a> | [23 empty] | 20.000 DW |  |  | 1.4000 IN | [89 empty] | 1.000 EA | 1.000 EA | [35 empty] | No | [42 empty] | https://www.lutron.com/TechnicalDocumentLibrary/369349.pdf | [7 empty] | Shelf Stock | [39 empty] | 39121704 | [13 empty] | <a href="https://www.lutron.com/TechnicalDocumentLibrary/043492.pdf" target="_blank">Warranty Information</a> |  |  |  |  | 0.250 L | [14 empty] | 0 | 0 | 0 | 0 | Electrical | 2018-04-25 15:35 | 2024-07-20 11:34 | 0000-00-00 00:00:00 | 2025-11-29 02:00 | 0000-00-00 00:00:00
1 | Lutron Electronics | RKA-AS-AL | 4460-9605 | 4460 | 9605 | Lutron Electronics | RKA-AS-AL.jpg | 784276029094 | REMOTE SWITCH COLOR KIT ALMOND | Replacement Button Kit for RadioRA 2 or HomeWorks Architectural-style remote switch in almond |  | 2.25 | 4.5 |  | RKA-AS-AL.jpg | http://grandbrass.xologic.com/vendors/4460/large/RKA-AS-AL.jpg | [47 empty] | 0 | 0 | 0 | [6 empty] | 0 | 1 | 1 | EA | 1 | Specialty Items | [27 empty] | Lighting Accessories | [242 empty] | <a href="https://www.lutron.com/TechnicalDocumentLibrary/044-105e.pdf" target="_blank">Installation Instructions</a> | [23 empty] | 25.000 DW |  |  | 2.2500 IN | [89 empty] | 1.000 EA | 1.000 EA | [35 empty] | No | [42 empty] | https://www.lutron.com/TechnicalDocumentLibrary/369225_SPA.pdf | [7 empty] | Shelf Stock | [13 empty] | <a href="https://www.lutron.com/TechnicalDocumentLibrary/368-4493_Page_9.pdf" target="_blank">Tech Drawing</a> | [25 empty] | 39122221 | [13 empty] | <a href="https://www.lutron.com/TechnicalDocumentLibrary/043492.pdf" target="_blank">Warranty Information</a> |  |  |  |  | 0.100 L | [14 empty] | 0 | 0 | 0 | 0 | Lighting Fixtures | 2018-04-25 15:35 | 2024-07-20 11:43 | 0000-00-00 00:00:00 | 2024-07-20 11:43 | 0000-00-00 00:00:00 | [6 empty] | Almond
1 | Lutron Electronics | RKA-AS-BE | 4460-9606 | 4460 | 9606 | Lutron Electronics | RKA-AS-BE.jpg | 784276029100 | REMOTE SWITCH COLOR KIT BEIGE | Replacement Button Kit for RadioRA 2 or HomeWorks Architectural-style remote switch in beige |  | 2.25 | 4.5 |  | RKA-AS-BE.jpg | http://grandbrass.xologic.com/vendors/4460/large/RKA-AS-BE.jpg | [47 empty] | 0 | 0 | 0 | [6 empty] | 0 | 1 | 1 | EA | 1 | Specialty Items | [27 empty] | Lighting Accessories | [242 empty] | <a href="https://www.lutron.com/TechnicalDocumentLibrary/044-105e.pdf" target="_blank">Installation Instructions</a> | [23 empty] | 25.000 DW |  |  | 2.2500 IN | [89 empty] | 1.000 EA | 1.000 EA | [35 empty] | No | [42 empty] | https://www.lutron.com/TechnicalDocumentLibrary/369225_SPA.pdf | [7 empty] | Shelf Stock | [13 empty] | <a href="https://www.lutron.com/TechnicalDocumentLibrary/368-4493_Page_9.pdf" target="_blank">Tech Drawing</a> | [25 empty] | 39122221 | [13 empty] | <a href="https://www.lutron.com/TechnicalDocumentLibrary/043492.pdf" target="_blank">Warranty Information</a> |  |  |  |  | 0.100 L | [14 empty] | 0 | 0 | 0 | 0 | Lighting Fixtures | 2018-04-25 15:35 | 2024-07-20 11:43 | 0000-00-00 00:00:00 | 2024-07-20 11:43 | 0000-00-00 00:00:00 | [6 empty] | Beige
4 | Lutron Electronics | CAR2S-15-DTR-WH | 4460-9611 | 4460 | 9611 | Lutron Electronics | CAR2S-20-DTR-WH.jpg | 784276221801 | 15A DUPLEX RF RECEPTACLE WHITE | Vive wireless receptacle, 15 A duplex, in white |  | 2.5 | 4.5 |  | CAR2S-20-DTR-WH.jpg | http://grandbrass.xologic.com/vendors/4460/large/CAR2S-20-DTR-WH.jpg | [47 empty] | 0 | 0 | 0 | [6 empty] | 0 | 1 | 1 | EA | 1 | Lighting Controls |  |  | Electrical Distribution Equipment |  | Receptacles |  | Electrical Receptacles | [20 empty] | Other Lighting Controls | [242 empty] | <a href="https://www.lutron.com/TechnicalDocumentLibrary/0301825.pdf" target="_blank">Installation Instructions</a> | [23 empty] | 10.000 DW |  |  | 2.5000 IN | [89 empty] | 1.000 EA | 1.000 EA | [35 empty] | No | [42 empty] | https://www.lutron.com/TechnicalDocumentLibrary/3691034.pdf | [7 empty] | Shelf Stock | [13 empty] | <a href="https://www.lutron.com/TechnicalDocumentLibrary/368-4493_Page_5.pdf" target="_blank">Tech Drawing</a> | [25 empty] | 39121406 | [13 empty] | <a href="https://www.lutron.com/TechnicalDocumentLibrary/369-119_Wallbox_Warranty.pdf" target="_blank">Warranty Information</a> |  |  |  |  | 0.330 L | [14 empty] | 0 | 0 | 0 | 0 | Electrical | 2018-04-25 15:35 | 2024-07-20 11:26 | 0000-00-00 00:00:00 | 2025-11-29 02:00 | 0000-00-00 00:00:00 | [6 empty] | White
4 | Lutron Electronics | CAR2S-15-STR-WH | 4460-9612 | 4460 | 9612 | Lutron Electronics | CAR2S-15-STR-WH.jpg | 784276221870 | 15A SPLIT RF RECEPTACLE WHITE | Vive wireless receptacle, 15 A split, in white |  | 2.5 | 4.5 |  | CAR2S-15-STR-WH.jpg | http://grandbrass.xologic.com/vendors/4460/large/CAR2S-15-STR-WH.jpg | [47 empty] | 0 | 0 | 0 | [6 empty] | 0 | 1 | 1 | EA | 1 | Lighting Controls |  |  | Electrical Distribution Equipment |  | Receptacles |  | Electrical Receptacles | [20 empty] | Other Lighting Controls | [242 empty] | <a href="https://www.lutron.com/TechnicalDocumentLibrary/0301825.pdf" target="_blank">Installation Instructions</a> | [23 empty] | 10.000 DW |  |  | 2.5000 IN | [89 empty] | 1.000 EA | 1.000 EA | [35 empty] | No | [42 empty] | https://www.lutron.com/TechnicalDocumentLibrary/3691034.pdf | [7 empty] | Shelf Stock | [13 empty] | <a href="https://www.lutron.com/TechnicalDocumentLibrary/368-4493_Page_5.pdf" target="_blank">Tech Drawing</a> | [25 empty] | 39121406 | [13 empty] | <a href="https://www.lutron.com/TechnicalDocumentLibrary/369-119_Wallbox_Warranty.pdf" target="_blank">Warranty Information</a> |  |  |  |  | 0.330 L | [14 empty] | 0 | 0 | 0 | 0 | Electrical | 2018-04-25 15:35 | 2024-07-20 11:29 | 0000-00-00 00:00:00 | 2025-11-29 02:00 | 0000-00-00 00:00:00 | [6 empty] | White
1 | Lutron Electronics | PJ2-4B-GBL-P02 | 4460-9615 | 4460 | 9615 | Lutron Electronics | PJ2-4B-GBL-P02_Kitchen.jpeg?w=1500 | 784276240345 | PICO 4B KITCHEN SCENE GBL | Pico Wireless Control, 4-button, 434 MHz, scene control of lights, kitchen engraving, in black |  | 0.5 | 5.75 | [50 empty] | 0 | 0 | 0 | [6 empty] | 0 | 1 | 1 | EA | 1 | Lighting Controls | [27 empty] | Other Lighting Controls | [49 empty] | <a href="https://www.lutron.com/TechnicalDocumentLibrary/3672499_Caseta_Brochure.pdf" target="_blank">Manufacturer Brochure</a> | [192 empty] | <a href="https://www.lutron.com/TechnicalDocumentLibrary/041481.pdf" target="_blank">Installation Instructions</a> | [23 empty] | 2.000 DW |  |  | 3.8800 IN | [89 empty] | 1.000 EA | 1.000 EA | [35 empty] | No | [42 empty] | https://www.lutron.com/TechnicalDocumentLibrary/3691066_SPA.pdf | [7 empty] | Shelf Stock | [39 empty] | 52161525 | [6 empty] | <a href="https://lutron.widen.net/content/fomoe9knmc/MP4/Ecom_PicoBenefits_video.MP4?w=2048" target="_blank">Product Video Clip</a> | [6 empty] | <a href="https://www.lutron.com/TechnicalDocumentLibrary/369-119_Wallbox_Warranty.pdf" target="_blank">Warranty Information</a> |  |  |  |  | 0.050 L | [14 empty] | 0 | 0 | 0 | 0 | Lighting Fixtures | 2018-04-25 15:36 | 2024-07-20 11:28 | 0000-00-00 00:00:00 | 2024-07-20 11:28 | 0000-00-00 00:00:00
1 | Lutron Electronics | PJ2-2B-GIV-P01 | 4460-9616 | 4460 | 9616 | Lutron Electronics | PJ2-2B-GIV-P01_Entry.jpeg | 784276240529 | PICO 2B ENTRANCE SCENE GIV | Lutron 2-Button Scene Pico Smart Remote, with Pre-engraved Text-"Home/Away" - Ivory |  | 0.5 | 5.75 |  | PJ2-2B-GIV-P01_Entry.jpeg | http://grandbrass.xologic.com/vendors/4460/large/PJ2-2B-GIV-P01_Entry.jpeg | [47 empty] | 0 | 0 | 0 | [6 empty] | 0 | 1 | 1 | EA | 1 | Lighting Controls | [27 empty] | Other Lighting Controls | [49 empty] | <a href="https://www.lutron.com/TechnicalDocumentLibrary/3672499_Caseta_Brochure.pdf" target="_blank">Manufacturer Brochure</a> | [192 empty] | <a href="https://www.lutron.com/TechnicalDocumentLibrary/040429.pdf" target="_blank">Installation Instructions</a> | [23 empty] | 2.000 DW |  |  | 3.8800 IN | [89 empty] | 1.000 EA | 1.000 EA | [35 empty] | No | [42 empty] | https://www.lutron.com/TechnicalDocumentLibrary/3691066_SPA.pdf | [7 empty] | Shelf Stock | [39 empty] | 52161525 | [6 empty] | <a href="https://lutron.widen.net/content/fomoe9knmc/mp4/Ecom_PicoBenefits_video.mp4" target="_blank">Product Video Clip</a> | [6 empty] | <a href="https://www.lutron.com/TechnicalDocumentLibrary/369-119_Wallbox_Warranty.pdf" target="_blank">Warranty Information</a> |  |  |  |  | 0.050 L | [14 empty] | 0 | 0 | 0 | 0 | Lighting Fixtures | 2018-04-25 15:36 | 2024-07-20 11:28 | 0000-00-00 00:00:00 | 2024-07-20 11:28 | 0000-00-00 00:00:00
1 | Lutron Electronics | PJ2-2B-TMN-P01 | 4460-9617 | 4460 | 9617 | Lutron Electronics | PJ2-2B-TMN-P01_Entry.jpeg | 784276240550 | PICO 2B ENTRANCE SCENE TMN | Lutron 2-Button Scene Pico Smart Remote, with Pre-engraved Text-"Home/Away" - Midnight |  | 0.5 | 5.75 |  | PJ2-2B-TMN-P01_Entry.jpeg | http://grandbrass.xologic.com/vendors/4460/large/PJ2-2B-TMN-P01_Entry.jpeg | [47 empty] | 0 | 0 | 0 | [6 empty] | 0 | 1 | 1 | EA | 1 | Lighting Controls | [27 empty] | Other Lighting Controls | [49 empty] | <a href="https://www.lutron.com/TechnicalDocumentLibrary/3672499_Caseta_Brochure.pdf" target="_blank">Manufacturer Brochure</a> | [192 empty] | <a href="https://www.lutron.com/TechnicalDocumentLibrary/040429.pdf" target="_blank">Installation Instructions</a> | [23 empty] | 2.000 DW |  |  | 3.8800 IN | [89 empty] | 1.000 EA | 1.000 EA | [35 empty] | No | [42 empty] | https://www.lutron.com/TechnicalDocumentLibrary/3691066_SPA.pdf | [7 empty] | Shelf Stock | [39 empty] | 52161525 | [6 empty] | <a href="https://lutron.widen.net/content/fomoe9knmc/mp4/Ecom_PicoBenefits_video.mp4" target="_blank">Product Video Clip</a> | [6 empty] | <a href="https://www.lutron.com/TechnicalDocumentLibrary/369-119_Wallbox_Warranty.pdf" target="_blank">Warranty Information</a> |  |  |  |  | 0.050 L | [14 empty] | 0 | 0 | 0 | 0 | Lighting Fixtures | 2018-04-25 15:36 | 2024-07-20 11:28 | 0000-00-00 00:00:00 | 2024-07-20 11:28 | 0000-00-00 00:00:00
1 | Lutron Electronics | PJ2-4B-TSW-L41 | 4460-9618 | 4460 | 9618 | Lutron Electronics | PJ2-4B-TSW-P03_Any-Room.jpeg?w=1500 | 784276240697 | PICO 4B 4 GROUP TOGGLE CONTROL SW | Pico Wireless Control, 4-button, 434 MHz, 4-group toggle, standard engraving, in snow |  | 2 | 4 | [50 empty] | 0 | 0 | 0 | [6 empty] | 0 | 1 | 1 | EA | 1 | Lighting Controls | [27 empty] | Other Lighting Controls | [242 empty] | <a href="https://www.lutron.com/TechnicalDocumentLibrary/041481.pdf" target="_blank">Installation Instructions</a> | [23 empty] | 10.000 DW |  |  | 2.0000 IN | [89 empty] | 1.000 EA | 1.000 EA | [35 empty] | No | [42 empty] | https://www.lutron.com/TechnicalDocumentLibrary/369847.pdf | [7 empty] | Shelf Stock | [39 empty] | 52161525 | [6 empty] | <a href="https://lutron.widen.net/content/fomoe9knmc/MP4/Ecom_PicoBenefits_video.MP4?w=2048" target="_blank">Product Video Clip</a> | [6 empty] | <a href="https://www.lutron.com/TechnicalDocumentLibrary/369-119_Wallbox_Warranty.pdf" target="_blank">Warranty Information</a> |  |  |  |  | 0.100 L | [14 empty] | 0 | 0 | 0 | 0 | Lighting Fixtures | 2018-04-25 15:36 | 2024-07-20 11:29 | 0000-00-00 00:00:00 | 2024-07-20 11:29 | 0000-00-00 00:00:00
1 | Lutron Electronics | PJ2-4B-TSW-S21 | 4460-9619 | 4460 | 9619 | Lutron Electronics | Ecom_PJ2-4B-TSW-LS21_NoWallPlate.jpeg?w=1500 | 784276240727 | PICO 4B 2 GROUP SHADE CONTROL SW | Pico Wireless Control, 4-button, 434 MHz, 2-group control of shades, standard engraving, in snow |  | 2.3 | 4.5 | [50 empty] | 0 | 0 | 0 | [6 empty] | 0 | 1 | 1 | EA | 1 | Lighting Controls | [27 empty] | Other Lighting Controls | [242 empty] | <a href="https://www.lutron.com/TechnicalDocumentLibrary/041481.pdf" target="_blank">Installation Instructions</a> | [23 empty] | 10.000 DW |  |  | 2.3000 IN | [89 empty] | 1.000 EA | 1.000 EA | [35 empty] | No | [42 empty] | https://www.lutron.com/TechnicalDocumentLibrary/369847.pdf | [7 empty] | Shelf Stock | [39 empty] | 52161525 | [6 empty] | <a href="https://lutron.widen.net/content/fomoe9knmc/MP4/Ecom_PicoBenefits_video.MP4?w=2048" target="_blank">Product Video Clip</a> | [6 empty] | <a href="https://www.lutron.com/TechnicalDocumentLibrary/369-119_Wallbox_Warranty.pdf" target="_blank">Warranty Information</a> |  |  |  |  | 0.100 L | [14 empty] | 0 | 0 | 0 | 0 | Lighting Fixtures | 2018-04-25 15:36 | 2024-07-20 11:25 | 0000-00-00 00:00:00 | 2024-07-20 11:25 | 0000-00-00 00:00:00
1 | Lutron Electronics | PJ2-2B-TSW-L01 | 4460-9620 | 4460 | 9620 | Lutron Electronics | PJ2-2B-TSW-L01.jpeg | 784276241274 | PICO 2B LIGHT ICON SW | Lutron 2-Button Pico Smart Remote, with Light Icons - Snow |  | 2 | 4 |  | PJ2-2B-TSW-L01.jpeg | http://grandbrass.xologic.com/vendors/4460/large/PJ2-2B-TSW-L01.jpeg | [47 empty] | 0 | 0 | 0 | [6 empty] | 0 | 1 | 1 | EA | 1 | Lighting Controls | [27 empty] | Other Lighting Controls | [242 empty] | <a href="https://www.lutron.com/TechnicalDocumentLibrary/040429.pdf" target="_blank">Installation Instructions</a> | [23 empty] | 10.000 DW |  |  | 2.0000 IN | [89 empty] | 1.000 EA | 1.000 EA | [35 empty] | No | [42 empty] | https://www.lutron.com/TechnicalDocumentLibrary/369612.pdf | [7 empty] | Shelf Stock | [39 empty] | 52161525 | [6 empty] | <a href="https://lutron.widen.net/content/fomoe9knmc/mp4/Ecom_PicoBenefits_video.mp4" target="_blank">Product Video Clip</a> | [6 empty] | <a href="https://www.lutron.com/TechnicalDocumentLibrary/369-119_Wallbox_Warranty.pdf" target="_blank">Warranty Information</a> |  |  |  |  | 0.100 L | [14 empty] | 0 | 0 | 0 | 0 | Lighting Fixtures | 2018-04-25 15:36 | 2024-07-20 11:25 | 0000-00-00 00:00:00 | 2024-07-20 11:25 | 0000-00-00 00:00:00
1 | Lutron Electronics | PJ2-2B-TSW-L02 | 4460-9621 | 4460 | 9621 | Lutron Electronics | PJ2-2B-TSW-L02.jpeg | 784276241281 | PICO 2B POWER ICON SW | Lutron 2-Button Pico Smart Remote, with Appliance Icons - Snow |  | 2 | 4 |  | PJ2-2B-TSW-L02.jpeg | http://grandbrass.xologic.com/vendors/4460/large/PJ2-2B-TSW-L02.jpeg | [47 empty] | 0 | 0 | 0 | [6 empty] | 0 | 1 | 1 | EA | 1 | Lighting Controls | [27 empty] | Other Lighting Controls | [242 empty] | <a href="https://www.lutron.com/TechnicalDocumentLibrary/040429.pdf" target="_blank">Installation Instructions</a> | [23 empty] | 10.000 DW |  |  | 2.0000 IN | [89 empty] | 1.000 EA | 1.000 EA | [35 empty] | No | [42 empty] | https://www.lutron.com/TechnicalDocumentLibrary/369612.pdf | [7 empty] | Shelf Stock | [39 empty] | 52161525 | [6 empty] | <a href="https://lutron.widen.net/content/fomoe9knmc/mp4/Ecom_PicoBenefits_video.mp4" target="_blank">Product Video Clip</a> | [6 empty] | <a href="https://www.lutron.com/TechnicalDocumentLibrary/369-119_Wallbox_Warranty.pdf" target="_blank">Warranty Information</a> |  |  |  |  | 0.100 L | [14 empty] | 0 | 0 | 0 | 0 | Lighting Fixtures | 2018-04-25 15:36 | 2024-07-20 11:29 | 0000-00-00 00:00:00 | 2024-07-20 11:29 | 0000-00-00 00:00:00
1 | Lutron Electronics | PJ2-3BRL-TMN-L01 | 4460-9622 | 4460 | 9622 | Lutron Electronics | PJ2-3BRL-TMN-L01.jpeg | 784276241557 | PICO 3BRL LIGHT ICON MN | Lutron 3-Button with Raise/Lower and Preset, Pico Smart Remote, with Light Icons - Midnight |  | 2.3 | 4.5 |  | PJ2-3BRL-TMN-L01.jpeg | http://grandbrass.xologic.com/vendors/4460/large/PJ2-3BRL-TMN-L01.jpeg | [47 empty] | 0 | 0 | 0 | [6 empty] | 0 | 1 | 1 | EA | 1 | Lighting Controls | [27 empty] | Other Lighting Controls | [242 empty] | <a href="https://www.lutron.com/TechnicalDocumentLibrary/040429.pdf" target="_blank">Installation Instructions</a> | [23 empty] | 10.000 DW |  |  | 2.3000 IN | [89 empty] | 1.000 EA | 1.000 EA | [35 empty] | No | [42 empty] | https://www.lutron.com/TechnicalDocumentLibrary/369612.pdf | [7 empty] | Shelf Stock | [39 empty] | 52161525 | [6 empty] | <a href="https://lutron.widen.net/content/fomoe9knmc/mp4/Ecom_PicoBenefits_video.mp4" target="_blank">Product Video Clip</a> | [6 empty] | <a href="https://www.lutron.com/TechnicalDocumentLibrary/369-119_Wallbox_Warranty.pdf" target="_blank">Warranty Information</a> |  |  |  |  | 0.100 L | [14 empty] | 0 | 0 | 0 | 0 | Lighting Fixtures | 2018-04-25 15:36 | 2024-07-20 11:36 | 0000-00-00 00:00:00 | 2024-07-20 11:36 | 0000-00-00 00:00:00
1 | Lutron Electronics | PJ2-3BRL-TMN-S03 | 4460-9623 | 4460 | 9623 | Lutron Electronics | PJ2-3BRL-TMN-S03.jpeg | 784276241601 | PICO 3BRL BLACKOUTS BLACK SATIN | Lutron 3-Button with Raise/Lower and Preset, Pico Smart Remote, with Shade Icons and Text ("Blackout") - Midnight |  | 2 | 4 |  | PJ2-3BRL-TMN-S03.jpeg | http://grandbrass.xologic.com/vendors/4460/large/PJ2-3BRL-TMN-S03.jpeg | [47 empty] | 0 | 0 | 0 | [6 empty] | 0 | 1 | 1 | EA | 1 | Lighting Controls | [27 empty] | Other Lighting Controls | [242 empty] | <a href="https://assets.lutron.com/a/documents/040429.pdf" target="_blank">Installation Instructions</a> | [23 empty] | 10.000 DW |  |  | 2.0000 IN | [89 empty] | 1.000 EA | 1.000 EA | [35 empty] | No | [42 empty] | https://www.lutron.com/TechnicalDocumentLibrary/369612.pdf | [7 empty] | Shelf Stock | [39 empty] | 52161525 | [6 empty] | <a href="https://lutron.widen.net/content/fomoe9knmc/mp4/Ecom_PicoBenefits_video.mp4" target="_blank">Product Video Clip</a> | [6 empty] | <a href="https://www.lutron.com/TechnicalDocumentLibrary/369-119_Wallbox_Warranty.pdf" target="_blank">Warranty Information</a> |  |  |  |  | 0.100 L | [14 empty] | 0 | 0 | 0 | 0 | Lighting Fixtures | 2018-04-25 15:36 | 2024-07-20 11:33 | 0000-00-00 00:00:00 | 2024-07-20 11:33 | 0000-00-00 00:00:00
1 | Lutron Electronics | PJ2-3BRL-TMN-S04 | 4460-9624 | 4460 | 9624 | Lutron Electronics | PJ2-3BRL-TMN-S04.jpeg | 784276241618 | PICO 3BRL SHADE SHEER BLACK SATIN | Lutron 3-Button with Raise/Lower and Preset, Pico Smart Remote, with Shade Icons and Text ("Sheer") - Midnight |  | 2 | 4 |  | PJ2-3BRL-TMN-S04.jpeg | http://grandbrass.xologic.com/vendors/4460/large/PJ2-3BRL-TMN-S04.jpeg | [47 empty] | 0 | 0 | 0 | [6 empty] | 0 | 1 | 1 | EA | 1 | Lighting Controls | [27 empty] | Other Lighting Controls | [242 empty] | <a href="https://assets.lutron.com/a/documents/040429.pdf" target="_blank">Installation Instructions</a> | [23 empty] | 10.000 DW |  |  | 2.0000 IN | [89 empty] | 1.000 EA | 1.000 EA | [35 empty] | No | [42 empty] | https://www.lutron.com/TechnicalDocumentLibrary/369612.pdf | [7 empty] | Shelf Stock | [39 empty] | 52161525 | [6 empty] | <a href="https://lutron.widen.net/content/fomoe9knmc/mp4/Ecom_PicoBenefits_video.mp4" target="_blank">Product Video Clip</a> | [6 empty] | <a href="https://www.lutron.com/TechnicalDocumentLibrary/369-119_Wallbox_Warranty.pdf" target="_blank">Warranty Information</a> |  |  |  |  | 0.100 L | [14 empty] | 0 | 0 | 0 | 0 | Lighting Fixtures | 2018-04-25 15:36 | 2024-07-20 11:33 | 0000-00-00 00:00:00 | 2024-07-20 11:33 | 0000-00-00 00:00:00
1 | Lutron Electronics | PJ2-3BRL-TSW-S07 | 4460-9625 | 4460 | 9625 | Lutron Electronics | PJ2-3BRL-TSW-S07.jpeg | 784276241779 | PICO 3BRL SHADE DRAPE WHITE SATIN | Lutron 3-Button with Raise/Lower and Preset, Pico Smart Remote, with Shade Icons and Text ("Drapery") - Snow |  | 2 | 4 |  | PJ2-3BRL-TSW-S07.jpeg | http://grandbrass.xologic.com/vendors/4460/large/PJ2-3BRL-TSW-S07.jpeg | [47 empty] | 0 | 0 | 0 | [6 empty] | 0 | 1 | 1 | EA | 1 | Lighting Controls | [27 empty] | Other Lighting Controls | [242 empty] | <a href="https://assets.lutron.com/a/documents/040429.pdf" target="_blank">Installation Instructions</a> | [23 empty] | 10.000 DW |  |  | 2.0000 IN | [89 empty] | 1.000 EA | 1.000 EA | [35 empty] | No | [42 empty] | https://www.lutron.com/TechnicalDocumentLibrary/369612.pdf | [7 empty] | Shelf Stock | [39 empty] | 52161525 | [6 empty] | <a href="https://lutron.widen.net/content/fomoe9knmc/mp4/Ecom_PicoBenefits_video.mp4" target="_blank">Product Video Clip</a> | [6 empty] | <a href="https://www.lutron.com/TechnicalDocumentLibrary/369-119_Wallbox_Warranty.pdf" target="_blank">Warranty Information</a> |  |  |  |  | 0.100 L | [14 empty] | 0 | 0 | 0 | 0 | Lighting Fixtures | 2018-04-25 15:36 | 2024-07-20 11:33 | 0000-00-00 00:00:00 | 2024-07-20 11:33 | 0000-00-00 00:00:00
1 | Lutron Electronics | PJ2-3BRL-TSW-S09 | 4460-9626 | 4460 | 9626 | Lutron Electronics | PJ2-3BRL-TSW-S09.jpeg | 784276241793 | PICO 3BRL SHADE WHITE SATIN | Lutron 3-Button with Raise/Lower and Preset, Pico Smart Remote, with Shade Icons and Text ("Blind") for Horizontal Sheer Blinds - Snow |  | 2 | 4 |  | PJ2-3BRL-TSW-S09.jpeg | http://grandbrass.xologic.com/vendors/4460/large/PJ2-3BRL-TSW-S09.jpeg | [47 empty] | 0 | 0 | 0 | [6 empty] | 0 | 1 | 1 | EA | 1 | Lighting Controls | [27 empty] | Other Lighting Controls | [242 empty] | <a href="https://assets.lutron.com/a/documents/040429.pdf" target="_blank">Installation Instructions</a> | [23 empty] | 10.000 DW |  |  | 2.0000 IN | [89 empty] | 1.000 EA | 1.000 EA | [35 empty] | No | [42 empty] | https://www.lutron.com/TechnicalDocumentLibrary/369612.pdf | [7 empty] | Shelf Stock | [39 empty] | 52161525 | [13 empty] | <a href="https://www.lutron.com/TechnicalDocumentLibrary/369-119_Wallbox_Warranty.pdf" target="_blank">Warranty Information</a> |  |  |  |  | 0.100 L | [14 empty] | 0 | 0 | 0 | 0 | Lighting Fixtures | 2018-04-25 15:36 | 2024-07-20 11:40 | 0000-00-00 00:00:00 | 2024-07-20 11:40 | 0000-00-00 00:00:00
1 | Lutron Electronics | CTCL-150-AL | 4460-9627 | 4460 | 9627 | Lutron Electronics | CTCL-150-AL.jpg | 784276244121 | CONTOUR SLIDE TO OFF ALMOND BOXED | Skylark Contour slide-to-off Dimmer, CFL/LED (screw-base), Incandescent/Halogen, single-pole, 150W CFL/LED or 600W inc/hal in almond, ED box packaging |  | 2.32 | 4.5 |  | CTCL-150-AL.jpg | http://grandbrass.xologic.com/vendors/4460/large/CTCL-150-AL.jpg | [47 empty] | 0 | 0 | 0 | [6 empty] | 0 | 1 | 1 | EA | 1 | Lighting Controls | [27 empty] | Dimmers | [49 empty] | <a href="https://www.lutron.com/TechnicalDocumentLibrary/Skylark_Contour_slide_to_off_LED+dimmer_sell_sheet.pdf" target="_blank">Manufacturer Brochure</a> | [192 empty] | <a href="https://www.lutron.com/TechnicalDocumentLibrary/0301882.pdf" target="_blank">Installation Instructions</a> | [23 empty] | 2.000 DW |  |  | 2.2500 IN | [89 empty] | 1.000 EA | 1.000 EA | [35 empty] | No | [42 empty] | https://www.lutron.com/TechnicalDocumentLibrary/3691051_Spec.pdf | [7 empty] | Shelf Stock | [13 empty] | <a href="https://www.lutron.com/TechnicalDocumentLibrary/368-4493_Page_2.pdf" target="_blank">Tech Drawing</a> | [25 empty] | 39122206 | [13 empty] | <a href="https://www.lutron.com/TechnicalDocumentLibrary/369-119_Wallbox_Warranty.pdf" target="_blank">Warranty Information</a> |  |  |  |  | 0.240 L | [14 empty] | 0 | 0 | 0 | 0 | Lighting Fixtures | 2018-04-25 15:36 | 2024-07-20 11:32 | 0000-00-00 00:00:00 | 2024-07-20 11:32 | 0000-00-00 00:00:00 | [6 empty] | Almond
1 | Lutron Electronics | CTCL-150-GR | 4460-9628 | 4460 | 9628 | Lutron Electronics | CTCL-150-GR.jpg | 784276244152 | CONTOUR SLIDE TO OFF GRAY BOXED | Skylark Contour slide-to-off Dimmer, CFL/LED (screw-base), Incandescent/Halogen, single-pole, 150W CFL/LED or 600W inc/hal in gray, ED box packaging |  | 2.32 | 4.5 |  | CTCL-150-GR.jpg | http://grandbrass.xologic.com/vendors/4460/large/CTCL-150-GR.jpg | [47 empty] | 0 | 0 | 0 | [6 empty] | 0 | 1 | 1 | EA | 1 | Lighting Controls | [27 empty] | Dimmers | [49 empty] | <a href="https://www.lutron.com/TechnicalDocumentLibrary/Skylark_Contour_slide_to_off_LED+dimmer_sell_sheet.pdf" target="_blank">Manufacturer Brochure</a> | [192 empty] | <a href="https://www.lutron.com/TechnicalDocumentLibrary/0301882.pdf" target="_blank">Installation Instructions</a> | [23 empty] | 2.000 DW |  |  | 2.2500 IN | [89 empty] | 1.000 EA | 1.000 EA | [35 empty] | No | [42 empty] | https://www.lutron.com/TechnicalDocumentLibrary/3691051_Spec.pdf | [7 empty] | Shelf Stock | [13 empty] | <a href="https://www.lutron.com/TechnicalDocumentLibrary/368-4493_Page_2.pdf" target="_blank">Tech Drawing</a> | [25 empty] | 39122206 | [13 empty] | <a href="https://www.lutron.com/TechnicalDocumentLibrary/369-119_Wallbox_Warranty.pdf" target="_blank">Warranty Information</a> |  |  |  |  | 0.240 L | [14 empty] | 0 | 0 | 0 | 0 | Lighting Fixtures | 2018-04-25 15:36 | 2024-07-20 11:28 | 0000-00-00 00:00:00 | 2024-07-20 11:28 | 0000-00-00 00:00:00 | [6 empty] | Gray
4 | Lutron Electronics | TVI-LMF-2A | 4460-9632 | 4460 | 9632 | Lutron Electronics | TVI-LMF-2A.jpg | 784276005739 | ECOSYS TO 0-10 V INTFC | EcoSystem to ten volt interface |  | 5 | 3 |  | TVI-LMF-2A.jpg | http://grandbrass.xologic.com/vendors/4460/large/TVI-LMF-2A.jpg | [47 empty] | 0 | 0 | 0 | [6 empty] | 0 | 1 | 1 | EA | 1 | Specialty Items |  |  | Electrical Distribution Equipment |  | Power Conditioning Equipment |  | Electrical Or Power Regulators | [20 empty] | Other Specialty Items | [242 empty] | <a href="https://www.lutron.com/TechnicalDocumentLibrary/032534.pdf" target="_blank">Installation Instructions</a> | [23 empty] | 85.000 DW |  |  | 1.0000 IN | [89 empty] | 1.000 EA | 1.000 EA | [35 empty] | No | [42 empty] | https://www.lutron.com/TechnicalDocumentLibrary/369537.pdf | [7 empty] | Shelf Stock | [39 empty] | 39121009 | [13 empty] | <a href="https://www.lutron.com/TechnicalDocumentLibrary/3601201A_Commercial_Limited_Warranty.pdf" target="_blank">Warranty Information</a> |  |  |  |  | 0.400 L | [14 empty] | 0 | 0 | 0 | 0 | Electrical | 2018-04-25 15:36 | 2024-07-20 11:22 | 0000-00-00 00:00:00 | 2025-11-29 02:00 | 0000-00-00 00:00:00
1 | Lutron Electronics | SF-12P-277-WH | 4460-9636 | 4460 | 9636 | Lutron Electronics | SF-12P-277-WH.jpg | 27557310307 | SKYLARK FLUOR 277V 1-12LP WH | Skylark Dimmer with On/Off Switch, Fluorescent or LED Dimming with 3-Wire Ballasts and Drivers, single pole, 277V/6A in white |  | 2.3 | 4.5 |  | SF-12P-277-WH.jpg | http://grandbrass.xologic.com/vendors/4460/large/SF-12P-277-WH.jpg | [47 empty] | 0 | 0 | 0 | [6 empty] | 0 | 1 | 1 | EA | 1 | Lighting Controls | [27 empty] | Dimmers | [242 empty] | <a href="https://www.lutron.com/TechnicalDocumentLibrary/032345.pdf" target="_blank">Installation Instructions</a> | [23 empty] | 10.000 DW |  |  | 2.4000 IN | [89 empty] | 1.000 EA | 1.000 EA | [35 empty] | No | [42 empty] | https://www.lutron.com/technicaldocumentlibrary/spec%20guide%20volume%201%20with%20addendums.pdf#page=20 | [7 empty] | Shelf Stock | [13 empty] | <a href="https://www.lutron.com/TechnicalDocumentLibrary/368-4493_Page_40.pdf" target="_blank">Tech Drawing</a> | [25 empty] | 39122206 | [13 empty] | <a href="https://www.lutron.com/TechnicalDocumentLibrary/369-119_Wallbox_Warranty.pdf" target="_blank">Warranty Information</a> |  |  |  |  | 0.300 L | [14 empty] | 0 | 0 | 0 | 0 | Lighting Fixtures | 2018-09-05 08:36 | 2024-07-20 11:04 | 0000-00-00 00:00:00 | 2024-07-20 11:04 | 0000-00-00 00:00:00 | [6 empty] | White
1 | Lutron Electronics | SF-12P-277-LA | 4460-9637 | 4460 | 9637 | Lutron Electronics | SF-12P-277-LA.jpg | 27557523462 | SKYLARK FLUOR 277V 1-12LP LIGHT ALMOND | Skylark Dimmer with On/Off Switch, Fluorescent or LED Dimming with 3-Wire Ballasts and Drivers, single pole, 277V/6A in light almond |  | 2.3 | 4.6 |  | SF-12P-277-LA.jpg | http://grandbrass.xologic.com/vendors/4460/large/SF-12P-277-LA.jpg | [47 empty] | 0 | 0 | 0 | [6 empty] | 0 | 1 | 1 | EA | 1 | Lighting Controls | [27 empty] | Dimmers | [242 empty] | <a href="https://www.lutron.com/TechnicalDocumentLibrary/032345.pdf" target="_blank">Installation Instructions</a> | [23 empty] | 10.000 DW |  |  | 2.3000 IN | [89 empty] | 1.000 EA | 1.000 EA | [35 empty] | No | [42 empty] | https://www.lutron.com/technicaldocumentlibrary/spec%20guide%20volume%201%20with%20addendums.pdf#page=20 | [7 empty] | Shelf Stock | [13 empty] | <a href="https://www.lutron.com/TechnicalDocumentLibrary/368-4493_Page_40.pdf" target="_blank">Tech Drawing</a> | [25 empty] | 39122206 | [13 empty] | <a href="https://www.lutron.com/TechnicalDocumentLibrary/369-119_Wallbox_Warranty.pdf" target="_blank">Warranty Information</a> |  |  |  |  | 0.310 L | [14 empty] | 0 | 0 | 0 | 0 | Lighting Fixtures | 2018-09-05 08:39 | 2024-07-20 11:03 | 0000-00-00 00:00:00 | 2024-07-20 11:03 | 0000-00-00 00:00:00
1 | Lutron Electronics | SF-12P-277-IV | 4460-9638 | 4460 | 9638 | Lutron Electronics | SF-12P-277-IV.jpg | 27557680837 | SKYLARK FLUOR 277V 1-12LP IV | Skylark Dimmer with On/Off Switch, Fluorescent or LED Dimming with 3-Wire Ballasts and Drivers, single pole, 277V/6A in ivory |  | 2.4 | 4.7 |  | SF-12P-277-IV.jpg | http://grandbrass.xologic.com/vendors/4460/large/SF-12P-277-IV.jpg | [47 empty] | 0 | 0 | 0 | [6 empty] | 0 | 1 | 1 | EA | 1 | Lighting Controls | [27 empty] | Dimmers | [242 empty] | <a href="https://www.lutron.com/TechnicalDocumentLibrary/032345.pdf" target="_blank">Installation Instructions</a> | [23 empty] | 10.000 DW |  |  | 2.4000 IN | [89 empty] | 1.000 EA | 1.000 EA | [35 empty] | No | [42 empty] | https://www.lutron.com/technicaldocumentlibrary/spec%20guide%20volume%201%20with%20addendums.pdf#page=20 | [7 empty] | Shelf Stock | [13 empty] | <a href="https://www.lutron.com/TechnicalDocumentLibrary/368-4493_Page_40.pdf" target="_blank">Tech Drawing</a> | [25 empty] | 39122206 | [13 empty] | <a href="https://www.lutron.com/TechnicalDocumentLibrary/369-119_Wallbox_Warranty.pdf" target="_blank">Warranty Information</a> |  |  |  |  | 0.250 L | [14 empty] | 0 | 0 | 0 | 0 | Lighting Fixtures | 2018-09-05 08:41 | 2024-07-20 11:05 | 0000-00-00 00:00:00 | 2024-07-20 11:05 | 0000-00-00 00:00:00 | [6 empty] | Ivory
1 | Lutron Electronics | SF-12P-277-BL | 4460-9639 | 4460 | 9639 | Lutron Electronics | SF-12P-277-BL.jpg | 27557680806 | SKYLARK FLUOR 277V 1-12LP BL | Skylark Dimmer with On/Off Switch, Fluorescent or LED Dimming with 3-Wire Ballasts and Drivers, single pole, 277V/6A in black |  | 2.3 | 4.6 |  | SF-12P-277-BL.jpg | http://grandbrass.xologic.com/vendors/4460/large/SF-12P-277-BL.jpg | [47 empty] | 0 | 0 | 0 | [6 empty] | 0 | 1 | 1 | EA | 1 | Lighting Controls | [27 empty] | Dimmers | [242 empty] | <a href="https://www.lutron.com/TechnicalDocumentLibrary/032345.pdf" target="_blank">Installation Instructions</a> | [23 empty] | 10.000 DW |  |  | 2.3000 IN | [89 empty] | 1.000 EA | 1.000 EA | [35 empty] | No | [42 empty] | https://www.lutron.com/technicaldocumentlibrary/spec%20guide%20volume%201%20with%20addendums.pdf#page=20 | [7 empty] | Shelf Stock | [13 empty] | <a href="https://www.lutron.com/TechnicalDocumentLibrary/368-4493_Page_40.pdf" target="_blank">Tech Drawing</a> | [25 empty] | 39122206 | [13 empty] | <a href="https://www.lutron.com/TechnicalDocumentLibrary/369-119_Wallbox_Warranty.pdf" target="_blank">Warranty Information</a> |  |  |  |  | 0.310 L | [14 empty] | 0 | 0 | 0 | 0 | Lighting Fixtures | 2018-09-05 08:41 | 2024-07-20 11:08 | 0000-00-00 00:00:00 | 2024-07-20 11:08 | 0000-00-00 00:00:00 | [6 empty] | Black
1 | Lutron Electronics | SF-12P-277-AL | 4460-9640 | 4460 | 9640 | Lutron Electronics | SF-12P-277-AL.jpg | 27557691598 | SKYLARK FLUOR 277V 1-12LP AL | Skylark Dimmer with On/Off Switch, Fluorescent or LED Dimming with 3-Wire Ballasts and Drivers, single pole, 277V/6A in almond |  | 2.3 | 4.6 |  | SF-12P-277-AL.jpg | http://grandbrass.xologic.com/vendors/4460/large/SF-12P-277-AL.jpg | [47 empty] | 0 | 0 | 0 | [6 empty] | 0 | 1 | 1 | EA | 1 | Lighting Controls | [27 empty] | Dimmers | [242 empty] | <a href="https://www.lutron.com/TechnicalDocumentLibrary/032345.pdf" target="_blank">Installation Instructions</a> | [23 empty] | 10.000 DW |  |  | 2.3000 IN | [89 empty] | 1.000 EA | 1.000 EA | [35 empty] | No | [42 empty] | https://www.lutron.com/technicaldocumentlibrary/spec%20guide%20volume%201%20with%20addendums.pdf#page=20 | [7 empty] | Shelf Stock | [13 empty] | <a href="https://www.lutron.com/TechnicalDocumentLibrary/368-4493_Page_40.pdf" target="_blank">Tech Drawing</a> | [25 empty] | 39122206 | [13 empty] | <a href="https://www.lutron.com/TechnicalDocumentLibrary/369-119_Wallbox_Warranty.pdf" target="_blank">Warranty Information</a> |  |  |  |  | 0.310 L | [14 empty] | 0 | 0 | 0 | 0 | Lighting Fixtures | 2018-09-05 08:42 | 2024-07-20 11:09 | 0000-00-00 00:00:00 | 2024-07-20 11:09 | 0000-00-00 00:00:00 | [6 empty] | Almond
1 | Lutron Electronics | RMJS-8TN-DV-B | 4460-9641 | 4460 | 9641 | Lutron Electronics | RMJS-8TN-DV-B.jpg | 784276150705 | POWPAK 0-10V 434 W. 010 WIRES | Vive PowPak Dimming Module, 120/277 VAC, 434 MHz |  | 3.5 | 4.6 |  | RMJS-8TN-DV-B.jpg | http://grandbrass.xologic.com/vendors/4460/large/RMJS-8TN-DV-B.jpg | [47 empty] | 0 | 0 | 0 | [6 empty] | 0 | 1 | 1 | EA | 1 | Lighting Controls | [27 empty] | Dimmers | [242 empty] | <a href="https://www.lutron.com/TechnicalDocumentLibrary/041771.pdf" target="_blank">Installation Instructions</a> | [23 empty] | 85.000 DW |  |  | 2.5000 IN | [89 empty] | 1.000 EA | 1.000 EA | [35 empty] | No | [42 empty] | https://www.lutron.com/TechnicalDocumentLibrary/369913_FRE.pdf | [7 empty] | Shelf Stock | [39 empty] | 39122206 | [13 empty] | <a href="https://www.lutron.com/TechnicalDocumentLibrary/369-119_Wallbox_Warranty.pdf" target="_blank">Warranty Information</a> |  |  |  |  | 0.250 L | [14 empty] | 0 | 0 | 0 | 0 | Lighting Fixtures | 2018-09-05 09:16 | 2024-07-20 11:22 | 0000-00-00 00:00:00 | 2024-07-20 11:22 | 0000-00-00 00:00:00
4 | Lutron Electronics | LTR-F15-UBTR-IV | 4460-9642 | 4460 | 9642 | Lutron Electronics | LTR-F15-UBTR-IV.jpg | 784276153973 | DUPLEX 15A TR DUAL USB RECEPTACLE IV FP | Architectural style, tamper-resistant USB receptacle, 125V, 15A with faceplate in ivory |  | 2 | 4.5 |  | LTR-F15-UBTR-IV.jpg | http://grandbrass.xologic.com/vendors/4460/large/LTR-F15-UBTR-IV.jpg | [47 empty] | 0 | 0 | 0 | [6 empty] | 0 | 1 | 1 | EA | 1 | Lighting Controls |  |  | Electrical Distribution Equipment |  | Receptacles |  | Electrical Receptacles | [20 empty] | Other Lighting Controls | [242 empty] | <a href="https://www.lutron.com/TechnicalDocumentLibrary/041546.pdf" target="_blank">Installation Instructions</a> | [23 empty] | 20.000 DW |  |  | 2.5000 IN | [89 empty] | 1.000 EA | 1.000 EA | [35 empty] | No | [42 empty] | https://www.lutron.com/TechnicalDocumentLibrary/369921_SPA.pdf | [7 empty] | Shelf Stock | [13 empty] | <a href="https://www.lutron.com/TechnicalDocumentLibrary/368-4493_Page_20.pdf" target="_blank">Tech Drawing</a> | [25 empty] | 39121406 | [13 empty] | <a href="https://www.lutron.com/TechnicalDocumentLibrary/369-119_Wallbox_Warranty.pdf" target="_blank">Warranty Information</a> |  |  |  |  | 1.000 L | [14 empty] | 0 | 0 | 0 | 0 | Electrical | 2018-09-05 09:16 | 2024-07-20 11:25 | 0000-00-00 00:00:00 | 2025-11-29 02:00 | 0000-00-00 00:00:00 | [6 empty] | Ivory
4 | Lutron Electronics | LTR-F15-UBTR-SC | 4460-9643 | 4460 | 9643 | Lutron Electronics | LTR-F15-UBTR-SC.jpg | 784276154109 | DUPLEX 15A TR DUAL USB RECEPTACLE SC FP | Architectural style, tamper-resistant USB receptacle, 125V, 15A with faceplate in satin chrome |  | 2 | 4.5 |  | LTR-F15-UBTR-SC.jpg | http://grandbrass.xologic.com/vendors/4460/large/LTR-F15-UBTR-SC.jpg | [47 empty] | 0 | 0 | 0 | [6 empty] | 0 | 1 | 1 | EA | 1 | Lighting Controls |  |  | Electrical Distribution Equipment |  | Receptacles |  | Electrical Receptacles | [20 empty] | Other Lighting Controls | [242 empty] | <a href="https://www.lutron.com/TechnicalDocumentLibrary/041546.pdf" target="_blank">Installation Instructions</a> | [23 empty] | 20.000 DW |  |  | 2.5000 IN | [89 empty] | 1.000 EA | 1.000 EA | [35 empty] | No | [42 empty] | https://www.lutron.com/TechnicalDocumentLibrary/369921_SPA.pdf | [7 empty] | Shelf Stock | [13 empty] | <a href="https://www.lutron.com/TechnicalDocumentLibrary/368-4493_Page_20.pdf" target="_blank">Tech Drawing</a> | [25 empty] | 39121406 | [13 empty] | <a href="https://www.lutron.com/TechnicalDocumentLibrary/369-119_Wallbox_Warranty.pdf" target="_blank">Warranty Information</a> |  |  |  |  | 1.000 L | [14 empty] | 0 | 0 | 0 | 0 | Electrical | 2018-09-05 09:16 | 2024-07-20 11:25 | 0000-00-00 00:00:00 | 2025-11-29 02:00 | 0000-00-00 00:00:00
4 | Lutron Electronics | LTR-F15-TR-TP | 4460-9644 | 4460 | 9644 | Lutron Electronics | LTR-F15-TR-TP.jpg | 784276153584 | DUPLEX 15A TR RECEPTACLE TP FP | Duplex 15 A receptacle, tamper resistant, 125V/15A with faceplate in taupe |  | 5.5 | 3.8 |  | LTR-F15-TR-TP.jpg | http://grandbrass.xologic.com/vendors/4460/large/LTR-F15-TR-TP.jpg | [47 empty] | 0 | 0 | 0 | [6 empty] | 0 | 1 | 1 | EA | 1 | Lighting Controls |  |  | Electrical Distribution Equipment |  | Receptacles |  | Electrical Receptacles | [20 empty] | Other Lighting Controls | [242 empty] | <a href="https://www.lutron.com/TechnicalDocumentLibrary/041546.pdf" target="_blank">Installation Instructions</a> | [23 empty] | 10.000 DW |  |  | 5.3000 IN | [89 empty] | 1.000 EA | 1.000 EA | [35 empty] | No | [42 empty] | https://www.lutron.com/TechnicalDocumentLibrary/369921_SPA.pdf | [7 empty] | Shelf Stock | [13 empty] | <a href="https://www.lutron.com/TechnicalDocumentLibrary/368-4493_Page_20.pdf" target="_blank">Tech Drawing</a> | [25 empty] | 39121406 | [13 empty] | <a href="https://www.lutron.com/TechnicalDocumentLibrary/369-119_Wallbox_Warranty.pdf" target="_blank">Warranty Information</a> |  |  |  |  | 0.460 L | [14 empty] | 0 | 0 | 0 | 0 | Electrical | 2018-09-05 09:16 | 2024-07-20 11:26 | 0000-00-00 00:00:00 | 2025-11-29 02:00 | 0000-00-00 00:00:00 | [6 empty] | Taupe
4 | Lutron Electronics | LTR-F15-TR-BC | 4460-9645 | 4460 | 9645 | Lutron Electronics | LTR-F15-TR-BC.jpg | 784276153676 | DUPLEX 15A TR RECEPTACLE BC FP | Duplex 15 A receptacle, tamper resistant, 125V/15A with faceplate in bright chrome |  | 2 | 4.5 |  | LTR-F15-TR-BC.jpg | http://grandbrass.xologic.com/vendors/4460/large/LTR-F15-TR-BC.jpg | [47 empty] | 0 | 0 | 0 | [6 empty] | 0 | 1 | 1 | EA | 1 | Lighting Controls |  |  | Electrical Distribution Equipment |  | Receptacles |  | Electrical Receptacles | [20 empty] | Other Lighting Controls | [242 empty] | <a href="https://www.lutron.com/TechnicalDocumentLibrary/041546.pdf" target="_blank">Installation Instructions</a> | [23 empty] | 10.000 DW |  |  | 2.5000 IN | [89 empty] | 1.000 EA | 1.000 EA | [35 empty] | No | [42 empty] | https://www.lutron.com/TechnicalDocumentLibrary/369921_SPA.pdf | [7 empty] | Shelf Stock | [13 empty] | <a href="https://www.lutron.com/TechnicalDocumentLibrary/368-4493_Page_20.pdf" target="_blank">Tech Drawing</a> | [25 empty] | 39121406 | [13 empty] | <a href="https://www.lutron.com/TechnicalDocumentLibrary/369-119_Wallbox_Warranty.pdf" target="_blank">Warranty Information</a> |  |  |  |  | 1.000 L | [14 empty] | 0 | 0 | 0 | 0 | Electrical | 2018-09-05 09:16 | 2024-07-20 11:26 | 0000-00-00 00:00:00 | 2025-11-29 02:00 | 0000-00-00 00:00:00
4 | Lutron Electronics | LTR-20-TR-BR | 4460-9646 | 4460 | 9646 | Lutron Electronics | LTR-20-TR-BR.jpg | 784276154314 | DUPLEX 20A TR RECEPTACLE BR NO FP | Architectural style, duplex 20 A receptacle, tamper resistant, 125V/20A in brown |  | 2 | 4.5 |  | LTR-20-TR-BR.jpg | http://grandbrass.xologic.com/vendors/4460/large/LTR-20-TR-BR.jpg | [47 empty] | 0 | 0 | 0 | [6 empty] | 0 | 1 | 1 | EA | 1 | Lighting Controls |  |  | Electrical Distribution Equipment |  | Receptacles |  | Electrical Receptacles | [20 empty] | Other Lighting Controls | [242 empty] | <a href="https://www.lutron.com/TechnicalDocumentLibrary/041546.pdf" target="_blank">Installation Instructions</a> | [23 empty] | 20.000 DW |  |  | 2.5000 IN | [89 empty] | 1.000 EA | 1.000 EA | [35 empty] | No | [42 empty] | https://www.lutron.com/TechnicalDocumentLibrary/369921_SPA.pdf | [7 empty] | Shelf Stock | [13 empty] | <a href="https://www.lutron.com/TechnicalDocumentLibrary/368-4493_Page_20.pdf" target="_blank">Tech Drawing</a> | [25 empty] | 39121406 | [13 empty] | <a href="https://www.lutron.com/TechnicalDocumentLibrary/369-119_Wallbox_Warranty.pdf" target="_blank">Warranty Information</a> |  |  |  |  | 1.000 L | [14 empty] | 0 | 0 | 0 | 0 | Electrical | 2018-09-05 09:16 | 2024-07-20 11:26 | 0000-00-00 00:00:00 | 2025-11-29 02:00 | 0000-00-00 00:00:00 | [6 empty] | Brown
4 | Lutron Electronics | LTR-15-UBTR-GR | 4460-9647 | 4460 | 9647 | Lutron Electronics | LTR-15-UBTR-GR.jpg | 784276154437 | DUPLEX 15A TR DUAL USB RECEPT GR NO FP | Architectural style, tamper-resistant USB receptacle, 125V, 15A in gray |  | 2 | 4.5 |  | LTR-15-UBTR-GR.jpg | http://grandbrass.xologic.com/vendors/4460/large/LTR-15-UBTR-GR.jpg | [47 empty] | 0 | 0 | 0 | [6 empty] | 0 | 1 | 1 | EA | 1 | Lighting Controls |  |  | Electrical Distribution Equipment |  | Receptacles |  | Electrical Receptacles | [20 empty] | Other Lighting Controls | [242 empty] | <a href="https://www.lutron.com/TechnicalDocumentLibrary/041546.pdf" target="_blank">Installation Instructions</a> | [23 empty] | 20.000 DW |  |  | 2.5000 IN | [89 empty] | 1.000 EA | 1.000 EA | [35 empty] | No | [42 empty] | https://www.lutron.com/TechnicalDocumentLibrary/369921_SPA.pdf | [7 empty] | Shelf Stock | [13 empty] | <a href="https://www.lutron.com/TechnicalDocumentLibrary/368-4493_Page_26.pdf" target="_blank">Tech Drawing</a> | [25 empty] | 39121406 | [13 empty] | <a href="https://www.lutron.com/TechnicalDocumentLibrary/369-119_Wallbox_Warranty.pdf" target="_blank">Warranty Information</a> |  |  |  |  | 1.000 L | [14 empty] | 0 | 0 | 0 | 0 | Electrical | 2018-09-05 09:16 | 2024-07-20 11:33 | 0000-00-00 00:00:00 | 2025-11-29 02:00 | 0000-00-00 00:00:00 | [6 empty] | Gray
4 | Lutron Electronics | LTR-F15-TR-BR | 4460-9648 | 4460 | 9648 | Lutron Electronics | LTR-F15-TR-BR.jpg | 784276153546 | DUPLEX 15A TR RECEPTACLE BR FP | Duplex 15 A receptacle, tamper resistant, 125V/15A with faceplate in brown |  | 2 | 4.5 |  | LTR-F15-TR-BR.jpg | http://grandbrass.xologic.com/vendors/4460/large/LTR-F15-TR-BR.jpg | [47 empty] | 0 | 0 | 0 | [6 empty] | 0 | 1 | 1 | EA | 1 | Lighting Controls |  |  | Electrical Distribution Equipment |  | Receptacles |  | Electrical Receptacles | [20 empty] | Other Lighting Controls | [242 empty] | <a href="https://www.lutron.com/TechnicalDocumentLibrary/041546.pdf" target="_blank">Installation Instructions</a> | [23 empty] | 10.000 DW |  |  | 2.5000 IN | [89 empty] | 1.000 EA | 1.000 EA | [35 empty] | No | [42 empty] | https://www.lutron.com/TechnicalDocumentLibrary/369921_SPA.pdf | [7 empty] | Shelf Stock | [13 empty] | <a href="https://www.lutron.com/TechnicalDocumentLibrary/368-4493_Page_20.pdf" target="_blank">Tech Drawing</a> | [25 empty] | 39121406 | [13 empty] | <a href="https://www.lutron.com/TechnicalDocumentLibrary/369-119_Wallbox_Warranty.pdf" target="_blank">Warranty Information</a> |  |  |  |  | 1.000 L | [14 empty] | 0 | 0 | 0 | 0 | Electrical | 2018-09-05 09:16 | 2024-07-20 11:35 | 0000-00-00 00:00:00 | 2025-11-29 02:00 | 0000-00-00 00:00:00 | [6 empty] | Brown
4 | Lutron Electronics | LTR-F20-TR-IV | 4460-9649 | 4460 | 9649 | Lutron Electronics | LTR-F20-TR-IV.jpg | 784276153751 | DUPLEX 20A TR RECEPTACLE IV FP | Duplex 20 A receptacle, tamper resistant, 125V/20A with faceplate in ivory |  | 2 | 4.5 |  | LTR-F20-TR-IV.jpg | http://grandbrass.xologic.com/vendors/4460/large/LTR-F20-TR-IV.jpg | [47 empty] | 0 | 0 | 0 | [6 empty] | 0 | 1 | 1 | EA | 1 | Lighting Controls |  |  | Electrical Distribution Equipment |  | Receptacles |  | Electrical Receptacles | [20 empty] | Other Lighting Controls | [242 empty] | <a href="https://www.lutron.com/TechnicalDocumentLibrary/041546.pdf" target="_blank">Installation Instructions</a> | [23 empty] | 10.000 DW |  |  | 2.5000 IN | [89 empty] | 1.000 EA | 1.000 EA | [35 empty] | No | [42 empty] | https://www.lutron.com/TechnicalDocumentLibrary/369921_SPA.pdf | [7 empty] | Shelf Stock | [13 empty] | <a href="https://www.lutron.com/TechnicalDocumentLibrary/368-4493_Page_20.pdf" target="_blank">Tech Drawing</a> | [25 empty] | 39121406 | [13 empty] | <a href="https://www.lutron.com/TechnicalDocumentLibrary/369-119_Wallbox_Warranty.pdf" target="_blank">Warranty Information</a> |  |  |  |  | 1.000 L | [14 empty] | 0 | 0 | 0 | 0 | Electrical | 2018-09-05 09:16 | 2024-07-20 11:28 | 0000-00-00 00:00:00 | 2025-11-29 02:00 | 0000-00-00 00:00:00 | [6 empty] | Ivory
4 | Lutron Electronics | LTR-15-TR-TP | 4460-9650 | 4460 | 9650 | Lutron Electronics | LTR-15-TR-TP.jpg | 784276154246 | DUPLEX 15A TR RECEPTACLE TP NO FP | Architectural style, duplex 15 A receptacle, tamper resistant, 125V/15A in taupe |  | 2 | 4.5 |  | LTR-15-TR-TP.jpg | http://grandbrass.xologic.com/vendors/4460/large/LTR-15-TR-TP.jpg | [47 empty] | 0 | 0 | 0 | [6 empty] | 0 | 1 | 1 | EA | 1 | Lighting Controls |  |  | Electrical Distribution Equipment |  | Receptacles |  | Electrical Receptacles | [20 empty] | Other Lighting Controls | [242 empty] | <a href="https://www.lutron.com/TechnicalDocumentLibrary/041546.pdf" target="_blank">Installation Instructions</a> | [23 empty] | 10.000 DW |  |  | 2.5000 IN | [89 empty] | 1.000 EA | 1.000 EA | [35 empty] | No | [42 empty] | https://www.lutron.com/TechnicalDocumentLibrary/369921_SPA.pdf | [7 empty] | Shelf Stock | [13 empty] | <a href="https://www.lutron.com/TechnicalDocumentLibrary/368-4493_Page_20.pdf" target="_blank">Tech Drawing</a> | [25 empty] | 39121406 | [13 empty] | <a href="https://www.lutron.com/TechnicalDocumentLibrary/369-119_Wallbox_Warranty.pdf" target="_blank">Warranty Information</a> |  |  |  |  | 1.000 L | [14 empty] | 0 | 0 | 0 | 0 | Electrical | 2018-09-05 09:16 | 2024-07-20 11:30 | 0000-00-00 00:00:00 | 2025-11-29 02:00 | 0000-00-00 00:00:00 | [6 empty] | Taupe
4 | Lutron Electronics | LTR-20-TR-SI | 4460-9651 | 4460 | 9651 | Lutron Electronics | LTR-20-TR-SI.jpg | 784276154369 | DUPLEX 20A TR RECEPTACLE SI NO FP | Architectural style, duplex 20 A receptacle, tamper resistant, 125V/20A in sienna |  | 2 | 4.5 |  | LTR-20-TR-SI.jpg | http://grandbrass.xologic.com/vendors/4460/large/LTR-20-TR-SI.jpg | [47 empty] | 0 | 0 | 0 | [6 empty] | 0 | 1 | 1 | EA | 1 | Lighting Controls |  |  | Electrical Distribution Equipment |  | Receptacles |  | Electrical Receptacles | [20 empty] | Other Lighting Controls | [242 empty] | <a href="https://www.lutron.com/TechnicalDocumentLibrary/041546.pdf" target="_blank">Installation Instructions</a> | [23 empty] | 20.000 DW |  |  | 2.5000 IN | [89 empty] | 1.000 EA | 1.000 EA | [35 empty] | No | [42 empty] | https://www.lutron.com/TechnicalDocumentLibrary/369921_SPA.pdf | [7 empty] | Shelf Stock | [13 empty] | <a href="https://www.lutron.com/TechnicalDocumentLibrary/368-4493_Page_20.pdf" target="_blank">Tech Drawing</a> | [25 empty] | 39121406 | [13 empty] | <a href="https://www.lutron.com/TechnicalDocumentLibrary/369-119_Wallbox_Warranty.pdf" target="_blank">Warranty Information</a> |  |  |  |  | 1.000 L | [14 empty] | 0 | 0 | 0 | 0 | Electrical | 2018-09-05 09:16 | 2024-07-20 11:43 | 0000-00-00 00:00:00 | 2025-11-29 02:00 | 0000-00-00 00:00:00 | [6 empty] | Sienna
4 | Lutron Electronics | LTR-F15-TR-CBL | 4460-9652 | 4460 | 9652 | Lutron Electronics | LTR-F15-TR-CBL.jpg | 784276239868 | DUPLEX 15A TR RECEPTACLE CBL FP | Duplex 15 A receptacle, tamper resistant, 125V/15A with faceplate in clear black glass |  | 2 | 4.5 |  | LTR-F15-TR-CBL.jpg | http://grandbrass.xologic.com/vendors/4460/large/LTR-F15-TR-CBL.jpg | [47 empty] | 0 | 0 | 0 | [6 empty] | 0 | 1 | 1 | EA | 1 | Lighting Controls |  |  | Electrical Distribution Equipment |  | Receptacles |  | Electrical Receptacles | [20 empty] | Other Lighting Controls | [242 empty] | <a href="https://www.lutron.com/TechnicalDocumentLibrary/041546.pdf" target="_blank">Installation Instructions</a> | [23 empty] | 20.000 DW |  |  | 2.5000 IN | [89 empty] | 1.000 EA | 1.000 EA | [35 empty] | No | [42 empty] | https://www.lutron.com/TechnicalDocumentLibrary/369921_SPA.pdf | [7 empty] | Shelf Stock | [13 empty] | <a href="https://www.lutron.com/TechnicalDocumentLibrary/368-4493_Page_20.pdf" target="_blank">Tech Drawing</a> | [25 empty] | 39121406 | [13 empty] | <a href="https://www.lutron.com/TechnicalDocumentLibrary/369-119_Wallbox_Warranty.pdf" target="_blank">Warranty Information</a> |  |  |  |  | 1.000 L | [14 empty] | 0 | 0 | 0 | 0 | Electrical | 2018-09-05 09:16 | 2024-07-20 11:26 | 0000-00-00 00:00:00 | 2025-11-29 02:00 | 0000-00-00 00:00:00
4 | Lutron Electronics | LTR-F20-TR-SN | 4460-9653 | 4460 | 9653 | Lutron Electronics | LTR-F20-TR-SN.jpg | 784276153836 | DUPLEX 20A TR RECEPTACLE SN FP | Duplex 20 A receptacle, tamper resistant, 125V/20A with faceplate in satin nickel |  | 2 | 4.5 |  | LTR-F20-TR-SN.jpg | http://grandbrass.xologic.com/vendors/4460/large/LTR-F20-TR-SN.jpg | [47 empty] | 0 | 0 | 0 | [6 empty] | 0 | 1 | 1 | EA | 1 | Lighting Controls |  |  | Electrical Distribution Equipment |  | Receptacles |  | Electrical Receptacles | [20 empty] | Other Lighting Controls | [242 empty] | <a href="https://www.lutron.com/TechnicalDocumentLibrary/041546.pdf" target="_blank">Installation Instructions</a> | [23 empty] | 10.000 DW |  |  | 2.5000 IN | [89 empty] | 1.000 EA | 1.000 EA | [35 empty] | No | [42 empty] | https://www.lutron.com/TechnicalDocumentLibrary/369921_SPA.pdf | [7 empty] | Shelf Stock | [13 empty] | <a href="https://www.lutron.com/TechnicalDocumentLibrary/368-4493_Page_20.pdf" target="_blank">Tech Drawing</a> | [25 empty] | 39121406 | [13 empty] | <a href="https://www.lutron.com/TechnicalDocumentLibrary/369-119_Wallbox_Warranty.pdf" target="_blank">Warranty Information</a> |  |  |  |  | 1.000 L | [14 empty] | 0 | 0 | 0 | 0 | Electrical | 2018-09-05 09:16 | 2024-07-20 11:26 | 0000-00-00 00:00:00 | 2025-11-29 02:00 | 0000-00-00 00:00:00
4 | Lutron Electronics | LTR-F20-TR-CBL | 4460-9654 | 4460 | 9654 | Lutron Electronics | LTR-F20-TR-CBL.jpg | 784276239882 | DUPLEX 20A TR RECEPTACLE CBL FP | Duplex 20 A receptacle, tamper resistant, 125V/20A with faceplate in clear black glass |  | 2 | 4.5 |  | LTR-F20-TR-CBL.jpg | http://grandbrass.xologic.com/vendors/4460/large/LTR-F20-TR-CBL.jpg | [47 empty] | 0 | 0 | 0 | [6 empty] | 0 | 1 | 1 | EA | 1 | Lighting Controls |  |  | Electrical Distribution Equipment |  | Receptacles |  | Electrical Receptacles | [20 empty] | Other Lighting Controls | [242 empty] | <a href="https://www.lutron.com/TechnicalDocumentLibrary/041546.pdf" target="_blank">Installation Instructions</a> | [23 empty] | 20.000 DW |  |  | 2.5000 IN | [89 empty] | 1.000 EA | 1.000 EA | [35 empty] | No | [42 empty] | https://www.lutron.com/TechnicalDocumentLibrary/369921_SPA.pdf | [7 empty] | Shelf Stock | [13 empty] | <a href="https://www.lutron.com/TechnicalDocumentLibrary/368-4493_Page_20.pdf" target="_blank">Tech Drawing</a> | [25 empty] | 39121406 | [13 empty] | <a href="https://www.lutron.com/TechnicalDocumentLibrary/369-119_Wallbox_Warranty.pdf" target="_blank">Warranty Information</a> |  |  |  |  | 1.000 L | [14 empty] | 0 | 0 | 0 | 0 | Electrical | 2018-09-05 09:16 | 2024-07-20 11:35 | 0000-00-00 00:00:00 | 2025-11-29 02:00 | 0000-00-00 00:00:00
1 | Lutron Electronics | LECL-153PH-IV-C | 4460-9655 | 4460 | 9655 | Lutron Electronics | Ecom_LECL-153PH-IV_nowallplate.jpeg?w=1500 | 784276166423 | LUMEA CL 150W CLAM CAD | Lumea LED+ Dimmer for LED, halogen, and incandescent dimmable bulbs for Canada in ivory |  | 4 | 6 | [50 empty] | 0 | 0 | 0 | [6 empty] | 0 | 1 | 1 | EA | 1 | Lighting Controls | [27 empty] | Dimmers | [242 empty] | <a href="https://www.lutron.com/TechnicalDocumentLibrary/0301882.pdf" target="_blank">Installation Instructions</a> | [23 empty] | 2.000 DW |  |  | 2.0000 IN | [89 empty] | 1.000 EA | 1.000 EA | [35 empty] | No | [42 empty] | https://www.lutron.com/TechnicalDocumentLibrary/3691001.pdf | [7 empty] | Shelf Stock | [13 empty] | <a href="https://www.lutron.com/TechnicalDocumentLibrary/368-4493_Page_5.pdf" target="_blank">Tech Drawing</a> | [25 empty] | 39122206 | [6 empty] | <a href="https://lutron.widen.net/content/stbdslloil/MP4/LED+-Dimmer-with-Wire-Leads-Installation_English.MP4?w=2048" target="_blank">Product Video Clip</a> | [6 empty] | <a href="https://www.lutron.com/TechnicalDocumentLibrary/369-119_Wallbox_Warranty.pdf" target="_blank">Warranty Information</a> |  |  |  |  | 1.000 L | [14 empty] | 0 | 0 | 0 | 0 | Lighting Fixtures | 2018-09-05 09:18 | 2024-07-20 11:25 | 0000-00-00 00:00:00 | 2024-07-20 11:25 | 0000-00-00 00:00:00 | [6 empty] | Ivory
1 | Lutron Electronics | LUT-ELI-3PH | 4460-9656 | 4460 | 9656 | Lutron Electronics | LUT-ELI-3PH.jpg | 27557067058 | EMERGENCY LIGHTING INTERFACE | Lutron Emergency Lighting Interface, 3 Phase Detector |  | 5.4 | 7.6 |  | LUT-ELI-3PH.jpg | http://grandbrass.xologic.com/vendors/4460/large/LUT-ELI-3PH.jpg | [47 empty] | 0 | 0 | 0 | [6 empty] | 0 | 1 | 1 | EA | 1 | Specialty Items | [6 empty] | Emergency Lighting and Accessories | [20 empty] | Lighting Accessories | [242 empty] | <a href="https://www.lutron.com/TechnicalDocumentLibrary/031353a.pdf" target="_blank">Installation Instructions</a> | [23 empty] | 20.000 DW |  |  | 9.4000 IN | [89 empty] | 1.000 EA | 1.000 EA | [35 empty] | No | [42 empty] | https://www.lutron.com/TechnicalDocumentLibrary/LUT-ELI-3PH.pdf | [7 empty] | Shelf Stock | [39 empty] | 39111710 | [13 empty] | <a href="https://www.lutron.com/TechnicalDocumentLibrary/369-119_Wallbox_Warranty.pdf" target="_blank">Warranty Information</a> |  |  |  |  | 2.650 L | [14 empty] | 0 | 0 | 0 | 0 | Lighting Fixtures | 2018-09-05 09:19 | 2024-07-20 11:29 | 0000-00-00 00:00:00 | 2024-07-20 11:29 | 0000-00-00 00:00:00
4 | Lutron Electronics | GRX-IRPS-WH | 4460-9657 | 4460 | 9657 | Lutron Electronics | GRX-IRPS-WH.jpg | 27557319447 | GRX INFRARED PARTITION SWITCH | The GRX-IRPS Partition Sensor uses an infrared transmitter/receiver pair to detect partition movement and, in conjunction with other Lutron products, coordinates lighting preset functions in areas such as partitioned meeting rooms or ballrooms. The GRX-IRPS may be used with GRAFIK Eye 3000 or 4000 systems, GRAFIK Eye QS, Energi Savr Node, or Quantum systems. |  | 5.3 | 3.9 |  | GRX-IRPS-WH.jpg | http://grandbrass.xologic.com/vendors/4460/large/GRX-IRPS-WH.jpg | [47 empty] | 0 | 0 | 0 | [6 empty] | 0 | 1 | 1 | EA | 1 | Lighting Controls |  |  | Testing And Measuring |  | Sensors |  | Proximity Sensors | [20 empty] | Sensors | [242 empty] | <a href="https://www.lutron.com/TechnicalDocumentLibrary/040364a%20GRX-IRPS.pdf" target="_blank">Installation Instructions</a> | [23 empty] | 15.000 DW |  |  | 5.4000 IN | [89 empty] | 1.000 EA | 1.000 EA | [35 empty] | No | [42 empty] | https://www.lutron.com/TechnicalDocumentLibrary/irps.pdf | [7 empty] | Shelf Stock | [39 empty] | 41111926 | [13 empty] | <a href="https://www.lutron.com/TechnicalDocumentLibrary/3601201A_Commercial_Limited_Warranty.pdf" target="_blank">Warranty Information</a> |  |  |  |  | 0.600 L | [14 empty] | 0 | 0 | 0 | 0 | Electrical | 2018-09-05 09:19 | 2024-07-20 11:26 | 0000-00-00 00:00:00 | 2025-11-29 02:00 | 0000-00-00 00:00:00 | [6 empty] | White
1 | Lutron Electronics | QSGRJ-6E-WH | 4460-9658 | 4460 | 9658 | Lutron Electronics | QSGRJ-6E-WH.jpg | 27557641579 | QSG 434 MHZ 6 ZONE ECO | GRAFIK Eye QS Wireless with EcoSystem is the premier energy saving lighting and shade control. The GRAFIK Eye QS control unit features an astronomic timeclock and intuitive lighting presets, which are seamlessly integrated with EcoSystem LED drivers and Lutron's QS components and systems. |  | 5.7 | 3 |  | QSGRJ-6E-WH.jpg | http://grandbrass.xologic.com/vendors/4460/large/QSGRJ-6E-WH.jpg | [47 empty] | 0 | 0 | 0 | [6 empty] | 0 | 1 | 1 | EA | 1 | Specialty Items | [27 empty] | Power Supplies | [242 empty] | <a href="https://www.lutron.com/TechnicalDocumentLibrary/QSGRJ-xP_QSGR-xP_English_Install.pdf" target="_blank">Installation Instructions</a> | [23 empty] | 160.000 DW |  |  | 11.1000 IN | [89 empty] | 1.000 EA | 1.000 EA | [35 empty] | No | [42 empty] | https://www.lutron.com/TechnicalDocumentLibrary/QSGRJ-xE%20Sub.pdf | [7 empty] | Shelf Stock | [39 empty] | 39112403 | [13 empty] | <a href="https://www.lutron.com/TechnicalDocumentLibrary/3601201A_Commercial_Limited_Warranty.pdf" target="_blank">Warranty Information</a> |  |  |  |  | 2.600 L | [14 empty] | 0 | 0 | 0 | 0 | Lighting Fixtures | 2018-09-05 09:19 | 2024-07-20 11:28 | 0000-00-00 00:00:00 | 2024-07-20 11:28 | 0000-00-00 00:00:00 | [6 empty] | White
4 | Lutron Electronics | LTR-F15-UBTR-TP | 4460-9660 | 4460 | 9660 | Lutron Electronics | LTR-F15-UBTR-TP.jpg | 784276154024 | DUPLEX 15A TR DUAL USB RECEPTACLE TP FP | Architectural style, tamper-resistant USB receptacle, 125V, 15A with faceplate in taupe |  | 2 | 4.5 |  | LTR-F15-UBTR-TP.jpg | http://grandbrass.xologic.com/vendors/4460/large/LTR-F15-UBTR-TP.jpg | [47 empty] | 175 | 350 | 350 | [6 empty] | 0 | 1 | 1 | EA | 1 | Lighting Controls |  |  | Electrical Distribution Equipment |  | Receptacles |  | Electrical Receptacles | [20 empty] | Other Lighting Controls | [242 empty] | <a href="https://www.lutron.com/TechnicalDocumentLibrary/041546.pdf" target="_blank">Installation Instructions</a> | [23 empty] | 20.000 DW |  |  | 2.5000 IN | [89 empty] | 1.000 EA | 1.000 EA | [35 empty] | No | [42 empty] | https://www.lutron.com/TechnicalDocumentLibrary/369921_SPA.pdf | [7 empty] | Shelf Stock | [13 empty] | <a href="https://www.lutron.com/TechnicalDocumentLibrary/368-4493_Page_20.pdf" target="_blank">Tech Drawing</a> | [25 empty] | 39121406 | [13 empty] | <a href="https://www.lutron.com/TechnicalDocumentLibrary/369-119_Wallbox_Warranty.pdf" target="_blank">Warranty Information</a> |  |  |  |  | 1.000 L | [14 empty] | 350 | 175 | 175 | 175 | Electrical | 2018-09-05 09:19 | 2025-01-02 14:29 | 0000-00-00 00:00:00 | 2025-11-29 02:00 | 2025-01-02 14:29 | [6 empty] | Taupe
4 | Lutron Electronics | LTR-F15-UBTR-CWH | 4460-9661 | 4460 | 9661 | Lutron Electronics | LTR-F15-UBTR-CWH.jpg | 784276154048 | DUPLEX 15A TR DUAL USB RECEPTACLE CWH FP | Architectural style, tamper-resistant USB receptacle, 125V, 15A with faceplate in clear white glass |  | 2 | 4.5 |  | LTR-F15-UBTR-CWH.jpg | http://grandbrass.xologic.com/vendors/4460/large/LTR-F15-UBTR-CWH.jpg | [47 empty] | 0 | 0 | 0 | [6 empty] | 0 | 1 | 1 | EA | 1 | Lighting Controls |  |  | Electrical Distribution Equipment |  | Receptacles |  | Electrical Receptacles | [20 empty] | Other Lighting Controls | [242 empty] | <a href="https://www.lutron.com/TechnicalDocumentLibrary/041546.pdf" target="_blank">Installation Instructions</a> | [23 empty] | 20.000 DW |  |  | 2.5000 IN | [89 empty] | 1.000 EA | 1.000 EA | [35 empty] | No | [42 empty] | https://www.lutron.com/TechnicalDocumentLibrary/369921_SPA.pdf | [7 empty] | Shelf Stock | [13 empty] | <a href="https://www.lutron.com/TechnicalDocumentLibrary/368-4493_Page_20.pdf" target="_blank">Tech Drawing</a> | [25 empty] | 39121406 | [13 empty] | <a href="https://www.lutron.com/TechnicalDocumentLibrary/369-119_Wallbox_Warranty.pdf" target="_blank">Warranty Information</a> |  |  |  |  | 1.000 L | [14 empty] | 0 | 0 | 0 | 0 | Electrical | 2018-09-05 09:19 | 2024-07-20 11:28 | 0000-00-00 00:00:00 | 2025-11-29 02:00 | 0000-00-00 00:00:00
4 | Lutron Electronics | LTR-F15-TR-SI | 4460-9662 | 4460 | 9662 | Lutron Electronics | LTR-F15-TR-SI.jpg | 784276153591 | DUPLEX 15A TR RECEPTACLE SI FP | Duplex 15 A receptacle, tamper resistant, 125V/15A with faceplate in sienna |  | 2 | 4.5 |  | LTR-F15-TR-SI.jpg | http://grandbrass.xologic.com/vendors/4460/large/LTR-F15-TR-SI.jpg | [47 empty] | 0 | 0 | 0 | [6 empty] | 0 | 1 | 1 | EA | 1 | Lighting Controls |  |  | Electrical Distribution Equipment |  | Receptacles |  | Electrical Receptacles | [20 empty] | Other Lighting Controls | [242 empty] | <a href="https://www.lutron.com/TechnicalDocumentLibrary/041546.pdf" target="_blank">Installation Instructions</a> | [23 empty] | 25.000 DW |  |  | 2.5000 IN | [89 empty] | 1.000 EA | 1.000 EA | [35 empty] | No | [42 empty] | https://www.lutron.com/TechnicalDocumentLibrary/369921_SPA.pdf | [7 empty] | Shelf Stock | [13 empty] | <a href="https://www.lutron.com/TechnicalDocumentLibrary/368-4493_Page_20.pdf" target="_blank">Tech Drawing</a> | [25 empty] | 39121406 | [13 empty] | <a href="https://www.lutron.com/TechnicalDocumentLibrary/369-119_Wallbox_Warranty.pdf" target="_blank">Warranty Information</a> |  |  |  |  | 1.000 L | [14 empty] | 0 | 0 | 0 | 0 | Electrical | 2018-09-05 09:19 | 2024-07-20 11:34 | 0000-00-00 00:00:00 | 2025-11-29 02:00 | 0000-00-00 00:00:00 | [6 empty] | Sienna
4 | Lutron Electronics | LTR-F15-TR-SN | 4460-9663 | 4460 | 9663 | Lutron Electronics | LTR-F15-TR-SN.jpg | 784276153614 | DUPLEX 15A TR RECEPTACLE SN FP | Duplex 15 A receptacle, tamper resistant, 125V/15A with faceplate in satin nickel |  | 2 | 4.5 |  | LTR-F15-TR-SN.jpg | http://grandbrass.xologic.com/vendors/4460/large/LTR-F15-TR-SN.jpg | [47 empty] | 0 | 0 | 0 | [6 empty] | 0 | 1 | 1 | EA | 1 | Lighting Controls |  |  | Electrical Distribution Equipment |  | Receptacles |  | Electrical Receptacles | [20 empty] | Other Lighting Controls | [242 empty] | <a href="https://www.lutron.com/TechnicalDocumentLibrary/041546.pdf" target="_blank">Installation Instructions</a> | [23 empty] | 20.000 DW |  |  | 2.5000 IN | [89 empty] | 1.000 EA | 1.000 EA | [35 empty] | No | [42 empty] | https://www.lutron.com/TechnicalDocumentLibrary/369921_SPA.pdf | [7 empty] | Shelf Stock | [13 empty] | <a href="https://www.lutron.com/TechnicalDocumentLibrary/368-4493_Page_20.pdf" target="_blank">Tech Drawing</a> | [25 empty] | 39121406 | [13 empty] | <a href="https://www.lutron.com/TechnicalDocumentLibrary/369-119_Wallbox_Warranty.pdf" target="_blank">Warranty Information</a> |  |  |  |  | 1.000 L | [14 empty] | 0 | 0 | 0 | 0 | Electrical | 2018-09-05 09:19 | 2024-07-20 11:29 | 0000-00-00 00:00:00 | 2025-11-29 02:00 | 0000-00-00 00:00:00
4 | Lutron Electronics | CAR2S-15-STR-LA | 4460-9664 | 4460 | 9664 | Lutron Electronics | CAR2S-15-STR-LA.jpg | 784276221894 | 15A SPLIT RF RECEPTACLE LIGHT ALMOND | Vive wireless receptacle, 15 A split, in light almond |  | 2.5 | 4.5 |  | CAR2S-15-STR-LA.jpg | http://grandbrass.xologic.com/vendors/4460/large/CAR2S-15-STR-LA.jpg | [47 empty] | 0 | 0 | 0 | [6 empty] | 0 | 1 | 1 | EA | 1 | Lighting Controls |  |  | Electrical Distribution Equipment |  | Receptacles |  | Electrical Receptacles | [20 empty] | Other Lighting Controls | [242 empty] | <a href="https://www.lutron.com/TechnicalDocumentLibrary/0301825.pdf" target="_blank">Installation Instructions</a> | [23 empty] | 10.000 DW |  |  | 2.5000 IN | [89 empty] | 1.000 EA | 1.000 EA | [35 empty] | No | [42 empty] | https://www.lutron.com/TechnicalDocumentLibrary/3691034.pdf | [7 empty] | Shelf Stock | [13 empty] | <a href="https://www.lutron.com/TechnicalDocumentLibrary/368-4493_Page_5.pdf" target="_blank">Tech Drawing</a> | [25 empty] | 39121406 | [13 empty] | <a href="https://www.lutron.com/TechnicalDocumentLibrary/369-119_Wallbox_Warranty.pdf" target="_blank">Warranty Information</a> |  |  |  |  | 0.330 L | [14 empty] | 0 | 0 | 0 | 0 | Electrical | 2018-09-05 09:19 | 2024-07-20 11:35 | 0000-00-00 00:00:00 | 2025-11-29 02:00 | 0000-00-00 00:00:00
4 | Lutron Electronics | CAR2S-15-STR-BL | 4460-9665 | 4460 | 9665 | Lutron Electronics | CAR2S-15-STR-BL.jpg | 784276221900 | 15A SPLIT RF RECEPTACLE BLACK | Vive wireless receptacle, 15 A split, in black |  | 2.5 | 4.5 |  | CAR2S-15-STR-BL.jpg | http://grandbrass.xologic.com/vendors/4460/large/CAR2S-15-STR-BL.jpg | [47 empty] | 0 | 0 | 0 | [6 empty] | 0 | 1 | 1 | EA | 1 | Lighting Controls |  |  | Electrical Distribution Equipment |  | Receptacles |  | Electrical Receptacles | [20 empty] | Other Lighting Controls | [242 empty] | <a href="https://www.lutron.com/TechnicalDocumentLibrary/0301825.pdf" target="_blank">Installation Instructions</a> | [23 empty] | 10.000 DW |  |  | 2.5000 IN | [89 empty] | 1.000 EA | 1.000 EA | [35 empty] | No | [42 empty] | https://www.lutron.com/TechnicalDocumentLibrary/3691034.pdf | [7 empty] | Shelf Stock | [13 empty] | <a href="https://www.lutron.com/TechnicalDocumentLibrary/368-4493_Page_5.pdf" target="_blank">Tech Drawing</a> | [25 empty] | 39121406 | [13 empty] | <a href="https://www.lutron.com/TechnicalDocumentLibrary/369-119_Wallbox_Warranty.pdf" target="_blank">Warranty Information</a> |  |  |  |  | 0.330 L | [14 empty] | 0 | 0 | 0 | 0 | Electrical | 2018-09-05 09:19 | 2024-07-20 11:32 | 0000-00-00 00:00:00 | 2025-11-29 02:00 | 0000-00-00 00:00:00 | [6 empty] | Black
4 | Lutron Electronics | RR-SEL-KIT-1 | 4460-9666 | 4460 | 9666 | Lutron Electronics | RR-SEL-KIT-1.jpg | 784276801966 | RA2 SELECT STARTER KIT | RA2 Select Starter Kit, contains (2) RRD-6ND-WH, (1) PJ2-4B-GWH-P03, (1) PICO-WBX-ADAPT, (3) CW-1-WH, (1) RR-SEL-REP2-BL |  | 9.5 | 4.75 |  | RR-SEL-KIT-1.jpg | http://grandbrass.xologic.com/vendors/4460/large/RR-SEL-KIT-1.jpg | [47 empty] | 0 | 0 | 0 | [6 empty] | 0 | 1 | 1 | EA | 1 | Lighting Controls |  |  | Control And Automation |  | Controls And Accessories |  | Electrical Control Modules | [20 empty] | Other Lighting Controls | [242 empty] | <a href="https://assets.lutron.com/a/documents/0301867.pdf" target="_blank">Installation Instructions</a> | [23 empty] | 40.000 DW |  |  | 7.5000 IN | [89 empty] | 1.000 EA | 1.000 EA | [35 empty] | No | [42 empty] | https://www.lutron.com/TechnicalDocumentLibrary/3691062_FRE.pdf | [7 empty] | Shelf Stock | [39 empty] | 39121552 | [13 empty] | <a href="https://assets.lutron.com/a/documents/043561.pdf" target="_blank">Warranty Information</a> |  |  |  |  | 1.750 L | [14 empty] | 0 | 0 | 0 | 0 | Electrical | 2018-09-05 09:19 | 2024-07-20 11:28 | 0000-00-00 00:00:00 | 2025-11-29 02:00 | 0000-00-00 00:00:00
4 | Lutron Electronics | LTR-F15-UBTR-AL | 4460-9667 | 4460 | 9667 | Lutron Electronics | LTR-F15-UBTR-AL.jpg | 784276153959 | DUPLEX 15A TR DUAL USB RECEPTACLE AL FP | Architectural style, tamper-resistant USB receptacle, 125V, 15A with faceplate in almond |  | 2 | 4.5 |  | LTR-F15-UBTR-AL.jpg | http://grandbrass.xologic.com/vendors/4460/large/LTR-F15-UBTR-AL.jpg | [47 empty] | 0 | 0 | 0 | [6 empty] | 0 | 1 | 1 | EA | 1 | Lighting Controls |  |  | Electrical Distribution Equipment |  | Receptacles |  | Electrical Receptacles | [20 empty] | Other Lighting Controls | [242 empty] | <a href="https://www.lutron.com/TechnicalDocumentLibrary/041546.pdf" target="_blank">Installation Instructions</a> | [23 empty] | 20.000 DW |  |  | 2.5000 IN | [89 empty] | 1.000 EA | 1.000 EA | [35 empty] | No | [42 empty] | https://www.lutron.com/TechnicalDocumentLibrary/369921_SPA.pdf | [7 empty] | Shelf Stock | [13 empty] | <a href="https://www.lutron.com/TechnicalDocumentLibrary/368-4493_Page_20.pdf" target="_blank">Tech Drawing</a> | [25 empty] | 39121406 | [13 empty] | <a href="https://www.lutron.com/TechnicalDocumentLibrary/369-119_Wallbox_Warranty.pdf" target="_blank">Warranty Information</a> |  |  |  |  | 1.000 L | [14 empty] | 0 | 0 | 0 | 0 | Electrical | 2018-09-05 09:19 | 2024-07-20 11:36 | 0000-00-00 00:00:00 | 2025-11-29 02:00 | 0000-00-00 00:00:00 | [6 empty] | Almond
4 | Lutron Electronics | LTR-F15-UBTR-LA | 4460-9668 | 4460 | 9668 | Lutron Electronics | LTR-F15-UBTR-LA.jpg | 784276153966 | DUPLEX 15A TR DUAL USB RECEPTACLE LA FP | Architectural style, tamper-resistant USB receptacle, 125V, 15A with faceplate in light almond |  | 2 | 4.5 |  | LTR-F15-UBTR-LA.jpg | http://grandbrass.xologic.com/vendors/4460/large/LTR-F15-UBTR-LA.jpg | [47 empty] | 0 | 0 | 0 | [6 empty] | 0 | 1 | 1 | EA | 1 | Lighting Controls |  |  | Electrical Distribution Equipment |  | Receptacles |  | Electrical Receptacles | [20 empty] | Other Lighting Controls | [242 empty] | <a href="https://www.lutron.com/TechnicalDocumentLibrary/041546.pdf" target="_blank">Installation Instructions</a> | [23 empty] | 20.000 DW |  |  | 2.5000 IN | [89 empty] | 1.000 EA | 1.000 EA | [35 empty] | No | [42 empty] | https://www.lutron.com/TechnicalDocumentLibrary/369921_SPA.pdf | [7 empty] | Shelf Stock | [13 empty] | <a href="https://www.lutron.com/TechnicalDocumentLibrary/368-4493_Page_20.pdf" target="_blank">Tech Drawing</a> | [25 empty] | 39121406 | [13 empty] | <a href="https://www.lutron.com/TechnicalDocumentLibrary/369-119_Wallbox_Warranty.pdf" target="_blank">Warranty Information</a> |  |  |  |  | 1.000 L | [14 empty] | 0 | 0 | 0 | 0 | Electrical | 2018-09-05 09:19 | 2024-07-20 11:26 | 0000-00-00 00:00:00 | 2025-11-29 02:00 | 0000-00-00 00:00:00
4 | Lutron Electronics | LTR-F15-UBTR-BC | 4460-9669 | 4460 | 9669 | Lutron Electronics | LTR-F15-UBTR-BC.jpg | 784276154116 | DUPLEX 15A TR DUAL USB RECEPTACLE BC FP | Architectural style, tamper-resistant USB receptacle, 125V, 15A with faceplate in bright chrome |  | 2 | 4.5 |  | LTR-F15-UBTR-BC.jpg | http://grandbrass.xologic.com/vendors/4460/large/LTR-F15-UBTR-BC.jpg | [47 empty] | 0 | 0 | 0 | [6 empty] | 0 | 1 | 1 | EA | 1 | Lighting Controls |  |  | Electrical Distribution Equipment |  | Receptacles |  | Electrical Receptacles | [20 empty] | Other Lighting Controls | [242 empty] | <a href="https://www.lutron.com/TechnicalDocumentLibrary/041546.pdf" target="_blank">Installation Instructions</a> | [23 empty] | 20.000 DW |  |  | 2.5000 IN | [89 empty] | 1.000 EA | 1.000 EA | [35 empty] | No | [42 empty] | https://www.lutron.com/TechnicalDocumentLibrary/369921_SPA.pdf | [7 empty] | Shelf Stock | [13 empty] | <a href="https://www.lutron.com/TechnicalDocumentLibrary/368-4493_Page_20.pdf" target="_blank">Tech Drawing</a> | [25 empty] | 39121406 | [13 empty] | <a href="https://www.lutron.com/TechnicalDocumentLibrary/369-119_Wallbox_Warranty.pdf" target="_blank">Warranty Information</a> |  |  |  |  | 1.000 L | [14 empty] | 0 | 0 | 0 | 0 | Electrical | 2018-09-05 09:19 | 2024-07-20 11:25 | 0000-00-00 00:00:00 | 2025-11-29 02:00 | 0000-00-00 00:00:00
4 | Lutron Electronics | LTR-F15-UBTR-BN | 4460-9670 | 4460 | 9670 | Lutron Electronics | LTR-F15-UBTR-BN.jpg | 784276154123 | DUPLEX 15A TR DUAL USB RECEPTACLE BN FP | Architectural style, tamper-resistant USB receptacle, 125V, 15A with faceplate in bright nickel |  | 2 | 4.5 |  | LTR-F15-UBTR-BN.jpg | http://grandbrass.xologic.com/vendors/4460/large/LTR-F15-UBTR-BN.jpg | [47 empty] | 0 | 0 | 0 | [6 empty] | 0 | 1 | 1 | EA | 1 | Lighting Controls |  |  | Electrical Distribution Equipment |  | Receptacles |  | Electrical Receptacles | [20 empty] | Other Lighting Controls | [242 empty] | <a href="https://www.lutron.com/TechnicalDocumentLibrary/041546.pdf" target="_blank">Installation Instructions</a> | [23 empty] | 20.000 DW |  |  | 2.5000 IN | [89 empty] | 1.000 EA | 1.000 EA | [35 empty] | No | [42 empty] | https://www.lutron.com/TechnicalDocumentLibrary/369921_SPA.pdf | [7 empty] | Shelf Stock | [13 empty] | <a href="https://www.lutron.com/TechnicalDocumentLibrary/368-4493_Page_20.pdf" target="_blank">Tech Drawing</a> | [25 empty] | 39121406 | [13 empty] | <a href="https://www.lutron.com/TechnicalDocumentLibrary/369-119_Wallbox_Warranty.pdf" target="_blank">Warranty Information</a> |  |  |  |  | 1.000 L | [14 empty] | 0 | 0 | 0 | 0 | Electrical | 2018-09-05 09:19 | 2024-07-20 11:36 | 0000-00-00 00:00:00 | 2025-11-29 02:00 | 0000-00-00 00:00:00
4 | Lutron Electronics | LTR-15-UBTR-LA | 4460-9671 | 4460 | 9671 | Lutron Electronics | LTR-15-UBTR-LA.jpg | 784276154406 | DUPLEX 15A TR DUAL USB RECEPT LA NO FP | Architectural style, tamper-resistant USB receptacle, 125V, 15A in light almond |  | 2 | 4.5 |  | LTR-15-UBTR-LA.jpg | http://grandbrass.xologic.com/vendors/4460/large/LTR-15-UBTR-LA.jpg | [47 empty] | 0 | 0 | 0 | [6 empty] | 0 | 1 | 1 | EA | 1 | Lighting Controls |  |  | Electrical Distribution Equipment |  | Receptacles |  | Electrical Receptacles | [20 empty] | Other Lighting Controls | [242 empty] | <a href="https://www.lutron.com/TechnicalDocumentLibrary/041546.pdf" target="_blank">Installation Instructions</a> | [23 empty] | 20.000 DW |  |  | 2.5000 IN | [89 empty] | 1.000 EA | 1.000 EA | [35 empty] | No | [42 empty] | https://www.lutron.com/TechnicalDocumentLibrary/369921_SPA.pdf | [7 empty] | Shelf Stock | [13 empty] | <a href="https://www.lutron.com/TechnicalDocumentLibrary/368-4493_Page_26.pdf" target="_blank">Tech Drawing</a> | [25 empty] | 39121406 | [13 empty] | <a href="https://www.lutron.com/TechnicalDocumentLibrary/369-119_Wallbox_Warranty.pdf" target="_blank">Warranty Information</a> |  |  |  |  | 1.000 L | [14 empty] | 0 | 0 | 0 | 0 | Electrical | 2018-09-05 09:19 | 2024-07-20 11:24 | 0000-00-00 00:00:00 | 2025-11-29 02:00 | 0000-00-00 00:00:00
4 | Lutron Electronics | C5-BMJ-16A | 4460-9672 | 4460 | 9672 | Lutron Electronics | C5-BMJ-16A.jpg | 27557258609 | ECOSYSTEM DIMMING MODULE | EcoSystem Dimming Power Module for 3-wire Lutron Dimming Ballasts |  | 5.3 | 9.5 |  | C5-BMJ-16A.jpg | http://grandbrass.xologic.com/vendors/4460/large/C5-BMJ-16A.jpg | [47 empty] | 0 | 0 | 0 | [6 empty] | 0 | 1 | 1 | EA | 1 | Specialty Items |  |  | Electrical Distribution Equipment |  | Power Conditioning Equipment |  | Electrical Or Power Regulators | [20 empty] | Other Specialty Items | [242 empty] | <a href="https://www.lutron.com/TechnicalDocumentLibrary/032506.pdf" target="_blank">Installation Instructions</a> | [23 empty] | 10.000 DW |  |  | 7.5000 IN | [89 empty] | 1.000 EA | 1.000 EA | [35 empty] | No | [42 empty] | https://www.lutron.com/TechnicalDocumentLibrary/C5-BMJ-16A.pdf | [7 empty] | Shelf Stock | [39 empty] | 39121009 | [13 empty] | <a href="https://www.lutron.com/TechnicalDocumentLibrary/3601201A_Commercial_Limited_Warranty.pdf" target="_blank">Warranty Information</a> |  |  |  |  | 2.150 L | [14 empty] | 0 | 0 | 0 | 0 | Electrical | 2018-09-05 09:19 | 2024-07-20 11:30 | 0000-00-00 00:00:00 | 2025-11-29 02:00 | 0000-00-00 00:00:00
4 | Lutron Electronics | LTR-F20-TR-TP | 4460-9673 | 4460 | 9673 | Lutron Electronics | LTR-F20-TR-TP.jpg | 784276153805 | DUPLEX 20A TR RECEPTACLE TP FP | Duplex 20 A receptacle, tamper resistant, 125V/20A with faceplate in taupe |  | 2 | 4.5 |  | LTR-F20-TR-TP.jpg | http://grandbrass.xologic.com/vendors/4460/large/LTR-F20-TR-TP.jpg | [47 empty] | 0 | 0 | 0 | [6 empty] | 0 | 1 | 1 | EA | 1 | Lighting Controls |  |  | Electrical Distribution Equipment |  | Receptacles |  | Electrical Receptacles | [20 empty] | Other Lighting Controls | [242 empty] | <a href="https://www.lutron.com/TechnicalDocumentLibrary/041546.pdf" target="_blank">Installation Instructions</a> | [23 empty] | 10.000 DW |  |  | 2.5000 IN | [89 empty] | 1.000 EA | 1.000 EA | [35 empty] | No | [42 empty] | https://www.lutron.com/TechnicalDocumentLibrary/369921_SPA.pdf | [7 empty] | Shelf Stock | [13 empty] | <a href="https://www.lutron.com/TechnicalDocumentLibrary/368-4493_Page_20.pdf" target="_blank">Tech Drawing</a> | [25 empty] | 39121406 | [13 empty] | <a href="https://www.lutron.com/TechnicalDocumentLibrary/369-119_Wallbox_Warranty.pdf" target="_blank">Warranty Information</a> |  |  |  |  | 1.000 L | [14 empty] | 0 | 0 | 0 | 0 | Electrical | 2018-09-05 09:19 | 2024-07-20 11:35 | 0000-00-00 00:00:00 | 2025-11-29 02:00 | 0000-00-00 00:00:00 | [6 empty] | Taupe
4 | Lutron Electronics | LTR-15-TR-LA | 4460-9674 | 4460 | 9674 | Lutron Electronics | LTR-15-TR-LA.jpg | 784276154185 | DUPLEX 15A TR RECEPTACLE LA NO FP | Architectural style, duplex 15 A receptacle, tamper resistant, 125V/15A in light almond |  | 2 | 4.5 |  | LTR-15-TR-LA.jpg | http://grandbrass.xologic.com/vendors/4460/large/LTR-15-TR-LA.jpg | [47 empty] | 0 | 0 | 0 | [6 empty] | 0 | 1 | 1 | EA | 1 | Lighting Controls |  |  | Electrical Distribution Equipment |  | Receptacles |  | Electrical Receptacles | [20 empty] | Other Lighting Controls | [242 empty] | <a href="https://www.lutron.com/TechnicalDocumentLibrary/041546.pdf" target="_blank">Installation Instructions</a> | [23 empty] | 10.000 DW |  |  | 2.5000 IN | [89 empty] | 1.000 EA | 1.000 EA | [35 empty] | No | [42 empty] | https://www.lutron.com/TechnicalDocumentLibrary/369921_SPA.pdf | [7 empty] | Shelf Stock | [13 empty] | <a href="https://www.lutron.com/TechnicalDocumentLibrary/368-4493_Page_20.pdf" target="_blank">Tech Drawing</a> | [25 empty] | 39121406 | [13 empty] | <a href="https://www.lutron.com/TechnicalDocumentLibrary/369-119_Wallbox_Warranty.pdf" target="_blank">Warranty Information</a> |  |  |  |  | 1.000 L | [14 empty] | 0 | 0 | 0 | 0 | Electrical | 2018-09-05 09:19 | 2024-07-20 11:26 | 0000-00-00 00:00:00 | 2025-11-29 02:00 | 0000-00-00 00:00:00
4 | Lutron Electronics | LTR-15-TR-IV | 4460-9675 | 4460 | 9675 | Lutron Electronics | LTR-15-TR-IV.jpg | 784276154192 | DUPLEX 15A TR RECEPTACLE IV NO FP | Architectural style, duplex 15 A receptacle, tamper resistant, 125V/15A in ivory |  | 2 | 4.5 |  | LTR-15-TR-IV.jpg | http://grandbrass.xologic.com/vendors/4460/large/LTR-15-TR-IV.jpg | [47 empty] | 0 | 0 | 0 | [6 empty] | 0 | 1 | 1 | EA | 1 | Lighting Controls |  |  | Electrical Distribution Equipment |  | Receptacles |  | Electrical Receptacles | [20 empty] | Other Lighting Controls | [242 empty] | <a href="https://www.lutron.com/TechnicalDocumentLibrary/041546.pdf" target="_blank">Installation Instructions</a> | [23 empty] | 10.000 DW |  |  | 2.5000 IN | [89 empty] | 1.000 EA | 1.000 EA | [35 empty] | No | [42 empty] | https://www.lutron.com/TechnicalDocumentLibrary/369921_SPA.pdf | [7 empty] | Shelf Stock | [13 empty] | <a href="https://www.lutron.com/TechnicalDocumentLibrary/368-4493_Page_20.pdf" target="_blank">Tech Drawing</a> | [25 empty] | 39121406 | [13 empty] | <a href="https://www.lutron.com/TechnicalDocumentLibrary/369-119_Wallbox_Warranty.pdf" target="_blank">Warranty Information</a> |  |  |  |  | 1.000 L | [14 empty] | 0 | 0 | 0 | 0 | Electrical | 2018-09-05 09:19 | 2024-07-20 11:36 | 0000-00-00 00:00:00 | 2025-11-29 02:00 | 0000-00-00 00:00:00 | [6 empty] | Ivory
4 | Lutron Electronics | LTR-F20-TR-SI | 4460-9676 | 4460 | 9676 | Lutron Electronics | LTR-F20-TR-SI.jpg | 784276153812 | DUPLEX 20A TR RECEPTACLE SI FP | Duplex 20 A receptacle, tamper resistant, 125V/20A with faceplate in sienna |  | 2 | 4.5 |  | LTR-F20-TR-SI.jpg | http://grandbrass.xologic.com/vendors/4460/large/LTR-F20-TR-SI.jpg | [47 empty] | 0 | 0 | 0 | [6 empty] | 0 | 1 | 1 | EA | 1 | Lighting Controls |  |  | Electrical Distribution Equipment |  | Receptacles |  | Electrical Receptacles | [20 empty] | Other Lighting Controls | [242 empty] | <a href="https://www.lutron.com/TechnicalDocumentLibrary/041546.pdf" target="_blank">Installation Instructions</a> | [23 empty] | 10.000 DW |  |  | 2.5000 IN | [89 empty] | 1.000 EA | 1.000 EA | [35 empty] | No | [42 empty] | https://www.lutron.com/TechnicalDocumentLibrary/369921_SPA.pdf | [7 empty] | Shelf Stock | [13 empty] | <a href="https://www.lutron.com/TechnicalDocumentLibrary/368-4493_Page_20.pdf" target="_blank">Tech Drawing</a> | [25 empty] | 39121406 | [13 empty] | <a href="https://www.lutron.com/TechnicalDocumentLibrary/369-119_Wallbox_Warranty.pdf" target="_blank">Warranty Information</a> |  |  |  |  | 1.000 L | [14 empty] | 0 | 0 | 0 | 0 | Electrical | 2018-09-05 09:19 | 2024-07-20 11:30 | 0000-00-00 00:00:00 | 2025-11-29 02:00 | 0000-00-00 00:00:00 | [6 empty] | Sienna
4 | Lutron Electronics | LTR-20-TR-AL | 4460-9677 | 4460 | 9677 | Lutron Electronics | LTR-20-TR-AL.jpg | 784276154284 | DUPLEX 20A TR RECEPTACLE AL NO FP | Duplex 20 A receptacle, tamper resistant, 125V/20A in almond |  | 2 | 4.5 |  | LTR-20-TR-AL.jpg | http://grandbrass.xologic.com/vendors/4460/large/LTR-20-TR-AL.jpg | [47 empty] | 0 | 0 | 0 | [6 empty] | 0 | 1 | 1 | EA | 1 | Lighting Controls |  |  | Electrical Distribution Equipment |  | Receptacles |  | Electrical Receptacles | [20 empty] | Other Lighting Controls | [242 empty] | <a href="https://www.lutron.com/TechnicalDocumentLibrary/041546.pdf" target="_blank">Installation Instructions</a> | [23 empty] | 20.000 DW |  |  | 2.5000 IN | [89 empty] | 1.000 EA | 1.000 EA | [35 empty] | No | [42 empty] | https://www.lutron.com/TechnicalDocumentLibrary/369921_SPA.pdf | [7 empty] | Shelf Stock | [13 empty] | <a href="https://www.lutron.com/TechnicalDocumentLibrary/368-4493_Page_20.pdf" target="_blank">Tech Drawing</a> | [25 empty] | 39121406 | [13 empty] | <a href="https://www.lutron.com/TechnicalDocumentLibrary/369-119_Wallbox_Warranty.pdf" target="_blank">Warranty Information</a> |  |  |  |  | 1.000 L | [14 empty] | 0 | 0 | 0 | 0 | Electrical | 2018-09-05 09:20 | 2024-07-20 11:34 | 0000-00-00 00:00:00 | 2025-11-29 02:00 | 0000-00-00 00:00:00 | [6 empty] | Almond
4 | Lutron Electronics | LTR-20-TR-IV | 4460-9678 | 4460 | 9678 | Lutron Electronics | LTR-20-TR-IV.jpg | 784276154307 | DUPLEX 20A TR RECEPTACLE IV NO FP | Architectural style, duplex 20 A receptacle, tamper resistant, 125V/20A in ivory |  | 2 | 4.5 |  | LTR-20-TR-IV.jpg | http://grandbrass.xologic.com/vendors/4460/large/LTR-20-TR-IV.jpg | [47 empty] | 0 | 0 | 0 | [6 empty] | 0 | 1 | 1 | EA | 1 | Lighting Controls |  |  | Electrical Distribution Equipment |  | Receptacles |  | Electrical Receptacles | [20 empty] | Other Lighting Controls | [242 empty] | <a href="https://www.lutron.com/TechnicalDocumentLibrary/041546.pdf" target="_blank">Installation Instructions</a> | [23 empty] | 20.000 DW |  |  | 2.5000 IN | [89 empty] | 1.000 EA | 1.000 EA | [35 empty] | No | [42 empty] | https://www.lutron.com/TechnicalDocumentLibrary/369921_SPA.pdf | [7 empty] | Shelf Stock | [13 empty] | <a href="https://www.lutron.com/TechnicalDocumentLibrary/368-4493_Page_20.pdf" target="_blank">Tech Drawing</a> | [25 empty] | 39121406 | [13 empty] | <a href="https://www.lutron.com/TechnicalDocumentLibrary/369-119_Wallbox_Warranty.pdf" target="_blank">Warranty Information</a> |  |  |  |  | 1.000 L | [14 empty] | 0 | 0 | 0 | 0 | Electrical | 2018-09-05 09:20 | 2024-07-20 11:33 | 0000-00-00 00:00:00 | 2025-11-29 02:00 | 0000-00-00 00:00:00 | [6 empty] | Ivory
4 | Lutron Electronics | LTR-15-UBTR-IV | 4460-9679 | 4460 | 9679 | Lutron Electronics | LTR-15-UBTR-IV.jpg | 784276154413 | DUPLEX 15A TR DUAL USB RECEPT IV NO FP | Architectural style, tamper-resistant USB receptacle, 125V, 15A in ivory |  | 2 | 4.5 |  | LTR-15-UBTR-IV.jpg | http://grandbrass.xologic.com/vendors/4460/large/LTR-15-UBTR-IV.jpg | [47 empty] | 0 | 0 | 0 | [6 empty] | 0 | 1 | 1 | EA | 1 | Lighting Controls |  |  | Electrical Distribution Equipment |  | Receptacles |  | Electrical Receptacles | [20 empty] | Other Lighting Controls | [242 empty] | <a href="https://www.lutron.com/TechnicalDocumentLibrary/041546.pdf" target="_blank">Installation Instructions</a> | [23 empty] | 20.000 DW |  |  | 2.5000 IN | [89 empty] | 1.000 EA | 1.000 EA | [35 empty] | No | [42 empty] | https://www.lutron.com/TechnicalDocumentLibrary/369921_SPA.pdf | [7 empty] | Shelf Stock | [13 empty] | <a href="https://www.lutron.com/TechnicalDocumentLibrary/368-4493_Page_26.pdf" target="_blank">Tech Drawing</a> | [25 empty] | 39121406 | [13 empty] | <a href="https://www.lutron.com/TechnicalDocumentLibrary/369-119_Wallbox_Warranty.pdf" target="_blank">Warranty Information</a> |  |  |  |  | 1.000 L | [14 empty] | 0 | 0 | 0 | 0 | Electrical | 2018-09-05 09:20 | 2024-07-20 11:28 | 0000-00-00 00:00:00 | 2025-11-29 02:00 | 0000-00-00 00:00:00 | [6 empty] | Ivory
4 | Lutron Electronics | LTR-F20-TR-AL | 4460-9680 | 4460 | 9680 | Lutron Electronics | LTR-F20-TR-AL.jpg | 784276153737 | DUPLEX 20A TR RECEPTACLE AL FP | Duplex 20 A receptacle, tamper resistant, 125V/20A with faceplate in almond |  | 2 | 4.5 |  | LTR-F20-TR-AL.jpg | http://grandbrass.xologic.com/vendors/4460/large/LTR-F20-TR-AL.jpg | [47 empty] | 0 | 0 | 0 | [6 empty] | 0 | 1 | 1 | EA | 1 | Lighting Controls |  |  | Electrical Distribution Equipment |  | Receptacles |  | Electrical Receptacles | [20 empty] | Other Lighting Controls | [242 empty] | <a href="https://www.lutron.com/TechnicalDocumentLibrary/041546.pdf" target="_blank">Installation Instructions</a> | [23 empty] | 10.000 DW |  |  | 2.5000 IN | [89 empty] | 1.000 EA | 1.000 EA | [35 empty] | No | [42 empty] | https://www.lutron.com/TechnicalDocumentLibrary/369921_SPA.pdf | [7 empty] | Shelf Stock | [13 empty] | <a href="https://www.lutron.com/TechnicalDocumentLibrary/368-4493_Page_20.pdf" target="_blank">Tech Drawing</a> | [25 empty] | 39121406 | [13 empty] | <a href="https://www.lutron.com/TechnicalDocumentLibrary/369-119_Wallbox_Warranty.pdf" target="_blank">Warranty Information</a> |  |  |  |  | 1.000 L | [14 empty] | 0 | 0 | 0 | 0 | Electrical | 2018-09-05 09:20 | 2024-07-20 11:35 | 0000-00-00 00:00:00 | 2025-11-29 02:00 | 0000-00-00 00:00:00 | [6 empty] | Almond
4 | Lutron Electronics | LTR-15-TR-CWH | 4460-9681 | 4460 | 9681 | Lutron Electronics | LTR-15-TR-CWH.jpg | 784276154260 | DUPLEX 15A TR RECEPTACLE CWH NO FP | Duplex 15 A receptacle, tamper resistant, 125V/15A in clear white glass |  | 2 | 4.5 |  | LTR-15-TR-CWH.jpg | http://grandbrass.xologic.com/vendors/4460/large/LTR-15-TR-CWH.jpg | [47 empty] | 0 | 0 | 0 | [6 empty] | 0 | 1 | 1 | EA | 1 | Lighting Controls |  |  | Electrical Distribution Equipment |  | Receptacles |  | Electrical Receptacles | [20 empty] | Other Lighting Controls | [242 empty] | <a href="https://www.lutron.com/TechnicalDocumentLibrary/041546.pdf" target="_blank">Installation Instructions</a> | [23 empty] | 10.000 DW |  |  | 2.5000 IN | [89 empty] | 1.000 EA | 1.000 EA | [35 empty] | No | [42 empty] | https://www.lutron.com/TechnicalDocumentLibrary/369921_SPA.pdf | [7 empty] | Shelf Stock | [13 empty] | <a href="https://www.lutron.com/TechnicalDocumentLibrary/368-4493_Page_20.pdf" target="_blank">Tech Drawing</a> | [25 empty] | 39121406 | [13 empty] | <a href="https://www.lutron.com/TechnicalDocumentLibrary/369-119_Wallbox_Warranty.pdf" target="_blank">Warranty Information</a> |  |  |  |  | 1.000 L | [14 empty] | 0 | 0 | 0 | 0 | Electrical | 2018-09-05 09:20 | 2024-07-20 11:28 | 0000-00-00 00:00:00 | 2025-11-29 02:00 | 0000-00-00 00:00:00
4 | Lutron Electronics | LTR-F20-TR-SC | 4460-9682 | 4460 | 9682 | Lutron Electronics | LTR-F20-TR-SC.jpg | 784276153881 | DUPLEX 20A TR RECEPTACLE SC FP | Duplex 20 A receptacle, tamper resistant, 125V/20A with faceplate in satin chrome |  | 2 | 4.5 |  | LTR-F20-TR-SC.jpg | http://grandbrass.xologic.com/vendors/4460/large/LTR-F20-TR-SC.jpg | [47 empty] | 0 | 0 | 0 | [6 empty] | 0 | 1 | 1 | EA | 1 | Lighting Controls |  |  | Electrical Distribution Equipment |  | Receptacles |  | Electrical Receptacles | [20 empty] | Other Lighting Controls | [242 empty] | <a href="https://www.lutron.com/TechnicalDocumentLibrary/041546.pdf" target="_blank">Installation Instructions</a> | [23 empty] | 10.000 DW |  |  | 2.5000 IN | [89 empty] | 1.000 EA | 1.000 EA | [35 empty] | No | [42 empty] | https://www.lutron.com/TechnicalDocumentLibrary/369921_SPA.pdf | [7 empty] | Shelf Stock | [13 empty] | <a href="https://www.lutron.com/TechnicalDocumentLibrary/368-4493_Page_20.pdf" target="_blank">Tech Drawing</a> | [25 empty] | 39121406 | [13 empty] | <a href="https://www.lutron.com/TechnicalDocumentLibrary/369-119_Wallbox_Warranty.pdf" target="_blank">Warranty Information</a> |  |  |  |  | 1.000 L | [14 empty] | 0 | 0 | 0 | 0 | Electrical | 2018-09-05 09:20 | 2024-07-20 11:36 | 0000-00-00 00:00:00 | 2025-11-29 02:00 | 0000-00-00 00:00:00
4 | Lutron Electronics | LTR-F20-TR-BN | 4460-9683 | 4460 | 9683 | Lutron Electronics | LTR-F20-TR-BN.jpg | 784276153904 | DUPLEX 20A TR RECEPTACLE BN FP | Duplex 20 A receptacle, tamper resistant, 125V/20A with faceplate in bright nickel |  | 2 | 4.5 |  | LTR-F20-TR-BN.jpg | http://grandbrass.xologic.com/vendors/4460/large/LTR-F20-TR-BN.jpg | [47 empty] | 0 | 0 | 0 | [6 empty] | 0 | 1 | 1 | EA | 1 | Lighting Controls |  |  | Electrical Distribution Equipment |  | Receptacles |  | Electrical Receptacles | [20 empty] | Other Lighting Controls | [242 empty] | <a href="https://www.lutron.com/TechnicalDocumentLibrary/041546.pdf" target="_blank">Installation Instructions</a> | [23 empty] | 10.000 DW |  |  | 2.5000 IN | [89 empty] | 1.000 EA | 1.000 EA | [35 empty] | No | [42 empty] | https://www.lutron.com/TechnicalDocumentLibrary/369921_SPA.pdf | [7 empty] | Shelf Stock | [13 empty] | <a href="https://www.lutron.com/TechnicalDocumentLibrary/368-4493_Page_20.pdf" target="_blank">Tech Drawing</a> | [25 empty] | 39121406 | [13 empty] | <a href="https://www.lutron.com/TechnicalDocumentLibrary/369-119_Wallbox_Warranty.pdf" target="_blank">Warranty Information</a> |  |  |  |  | 1.000 L | [14 empty] | 0 | 0 | 0 | 0 | Electrical | 2018-09-05 09:20 | 2024-07-20 11:26 | 0000-00-00 00:00:00 | 2025-11-29 02:00 | 0000-00-00 00:00:00
1 | Lutron Electronics | PD-5ANS-WH-R | 4460-9684 | 4460 | 9684 | Lutron Electronics | Ecom_PD-5ANS-WH_nowallplate.jpeg | 784276247849 | CasÃ©ta 5A NEUTRAL SW | Caseta Neutral-wire switch (neutral connection required), 120V, White |  | 3.69 | 5.88 |  | Ecom_PD-5ANS-WH_nowallplate.jpeg | http://grandbrass.xologic.com/vendors/4460/large/Ecom_PD-5ANS-WH_nowallplate.jpeg | [47 empty] | 0 | 0 | 0 | [6 empty] | 0 | 1 | 1 | EA | 1 | Lighting Controls | [27 empty] | Dimmers | [242 empty] | <a href="https://assets.lutron.com/a/documents/0301878.pdf" target="_blank">Installation Instructions</a> | [23 empty] | 2.000 DW |  |  | 2.5000 IN | [89 empty] | 1.000 EA | 1.000 EA | [35 empty] | No | [42 empty] | https://www.lutron.com/TechnicalDocumentLibrary/369987_ENG.pdf | [7 empty] | Shelf Stock | [39 empty] | 39122206 | [6 empty] | <a href="https://lutron.widen.net/content/dsiex7hr8w/original/Ecom_CasetaGeneral_benefitsvideo.mp4" target="_blank">Product Video Clip</a> | [6 empty] | <a href="https://assets.lutron.com/a/documents/369-119_Wallbox_Warranty.pdf" target="_blank">Warranty Information</a> |  |  |  |  | 0.300 L | [14 empty] | 0 | 0 | 0 | 0 | Lighting Fixtures | 2018-09-05 09:20 | 2024-07-20 11:43 | 0000-00-00 00:00:00 | 2024-07-20 11:43 | 0000-00-00 00:00:00 | [6 empty] | White
4 | Lutron Electronics | CAR2S-15-DTR-LA | 4460-9685 | 4460 | 9685 | Lutron Electronics | CAR2S-15-DTR-LA.jpg | 784276221825 | 15A DUPLEX RF RECEPTACLE LIGHT ALMOND | Vive wireless receptacle, 15 A duplex, in light almond |  | 2.5 | 4.5 |  | CAR2S-15-DTR-LA.jpg | http://grandbrass.xologic.com/vendors/4460/large/CAR2S-15-DTR-LA.jpg | [47 empty] | 0 | 0 | 0 | [6 empty] | 0 | 1 | 1 | EA | 1 | Lighting Controls |  |  | Electrical Distribution Equipment |  | Receptacles |  | Electrical Receptacles | [20 empty] | Other Lighting Controls | [242 empty] | <a href="https://www.lutron.com/TechnicalDocumentLibrary/0301825.pdf" target="_blank">Installation Instructions</a> | [23 empty] | 10.000 DW |  |  | 2.5000 IN | [89 empty] | 1.000 EA | 1.000 EA | [35 empty] | No | [42 empty] | https://www.lutron.com/TechnicalDocumentLibrary/3691034.pdf | [7 empty] | Shelf Stock | [13 empty] | <a href="https://www.lutron.com/TechnicalDocumentLibrary/368-4493_Page_5.pdf" target="_blank">Tech Drawing</a> | [25 empty] | 39121406 | [13 empty] | <a href="https://www.lutron.com/TechnicalDocumentLibrary/369-119_Wallbox_Warranty.pdf" target="_blank">Warranty Information</a> |  |  |  |  | 0.330 L | [14 empty] | 0 | 0 | 0 | 0 | Electrical | 2018-09-05 09:20 | 2024-07-20 11:36 | 0000-00-00 00:00:00 | 2025-11-29 02:00 | 0000-00-00 00:00:00
4 | Lutron Electronics | CAR2S-20-STR-BL | 4460-9686 | 4460 | 9686 | Lutron Electronics | CAR2S-20-STR-BL.jpg | 784276222044 | 20A SPLIT RF RECEPTACLE BLACK | Vive wireless receptacle, 20 A split, in black |  | 2.5 | 4.5 |  | CAR2S-20-STR-BL.jpg | http://grandbrass.xologic.com/vendors/4460/large/CAR2S-20-STR-BL.jpg | [47 empty] | 0 | 0 | 0 | [6 empty] | 0 | 1 | 1 | EA | 1 | Lighting Controls |  |  | Electrical Distribution Equipment |  | Receptacles |  | Electrical Receptacles | [20 empty] | Other Lighting Controls | [242 empty] | <a href="https://www.lutron.com/TechnicalDocumentLibrary/0301825.pdf" target="_blank">Installation Instructions</a> | [23 empty] | 10.000 DW |  |  | 2.5000 IN | [89 empty] | 1.000 EA | 1.000 EA | [35 empty] | No | [42 empty] | https://www.lutron.com/TechnicalDocumentLibrary/3691034.pdf | [7 empty] | Shelf Stock | [13 empty] | <a href="https://www.lutron.com/TechnicalDocumentLibrary/368-4493_Page_5.pdf" target="_blank">Tech Drawing</a> | [25 empty] | 39121406 | [13 empty] | <a href="https://www.lutron.com/TechnicalDocumentLibrary/369-119_Wallbox_Warranty.pdf" target="_blank">Warranty Information</a> |  |  |  |  | 0.330 L | [14 empty] | 0 | 0 | 0 | 0 | Electrical | 2018-09-05 09:20 | 2024-07-20 11:36 | 0000-00-00 00:00:00 | 2025-11-29 02:00 | 0000-00-00 00:00:00 | [6 empty] | Black
4 | Lutron Electronics | CAR2S-20-STR-LA | 4460-9687 | 4460 | 9687 | Lutron Electronics | CAR2S-20-STR-LA.jpg | 784276222037 | 20A SPLIT RF RECEPTACLE LIGHT ALMOND | Vive wireless receptacle, 20 A split, in light almond |  | 2.5 | 4.5 |  | CAR2S-20-STR-LA.jpg | http://grandbrass.xologic.com/vendors/4460/large/CAR2S-20-STR-LA.jpg | [47 empty] | 0 | 0 | 0 | [6 empty] | 0 | 1 | 1 | EA | 1 | Lighting Controls |  |  | Electrical Distribution Equipment |  | Receptacles |  | Electrical Receptacles | [20 empty] | Other Lighting Controls | [242 empty] | <a href="https://www.lutron.com/TechnicalDocumentLibrary/0301825.pdf" target="_blank">Installation Instructions</a> | [23 empty] | 10.000 DW |  |  | 2.5000 IN | [89 empty] | 1.000 EA | 1.000 EA | [35 empty] | No | [42 empty] | https://www.lutron.com/TechnicalDocumentLibrary/3691034.pdf | [7 empty] | Shelf Stock | [13 empty] | <a href="https://www.lutron.com/TechnicalDocumentLibrary/368-4493_Page_5.pdf" target="_blank">Tech Drawing</a> | [25 empty] | 39121406 | [13 empty] | <a href="https://www.lutron.com/TechnicalDocumentLibrary/369-119_Wallbox_Warranty.pdf" target="_blank">Warranty Information</a> |  |  |  |  | 0.330 L | [14 empty] | 0 | 0 | 0 | 0 | Electrical | 2018-09-05 09:20 | 2024-07-20 11:25 | 0000-00-00 00:00:00 | 2025-11-29 02:00 | 0000-00-00 00:00:00
4 | Lutron Electronics | LTR-F15-UBTR-BR | 4460-9688 | 4460 | 9688 | Lutron Electronics | LTR-F15-UBTR-BR.jpg | 784276153980 | DUPLEX 15A TR DUAL USB RECEPTACLE BR FP | Architectural style, tamper-resistant USB receptacle, 125V, 15A with faceplate in brown |  | 2 | 4.5 |  | LTR-F15-UBTR-BR.jpg | http://grandbrass.xologic.com/vendors/4460/large/LTR-F15-UBTR-BR.jpg | [47 empty] | 0 | 0 | 0 | [6 empty] | 0 | 1 | 1 | EA | 1 | Lighting Controls |  |  | Electrical Distribution Equipment |  | Receptacles |  | Electrical Receptacles | [20 empty] | Other Lighting Controls | [242 empty] | <a href="https://www.lutron.com/TechnicalDocumentLibrary/041546.pdf" target="_blank">Installation Instructions</a> | [23 empty] | 20.000 DW |  |  | 2.5000 IN | [89 empty] | 1.000 EA | 1.000 EA | [35 empty] | No | [42 empty] | https://www.lutron.com/TechnicalDocumentLibrary/369921_SPA.pdf | [7 empty] | Shelf Stock | [13 empty] | <a href="https://www.lutron.com/TechnicalDocumentLibrary/368-4493_Page_20.pdf" target="_blank">Tech Drawing</a> | [25 empty] | 39121406 | [13 empty] | <a href="https://www.lutron.com/TechnicalDocumentLibrary/369-119_Wallbox_Warranty.pdf" target="_blank">Warranty Information</a> |  |  |  |  | 1.000 L | [14 empty] | 0 | 0 | 0 | 0 | Electrical | 2018-09-05 09:20 | 2024-07-20 11:30 | 0000-00-00 00:00:00 | 2025-11-29 02:00 | 0000-00-00 00:00:00 | [6 empty] | Brown
4 | Lutron Electronics | LTR-F15-UBTR-BL | 4460-9689 | 4460 | 9689 | Lutron Electronics | LTR-F15-UBTR-BL.jpg | 784276154000 | DUPLEX 15A TR DUAL USB RECEPTACLE BL FP | Architectural style, tamper-resistant USB receptacle, 125V, 15A with faceplate in black |  | 5.25 | 4 |  | LTR-F15-UBTR-BL.jpg | http://grandbrass.xologic.com/vendors/4460/large/LTR-F15-UBTR-BL.jpg | [47 empty] | 0 | 0 | 0 | [6 empty] | 0 | 1 | 1 | EA | 1 | Lighting Controls |  |  | Electrical Distribution Equipment |  | Receptacles |  | Electrical Receptacles | [20 empty] | Other Lighting Controls | [242 empty] | <a href="https://www.lutron.com/TechnicalDocumentLibrary/041546.pdf" target="_blank">Installation Instructions</a> | [23 empty] | 20.000 DW |  |  | 5.2500 IN | [89 empty] | 1.000 EA | 1.000 EA | [35 empty] | No | [42 empty] | https://www.lutron.com/TechnicalDocumentLibrary/369921_SPA.pdf | [7 empty] | Shelf Stock | [13 empty] | <a href="https://www.lutron.com/TechnicalDocumentLibrary/368-4493_Page_20.pdf" target="_blank">Tech Drawing</a> | [25 empty] | 39121406 | [13 empty] | <a href="https://www.lutron.com/TechnicalDocumentLibrary/369-119_Wallbox_Warranty.pdf" target="_blank">Warranty Information</a> |  |  |  |  | 0.700 L | [14 empty] | 0 | 0 | 0 | 0 | Electrical | 2018-09-05 09:20 | 2024-07-20 11:29 | 0000-00-00 00:00:00 | 2025-11-29 02:00 | 0000-00-00 00:00:00 | [6 empty] | Black
4 | Lutron Electronics | LTR-F15-TR-BE | 4460-9690 | 4460 | 9690 | Lutron Electronics | LTR-F15-TR-BE.jpg | 784276153577 | DUPLEX 15A TR RECEPTACLE BE FP | Duplex 15 A receptacle, tamper resistant, 125V/15A with faceplate in beige |  | 2 | 4.5 |  | LTR-F15-TR-BE.jpg | http://grandbrass.xologic.com/vendors/4460/large/LTR-F15-TR-BE.jpg | [47 empty] | 0 | 0 | 0 | [6 empty] | 0 | 1 | 1 | EA | 1 | Lighting Controls |  |  | Electrical Distribution Equipment |  | Receptacles |  | Electrical Receptacles | [20 empty] | Other Lighting Controls | [242 empty] | <a href="https://www.lutron.com/TechnicalDocumentLibrary/041546.pdf" target="_blank">Installation Instructions</a> | [23 empty] | 25.000 DW |  |  | 2.5000 IN | [89 empty] | 1.000 EA | 1.000 EA | [35 empty] | No | [42 empty] | https://www.lutron.com/TechnicalDocumentLibrary/369921_SPA.pdf | [7 empty] | Shelf Stock | [13 empty] | <a href="https://www.lutron.com/TechnicalDocumentLibrary/368-4493_Page_20.pdf" target="_blank">Tech Drawing</a> | [25 empty] | 39121406 | [13 empty] | <a href="https://www.lutron.com/TechnicalDocumentLibrary/369-119_Wallbox_Warranty.pdf" target="_blank">Warranty Information</a> |  |  |  |  | 1.000 L | [14 empty] | 0 | 0 | 0 | 0 | Electrical | 2018-09-05 09:20 | 2024-07-20 11:33 | 0000-00-00 00:00:00 | 2025-11-29 02:00 | 0000-00-00 00:00:00 | [6 empty] | Beige
4 | Lutron Electronics | LTR-15-UBTR-WH | 4460-9691 | 4460 | 9691 | Lutron Electronics | LTR-15-UBTR-WH.jpg | 784276154383 | DUPLEX 15A TR DUAL USB RECEPT WH NO FP | Architectural style, tamper-resistant USB receptacle, 125V, 15A in white no faceplate |  | 2.5 | 4.5 |  | LTR-15-UBTR-WH.jpg | http://grandbrass.xologic.com/vendors/4460/large/LTR-15-UBTR-WH.jpg | [47 empty] | 0 | 0 | 0 | [6 empty] | 0 | 1 | 1 | EA | 1 | Lighting Controls |  |  | Electrical Distribution Equipment |  | Receptacles |  | Electrical Receptacles | [20 empty] | Other Lighting Controls | [242 empty] | <a href="https://www.lutron.com/TechnicalDocumentLibrary/041546.pdf" target="_blank">Installation Instructions</a> | [23 empty] | 20.000 DW |  |  | 2.5000 IN | [89 empty] | 1.000 EA | 1.000 EA | [35 empty] | No | [42 empty] | https://www.lutron.com/TechnicalDocumentLibrary/369921_SPA.pdf | [7 empty] | Shelf Stock | [13 empty] | <a href="https://www.lutron.com/TechnicalDocumentLibrary/368-4493_Page_26.pdf" target="_blank">Tech Drawing</a> | [25 empty] | 39121406 | [13 empty] | <a href="https://www.lutron.com/TechnicalDocumentLibrary/369-119_Wallbox_Warranty.pdf" target="_blank">Warranty Information</a> |  |  |  |  | 1.000 L | [14 empty] | 0 | 0 | 0 | 0 | Electrical | 2018-09-05 09:20 | 2024-07-20 11:36 | 0000-00-00 00:00:00 | 2025-11-29 02:00 | 0000-00-00 00:00:00 | [6 empty] | White
4 | Lutron Electronics | LTR-20-TR-GR | 4460-9692 | 4460 | 9692 | Lutron Electronics | LTR-20-TR-GR.jpg | 784276154321 | DUPLEX 20A TR RECEPTACLE GR NO FP | Architectural style, duplex 20 A receptacle, tamper resistant, 125V/20A in gray |  | 2 | 4.5 |  | LTR-20-TR-GR.jpg | http://grandbrass.xologic.com/vendors/4460/large/LTR-20-TR-GR.jpg | [47 empty] | 0 | 0 | 0 | [6 empty] | 0 | 1 | 1 | EA | 1 | Lighting Controls |  |  | Electrical Distribution Equipment |  | Receptacles |  | Electrical Receptacles | [20 empty] | Other Lighting Controls | [242 empty] | <a href="https://www.lutron.com/TechnicalDocumentLibrary/041546.pdf" target="_blank">Installation Instructions</a> | [23 empty] | 10.000 DW |  |  | 2.5000 IN | [89 empty] | 1.000 EA | 1.000 EA | [35 empty] | No | [42 empty] | https://www.lutron.com/TechnicalDocumentLibrary/369921_SPA.pdf | [7 empty] | Shelf Stock | [13 empty] | <a href="https://www.lutron.com/TechnicalDocumentLibrary/368-4493_Page_20.pdf" target="_blank">Tech Drawing</a> | [25 empty] | 39121406 | [13 empty] | <a href="https://www.lutron.com/TechnicalDocumentLibrary/369-119_Wallbox_Warranty.pdf" target="_blank">Warranty Information</a> |  |  |  |  | 1.000 L | [14 empty] | 0 | 0 | 0 | 0 | Electrical | 2018-09-05 09:20 | 2024-07-20 11:43 | 0000-00-00 00:00:00 | 2025-11-29 02:00 | 0000-00-00 00:00:00 | [6 empty] | Gray
4 | Lutron Electronics | LTR-20-TR-BE | 4460-9693 | 4460 | 9693 | Lutron Electronics | LTR-20-TR-BE.jpg | 784276154345 | DUPLEX 20A TR RECEPTACLE BE NO FP | Architectural style, duplex 20 A receptacle, tamper resistant, 125V/20A in beige |  | 2 | 4.5 |  | LTR-20-TR-BE.jpg | http://grandbrass.xologic.com/vendors/4460/large/LTR-20-TR-BE.jpg | [47 empty] | 0 | 0 | 0 | [6 empty] | 0 | 1 | 1 | EA | 1 | Lighting Controls |  |  | Electrical Distribution Equipment |  | Receptacles |  | Electrical Receptacles | [20 empty] | Other Lighting Controls | [242 empty] | <a href="https://www.lutron.com/TechnicalDocumentLibrary/041546.pdf" target="_blank">Installation Instructions</a> | [23 empty] | 20.000 DW |  |  | 2.5000 IN | [89 empty] | 1.000 EA | 1.000 EA | [35 empty] | No | [42 empty] | https://www.lutron.com/TechnicalDocumentLibrary/369921_SPA.pdf | [7 empty] | Shelf Stock | [13 empty] | <a href="https://www.lutron.com/TechnicalDocumentLibrary/368-4493_Page_20.pdf" target="_blank">Tech Drawing</a> | [25 empty] | 39121406 | [13 empty] | <a href="https://www.lutron.com/TechnicalDocumentLibrary/369-119_Wallbox_Warranty.pdf" target="_blank">Warranty Information</a> |  |  |  |  | 1.000 L | [14 empty] | 0 | 0 | 0 | 0 | Electrical | 2018-09-05 09:20 | 2024-07-20 11:29 | 0000-00-00 00:00:00 | 2025-11-29 02:00 | 0000-00-00 00:00:00 | [6 empty] | Beige
4 | Lutron Electronics | LTR-F15-TR-IV | 4460-9694 | 4460 | 9694 | Lutron Electronics | LTR-F15-TR-IV.jpg | 784276153539 | DUPLEX 15A TR RECEPTACLE IV FP | Duplex 15 A receptacle, tamper resistant, 125V/15A with faceplate in ivory |  | 2 | 4.5 |  | LTR-F15-TR-IV.jpg | http://grandbrass.xologic.com/vendors/4460/large/LTR-F15-TR-IV.jpg | [47 empty] | 0 | 0 | 0 | [6 empty] | 0 | 1 | 1 | EA | 1 | Lighting Controls |  |  | Electrical Distribution Equipment |  | Receptacles |  | Electrical Receptacles | [20 empty] | Other Lighting Controls | [242 empty] | <a href="https://www.lutron.com/TechnicalDocumentLibrary/041546.pdf" target="_blank">Installation Instructions</a> | [23 empty] | 25.000 DW |  |  | 2.5000 IN | [89 empty] | 1.000 EA | 1.000 EA | [35 empty] | No | [42 empty] | https://www.lutron.com/TechnicalDocumentLibrary/369921_SPA.pdf | [7 empty] | Shelf Stock | [13 empty] | <a href="https://www.lutron.com/TechnicalDocumentLibrary/368-4493_Page_20.pdf" target="_blank">Tech Drawing</a> | [25 empty] | 39121406 | [13 empty] | <a href="https://www.lutron.com/TechnicalDocumentLibrary/369-119_Wallbox_Warranty.pdf" target="_blank">Warranty Information</a> |  |  |  |  | 1.000 L | [14 empty] | 0 | 0 | 0 | 0 | Electrical | 2018-09-05 09:20 | 2024-07-20 11:26 | 0000-00-00 00:00:00 | 2025-11-29 02:00 | 0000-00-00 00:00:00 | [6 empty] | Ivory
4 | Lutron Electronics | LTR-F15-TR-GR | 4460-9695 | 4460 | 9695 | Lutron Electronics | LTR-F15-TR-GR.jpg | 784276153553 | DUPLEX 15A TR RECEPTACLE GR FP | Duplex 15 A receptacle, tamper resistant, 125V/15A with faceplate in gray |  | 5.25 | 4 |  | LTR-F15-TR-GR.jpg | http://grandbrass.xologic.com/vendors/4460/large/LTR-F15-TR-GR.jpg | [47 empty] | 0 | 0 | 0 | [6 empty] | 0 | 1 | 1 | EA | 1 | Lighting Controls |  |  | Electrical Distribution Equipment |  | Receptacles |  | Electrical Receptacles | [20 empty] | Other Lighting Controls | [242 empty] | <a href="https://www.lutron.com/TechnicalDocumentLibrary/041546.pdf" target="_blank">Installation Instructions</a> | [23 empty] | 10.000 DW |  |  | 5.2500 IN | [89 empty] | 1.000 EA | 1.000 EA | [35 empty] | No | [42 empty] | https://www.lutron.com/TechnicalDocumentLibrary/369921_SPA.pdf | [7 empty] | Shelf Stock | [13 empty] | <a href="https://www.lutron.com/TechnicalDocumentLibrary/368-4493_Page_20.pdf" target="_blank">Tech Drawing</a> | [25 empty] | 39121406 | [13 empty] | <a href="https://www.lutron.com/TechnicalDocumentLibrary/369-119_Wallbox_Warranty.pdf" target="_blank">Warranty Information</a> |  |  |  |  | 0.600 L | [14 empty] | 0 | 0 | 0 | 0 | Electrical | 2018-09-05 09:20 | 2024-07-20 11:34 | 0000-00-00 00:00:00 | 2025-11-29 02:00 | 0000-00-00 00:00:00 | [6 empty] | Gray
4 | Lutron Electronics | LTR-20-TR-TP | 4460-9696 | 4460 | 9696 | Lutron Electronics | LTR-20-TR-TP.jpg | 784276154352 | DUPLEX 20A TR RECEPTACLE TP NO FP | Architectural style, duplex 20 A receptacle, tamper resistant, 125V/20A in taupe |  | 2 | 4.5 |  | LTR-20-TR-TP.jpg | http://grandbrass.xologic.com/vendors/4460/large/LTR-20-TR-TP.jpg | [47 empty] | 0 | 0 | 0 | [6 empty] | 0 | 1 | 1 | EA | 1 | Lighting Controls |  |  | Electrical Distribution Equipment |  | Receptacles |  | Electrical Receptacles | [20 empty] | Other Lighting Controls | [242 empty] | <a href="https://www.lutron.com/TechnicalDocumentLibrary/041546.pdf" target="_blank">Installation Instructions</a> | [23 empty] | 20.000 DW |  |  | 2.5000 IN | [89 empty] | 1.000 EA | 1.000 EA | [35 empty] | No | [42 empty] | https://www.lutron.com/TechnicalDocumentLibrary/369921_SPA.pdf | [7 empty] | Shelf Stock | [13 empty] | <a href="https://www.lutron.com/TechnicalDocumentLibrary/368-4493_Page_20.pdf" target="_blank">Tech Drawing</a> | [25 empty] | 39121406 | [13 empty] | <a href="https://www.lutron.com/TechnicalDocumentLibrary/369-119_Wallbox_Warranty.pdf" target="_blank">Warranty Information</a> |  |  |  |  | 1.000 L | [14 empty] | 0 | 0 | 0 | 0 | Electrical | 2018-09-05 09:20 | 2024-07-20 11:28 | 0000-00-00 00:00:00 | 2025-11-29 02:00 | 0000-00-00 00:00:00 | [6 empty] | Taupe
4 | Lutron Electronics | LTR-20-TR-CWH | 4460-9697 | 4460 | 9697 | Lutron Electronics | LTR-20-TR-CWH.jpg | 784276154376 | DUPLEX 20A TR RECEPTACLE CWH NO FP | Duplex 20 A receptacle, tamper resistant, 125V/20A in clear white glass |  | 2 | 4.5 |  | LTR-20-TR-CWH.jpg | http://grandbrass.xologic.com/vendors/4460/large/LTR-20-TR-CWH.jpg | [47 empty] | 0 | 0 | 0 | [6 empty] | 0 | 1 | 1 | EA | 1 | Lighting Controls |  |  | Electrical Distribution Equipment |  | Receptacles |  | Electrical Receptacles | [20 empty] | Other Lighting Controls | [242 empty] | <a href="https://www.lutron.com/TechnicalDocumentLibrary/041546.pdf" target="_blank">Installation Instructions</a> | [23 empty] | 10.000 DW |  |  | 2.5000 IN | [89 empty] | 1.000 EA | 1.000 EA | [35 empty] | No | [42 empty] | https://www.lutron.com/TechnicalDocumentLibrary/369921_SPA.pdf | [7 empty] | Shelf Stock | [13 empty] | <a href="https://www.lutron.com/TechnicalDocumentLibrary/368-4493_Page_20.pdf" target="_blank">Tech Drawing</a> | [25 empty] | 39121406 | [13 empty] | <a href="https://www.lutron.com/TechnicalDocumentLibrary/369-119_Wallbox_Warranty.pdf" target="_blank">Warranty Information</a> |  |  |  |  | 1.000 L | [14 empty] | 0 | 0 | 0 | 0 | Electrical | 2018-09-05 09:20 | 2024-07-20 11:43 | 0000-00-00 00:00:00 | 2025-11-29 02:00 | 0000-00-00 00:00:00
4 | Lutron Electronics | LTR-F15-TR-PG | 4460-9698 | 4460 | 9698 | Lutron Electronics | LTR-F15-TR-PG.jpg | 784276239851 | DUPLEX 15A TR RECEPTACLE PG FP | Duplex 15 A receptacle, tamper resistant, 125V/15A with faceplate in polished graphite |  | 2 | 4.5 |  | LTR-F15-TR-PG.jpg | http://grandbrass.xologic.com/vendors/4460/large/LTR-F15-TR-PG.jpg | [47 empty] | 0 | 0 | 0 | [6 empty] | 0 | 1 | 1 | EA | 1 | Lighting Controls |  |  | Electrical Distribution Equipment |  | Receptacles |  | Electrical Receptacles | [20 empty] | Other Lighting Controls | [242 empty] | <a href="https://www.lutron.com/TechnicalDocumentLibrary/041546.pdf" target="_blank">Installation Instructions</a> | [23 empty] | 20.000 DW |  |  | 2.5000 IN | [89 empty] | 1.000 EA | 1.000 EA | [35 empty] | No | [42 empty] | https://www.lutron.com/TechnicalDocumentLibrary/369921_SPA.pdf | [7 empty] | Shelf Stock | [13 empty] | <a href="https://www.lutron.com/TechnicalDocumentLibrary/368-4493_Page_20.pdf" target="_blank">Tech Drawing</a> | [25 empty] | 39121406 | [13 empty] | <a href="https://www.lutron.com/TechnicalDocumentLibrary/369-119_Wallbox_Warranty.pdf" target="_blank">Warranty Information</a> |  |  |  |  | 1.000 L | [14 empty] | 0 | 0 | 0 | 0 | Electrical | 2018-09-05 09:20 | 2024-07-20 11:28 | 0000-00-00 00:00:00 | 2025-11-29 02:00 | 0000-00-00 00:00:00
4 | Lutron Electronics | LTR-15-TR-CBL | 4460-9699 | 4460 | 9699 | Lutron Electronics | LTR-15-TR-CBL.jpg | 784276239899 | DUPLEX 15A TR RECEPTACLE CBL NO FP | Duplex 15 A receptacle, tamper resistant, 125V/15A in clear black glass |  | 2 | 4.5 |  | LTR-15-TR-CBL.jpg | http://grandbrass.xologic.com/vendors/4460/large/LTR-15-TR-CBL.jpg | [47 empty] | 0 | 0 | 0 | [6 empty] | 0 | 1 | 1 | EA | 1 | Lighting Controls |  |  | Electrical Distribution Equipment |  | Receptacles |  | Electrical Receptacles | [20 empty] | Other Lighting Controls | [242 empty] | <a href="https://www.lutron.com/TechnicalDocumentLibrary/041546.pdf" target="_blank">Installation Instructions</a> | [23 empty] | 20.000 DW |  |  | 2.5000 IN | [89 empty] | 1.000 EA | 1.000 EA | [35 empty] | No | [42 empty] | https://www.lutron.com/TechnicalDocumentLibrary/369921_SPA.pdf | [7 empty] | Shelf Stock | [13 empty] | <a href="https://www.lutron.com/TechnicalDocumentLibrary/368-4493_Page_20.pdf" target="_blank">Tech Drawing</a> | [25 empty] | 39121406 | [13 empty] | <a href="https://www.lutron.com/TechnicalDocumentLibrary/369-119_Wallbox_Warranty.pdf" target="_blank">Warranty Information</a> |  |  |  |  | 1.000 L | [14 empty] | 0 | 0 | 0 | 0 | Electrical | 2018-09-05 09:20 | 2024-07-20 11:34 | 0000-00-00 00:00:00 | 2025-11-29 02:00 | 0000-00-00 00:00:00
4 | Lutron Electronics | LTR-F20-TR-CWH | 4460-9700 | 4460 | 9700 | Lutron Electronics | LTR-F20-TR-CWH.jpg | 784276153829 | DUPLEX 20A TR RECEPTACLE CWH FP | Duplex 20 A receptacle, tamper resistant, 125V/20A with faceplate in clear white glass |  | 2 | 4.5 |  | LTR-F20-TR-CWH.jpg | http://grandbrass.xologic.com/vendors/4460/large/LTR-F20-TR-CWH.jpg | [47 empty] | 0 | 0 | 0 | [6 empty] | 0 | 1 | 1 | EA | 1 | Lighting Controls |  |  | Electrical Distribution Equipment |  | Receptacles |  | Electrical Receptacles | [20 empty] | Other Lighting Controls | [242 empty] | <a href="https://www.lutron.com/TechnicalDocumentLibrary/041546.pdf" target="_blank">Installation Instructions</a> | [23 empty] | 10.000 DW |  |  | 2.5000 IN | [89 empty] | 1.000 EA | 1.000 EA | [35 empty] | No | [42 empty] | https://www.lutron.com/TechnicalDocumentLibrary/369921_SPA.pdf | [7 empty] | Shelf Stock | [13 empty] | <a href="https://www.lutron.com/TechnicalDocumentLibrary/368-4493_Page_20.pdf" target="_blank">Tech Drawing</a> | [25 empty] | 39121406 | [13 empty] | <a href="https://www.lutron.com/TechnicalDocumentLibrary/369-119_Wallbox_Warranty.pdf" target="_blank">Warranty Information</a> |  |  |  |  | 1.000 L | [14 empty] | 0 | 0 | 0 | 0 | Electrical | 2018-09-05 09:20 | 2024-07-20 11:25 | 0000-00-00 00:00:00 | 2025-11-29 02:00 | 0000-00-00 00:00:00
4 | Lutron Electronics | LTR-F20-TR-SB | 4460-9701 | 4460 | 9701 | Lutron Electronics | LTR-F20-TR-SB.jpg | 784276153843 | DUPLEX 20A TR RECEPTACLE SB FP | Duplex 20 A receptacle, tamper resistant, 125V/20A with faceplate in satin brass |  | 2 | 4.5 |  | LTR-F20-TR-SB.jpg | http://grandbrass.xologic.com/vendors/4460/large/LTR-F20-TR-SB.jpg | [47 empty] | 0 | 0 | 0 | [6 empty] | 0 | 1 | 1 | EA | 1 | Lighting Controls |  |  | Electrical Distribution Equipment |  | Receptacles |  | Electrical Receptacles | [20 empty] | Other Lighting Controls | [242 empty] | <a href="https://www.lutron.com/TechnicalDocumentLibrary/041546.pdf" target="_blank">Installation Instructions</a> | [23 empty] | 10.000 DW |  |  | 2.5000 IN | [89 empty] | 1.000 EA | 1.000 EA | [35 empty] | No | [42 empty] | https://www.lutron.com/TechnicalDocumentLibrary/369921_SPA.pdf | [7 empty] | Shelf Stock | [13 empty] | <a href="https://www.lutron.com/TechnicalDocumentLibrary/368-4493_Page_20.pdf" target="_blank">Tech Drawing</a> | [25 empty] | 39121406 | [13 empty] | <a href="https://www.lutron.com/TechnicalDocumentLibrary/369-119_Wallbox_Warranty.pdf" target="_blank">Warranty Information</a> |  |  |  |  | 1.000 L | [14 empty] | 0 | 0 | 0 | 0 | Electrical | 2018-09-05 09:20 | 2024-07-20 11:24 | 0000-00-00 00:00:00 | 2025-11-29 02:00 | 0000-00-00 00:00:00
4 | Lutron Electronics | CAR2S-20-DTR-BL | 4460-9702 | 4460 | 9702 | Lutron Electronics | CAR2S-20-DTR-BL.jpg | 784276221979 | 20A DUPLEX RF RECEPTACLE BLACK | Vive wireless receptacle, 20 A duplex, in black |  | 2.5 | 4.5 |  | CAR2S-20-DTR-BL.jpg | http://grandbrass.xologic.com/vendors/4460/large/CAR2S-20-DTR-BL.jpg | [47 empty] | 0 | 0 | 0 | [6 empty] | 0 | 1 | 1 | EA | 1 | Lighting Controls |  |  | Electrical Distribution Equipment |  | Receptacles |  | Electrical Receptacles | [20 empty] | Other Lighting Controls | [242 empty] | <a href="https://www.lutron.com/TechnicalDocumentLibrary/0301825.pdf" target="_blank">Installation Instructions</a> | [23 empty] | 10.000 DW |  |  | 2.5000 IN | [89 empty] | 1.000 EA | 1.000 EA | [35 empty] | No | [42 empty] | https://www.lutron.com/TechnicalDocumentLibrary/3691034.pdf | [7 empty] | Shelf Stock | [13 empty] | <a href="https://www.lutron.com/TechnicalDocumentLibrary/368-4493_Page_5.pdf" target="_blank">Tech Drawing</a> | [25 empty] | 39121406 | [13 empty] | <a href="https://www.lutron.com/TechnicalDocumentLibrary/369-119_Wallbox_Warranty.pdf" target="_blank">Warranty Information</a> |  |  |  |  | 0.330 L | [14 empty] | 0 | 0 | 0 | 0 | Electrical | 2018-09-05 09:20 | 2024-07-20 11:22 | 0000-00-00 00:00:00 | 2025-11-29 02:00 | 0000-00-00 00:00:00 | [6 empty] | Black
4 | Lutron Electronics | LTR-F15-UBTR-GR | 4460-9705 | 4460 | 9705 | Lutron Electronics | LTR-F15-UBTR-GR.jpg | 784276153997 | DUPLEX 15A TR DUAL USB RECEPTACLE GR FP | Architectural style, tamper-resistant USB receptacle, 125V, 15A with faceplate in gray |  | 2 | 4.5 |  | LTR-F15-UBTR-GR.jpg | http://grandbrass.xologic.com/vendors/4460/large/LTR-F15-UBTR-GR.jpg | [47 empty] | 0 | 0 | 0 | [6 empty] | 0 | 1 | 1 | EA | 1 | Lighting Controls |  |  | Electrical Distribution Equipment |  | Receptacles |  | Electrical Receptacles | [20 empty] | Other Lighting Controls | [242 empty] | <a href="https://www.lutron.com/TechnicalDocumentLibrary/041546.pdf" target="_blank">Installation Instructions</a> | [23 empty] | 20.000 DW |  |  | 2.5000 IN | [89 empty] | 1.000 EA | 1.000 EA | [35 empty] | No | [42 empty] | https://www.lutron.com/TechnicalDocumentLibrary/369921_SPA.pdf | [7 empty] | Shelf Stock | [13 empty] | <a href="https://www.lutron.com/TechnicalDocumentLibrary/368-4493_Page_20.pdf" target="_blank">Tech Drawing</a> | [25 empty] | 39121406 | [13 empty] | <a href="https://www.lutron.com/TechnicalDocumentLibrary/369-119_Wallbox_Warranty.pdf" target="_blank">Warranty Information</a> |  |  |  |  | 1.000 L | [14 empty] | 0 | 0 | 0 | 0 | Electrical | 2018-09-05 09:20 | 2024-07-20 11:32 | 0000-00-00 00:00:00 | 2025-11-29 02:00 | 0000-00-00 00:00:00 | [6 empty] | Gray
4 | Lutron Electronics | LTR-F15-UBTR-SB | 4460-9706 | 4460 | 9706 | Lutron Electronics | LTR-F15-UBTR-SB.jpg | 784276154062 | DUPLEX 15A TR DUAL USB RECEPTACLE SB FP | Architectural style, tamper-resistant USB receptacle, 125V, 15A with faceplate in satin brass |  | 2 | 4.5 |  | LTR-F15-UBTR-SB.jpg | http://grandbrass.xologic.com/vendors/4460/large/LTR-F15-UBTR-SB.jpg | [47 empty] | 0 | 0 | 0 | [6 empty] | 0 | 1 | 1 | EA | 1 | Lighting Controls |  |  | Electrical Distribution Equipment |  | Receptacles |  | Electrical Receptacles | [20 empty] | Other Lighting Controls | [242 empty] | <a href="https://www.lutron.com/TechnicalDocumentLibrary/041546.pdf" target="_blank">Installation Instructions</a> | [23 empty] | 20.000 DW |  |  | 2.5000 IN | [89 empty] | 1.000 EA | 1.000 EA | [35 empty] | No | [42 empty] | https://www.lutron.com/TechnicalDocumentLibrary/369921_SPA.pdf | [7 empty] | Shelf Stock | [13 empty] | <a href="https://www.lutron.com/TechnicalDocumentLibrary/368-4493_Page_20.pdf" target="_blank">Tech Drawing</a> | [25 empty] | 39121406 | [13 empty] | <a href="https://www.lutron.com/TechnicalDocumentLibrary/369-119_Wallbox_Warranty.pdf" target="_blank">Warranty Information</a> |  |  |  |  | 1.000 L | [14 empty] | 0 | 0 | 0 | 0 | Electrical | 2018-09-05 09:20 | 2024-07-20 11:32 | 0000-00-00 00:00:00 | 2025-11-29 02:00 | 0000-00-00 00:00:00
4 | Lutron Electronics | LTR-F15-UBTR-PG | 4460-9707 | 4460 | 9707 | Lutron Electronics | LTR-F15-UBTR-PG.jpg | 784276239912 | DUPLEX 15A TR DUAL USB RECEPTACLE PG FP | Architectural style, tamper-resistant USB receptacle, 125V, 15A with faceplate in polished graphite |  | 2 | 4.5 |  | LTR-F15-UBTR-PG.jpg | http://grandbrass.xologic.com/vendors/4460/large/LTR-F15-UBTR-PG.jpg | [47 empty] | 0 | 0 | 0 | [6 empty] | 0 | 1 | 1 | EA | 1 | Lighting Controls |  |  | Electrical Distribution Equipment |  | Receptacles |  | Electrical Receptacles | [20 empty] | Other Lighting Controls | [242 empty] | <a href="https://www.lutron.com/TechnicalDocumentLibrary/041546.pdf" target="_blank">Installation Instructions</a> | [23 empty] | 20.000 DW |  |  | 2.5000 IN | [89 empty] | 1.000 EA | 1.000 EA | [35 empty] | No | [42 empty] | https://www.lutron.com/TechnicalDocumentLibrary/369921_SPA.pdf | [7 empty] | Shelf Stock | [13 empty] | <a href="https://www.lutron.com/TechnicalDocumentLibrary/368-4493_Page_20.pdf" target="_blank">Tech Drawing</a> | [25 empty] | 39121406 | [13 empty] | <a href="https://www.lutron.com/TechnicalDocumentLibrary/369-119_Wallbox_Warranty.pdf" target="_blank">Warranty Information</a> |  |  |  |  | 1.000 L | [14 empty] | 0 | 0 | 0 | 0 | Electrical | 2018-09-05 09:20 | 2024-07-20 11:26 | 0000-00-00 00:00:00 | 2025-11-29 02:00 | 0000-00-00 00:00:00
4 | Lutron Electronics | LTR-F15-TR-BL | 4460-9708 | 4460 | 9708 | Lutron Electronics | LTR-F15-TR-BL.jpg | 784276153560 | DUPLEX 15A TR RECEPTACLE BL FP | Duplex 15 A receptacle, tamper resistant, 125V/15A with faceplate in black |  | 5 | 4 |  | LTR-F15-TR-BL.jpg | http://grandbrass.xologic.com/vendors/4460/large/LTR-F15-TR-BL.jpg | [47 empty] | 0 | 0 | 0 | [6 empty] | 0 | 1 | 1 | EA | 1 | Lighting Controls |  |  | Electrical Distribution Equipment |  | Receptacles |  | Electrical Receptacles | [20 empty] | Other Lighting Controls | [242 empty] | <a href="https://www.lutron.com/TechnicalDocumentLibrary/041546.pdf" target="_blank">Installation Instructions</a> | [23 empty] | 10.000 DW |  |  | 5.0000 IN | [89 empty] | 1.000 EA | 1.000 EA | [35 empty] | No | [42 empty] | https://www.lutron.com/TechnicalDocumentLibrary/369921_SPA.pdf | [7 empty] | Shelf Stock | [13 empty] | <a href="https://www.lutron.com/TechnicalDocumentLibrary/368-4493_Page_20.pdf" target="_blank">Tech Drawing</a> | [25 empty] | 39121406 | [13 empty] | <a href="https://www.lutron.com/TechnicalDocumentLibrary/369-119_Wallbox_Warranty.pdf" target="_blank">Warranty Information</a> |  |  |  |  | 0.400 L | [14 empty] | 0 | 0 | 0 | 0 | Electrical | 2018-09-05 09:20 | 2024-07-20 11:22 | 0000-00-00 00:00:00 | 2025-11-29 02:00 | 0000-00-00 00:00:00 | [6 empty] | Black
1 | Lutron Electronics | SF-10P-IV-CSA | 4460-9709 | 4460 | 9709 | Lutron Electronics | SF-10P-IV-CSA.jpg | 27557683524 | SKYLARK FLUOR 120V 1-10LP IV CSA | Skylark Dimmer with On/Off Switch, Fluorescent or LED Dimming with 3-Wire Ballasts and Drivers, single-pole, preset, 120V/8A in ivory, for Canada |  | 2.3 | 4.6 |  | SF-10P-IV-CSA.jpg | http://grandbrass.xologic.com/vendors/4460/large/SF-10P-IV-CSA.jpg | [47 empty] | 0 | 0 | 0 | [6 empty] | 0 | 1 | 1 | EA | 1 | Lighting Controls | [27 empty] | Dimmers | [242 empty] | <a href="https://www.lutron.com/TechnicalDocumentLibrary/032047c.pdf" target="_blank">Installation Instructions</a> | [23 empty] | 2.000 DW |  |  | 2.3000 IN | [89 empty] | 1.000 EA | 1.000 EA | [35 empty] | No | [42 empty] | https://www.lutron.com/technicaldocumentlibrary/spec%20guide%20volume%201%20with%20addendums.pdf#page=20 | [7 empty] | Shelf Stock | [13 empty] | <a href="https://www.lutron.com/TechnicalDocumentLibrary/368-4493_Page_40.pdf" target="_blank">Tech Drawing</a> | [25 empty] | 39122206 | [13 empty] | <a href="https://www.lutron.com/TechnicalDocumentLibrary/369-119_Wallbox_Warranty.pdf" target="_blank">Warranty Information</a> |  |  |  |  | 0.310 L | [14 empty] | 0 | 0 | 0 | 0 | Lighting Fixtures | 2018-09-05 09:21 | 2024-07-20 11:29 | 0000-00-00 00:00:00 | 2024-07-20 11:29 | 0000-00-00 00:00:00 | [6 empty] | Ivory
4 | Lutron Electronics | LTR-F15-UBTR-SN | 4460-9710 | 4460 | 9710 | Lutron Electronics | LTR-F15-UBTR-SN.jpg | 784276154055 | DUPLEX 15A TR DUAL USB RECEPTACLE SN FP | Architectural style, tamper-resistant USB receptacle, 125V, 15A with faceplate in satin nickel |  | 2 | 4.5 |  | LTR-F15-UBTR-SN.jpg | http://grandbrass.xologic.com/vendors/4460/large/LTR-F15-UBTR-SN.jpg | [47 empty] | 0 | 0 | 0 | [6 empty] | 0 | 1 | 1 | EA | 1 | Lighting Controls |  |  | Electrical Distribution Equipment |  | Receptacles |  | Electrical Receptacles | [20 empty] | Other Lighting Controls | [242 empty] | <a href="https://www.lutron.com/TechnicalDocumentLibrary/041546.pdf" target="_blank">Installation Instructions</a> | [23 empty] | 20.000 DW |  |  | 2.5000 IN | [89 empty] | 1.000 EA | 1.000 EA | [35 empty] | No | [42 empty] | https://www.lutron.com/TechnicalDocumentLibrary/369921_SPA.pdf | [7 empty] | Shelf Stock | [13 empty] | <a href="https://www.lutron.com/TechnicalDocumentLibrary/368-4493_Page_20.pdf" target="_blank">Tech Drawing</a> | [25 empty] | 39121406 | [13 empty] | <a href="https://www.lutron.com/TechnicalDocumentLibrary/369-119_Wallbox_Warranty.pdf" target="_blank">Warranty Information</a> |  |  |  |  | 1.000 L | [14 empty] | 0 | 0 | 0 | 0 | Electrical | 2018-09-05 09:21 | 2024-07-20 11:28 | 0000-00-00 00:00:00 | 2025-11-29 02:00 | 0000-00-00 00:00:00
4 | Lutron Electronics | LTR-F15-UBTR-BB | 4460-9711 | 4460 | 9711 | Lutron Electronics | LTR-F15-UBTR-BB.jpg | 784276154079 | DUPLEX 15A TR DUAL USB RECEPTACLE BB FP | Architectural style, tamper-resistant USB receptacle, 125V, 15A with faceplate in bright brass |  | 2 | 4.5 |  | LTR-F15-UBTR-BB.jpg | http://grandbrass.xologic.com/vendors/4460/large/LTR-F15-UBTR-BB.jpg | [47 empty] | 0 | 0 | 0 | [6 empty] | 0 | 1 | 1 | EA | 1 | Lighting Controls |  |  | Electrical Distribution Equipment |  | Receptacles |  | Electrical Receptacles | [20 empty] | Other Lighting Controls | [242 empty] | <a href="https://www.lutron.com/TechnicalDocumentLibrary/041546.pdf" target="_blank">Installation Instructions</a> | [23 empty] | 20.000 DW |  |  | 2.5000 IN | [89 empty] | 1.000 EA | 1.000 EA | [35 empty] | No | [42 empty] | https://www.lutron.com/TechnicalDocumentLibrary/369921_SPA.pdf | [7 empty] | Shelf Stock | [13 empty] | <a href="https://www.lutron.com/TechnicalDocumentLibrary/368-4493_Page_20.pdf" target="_blank">Tech Drawing</a> | [25 empty] | 39121406 | [13 empty] | <a href="https://www.lutron.com/TechnicalDocumentLibrary/369-119_Wallbox_Warranty.pdf" target="_blank">Warranty Information</a> |  |  |  |  | 1.000 L | [14 empty] | 0 | 0 | 0 | 0 | Electrical | 2018-09-05 09:21 | 2024-07-20 11:30 | 0000-00-00 00:00:00 | 2025-11-29 02:00 | 0000-00-00 00:00:00
4 | Lutron Electronics | LTR-F15-TR-SC | 4460-9712 | 4460 | 9712 | Lutron Electronics | LTR-F15-TR-SC.jpg | 784276153669 | DUPLEX 15A TR RECEPTACLE SC FP | Duplex 15 A receptacle, tamper resistant, 125V/15A with faceplate in satin chrome |  | 2 | 4.5 |  | LTR-F15-TR-SC.jpg | http://grandbrass.xologic.com/vendors/4460/large/LTR-F15-TR-SC.jpg | [47 empty] | 0 | 0 | 0 | [6 empty] | 0 | 1 | 1 | EA | 1 | Lighting Controls |  |  | Electrical Distribution Equipment |  | Receptacles |  | Electrical Receptacles | [20 empty] | Other Lighting Controls | [242 empty] | <a href="https://www.lutron.com/TechnicalDocumentLibrary/041546.pdf" target="_blank">Installation Instructions</a> | [23 empty] | 25.000 DW |  |  | 2.5000 IN | [89 empty] | 1.000 EA | 1.000 EA | [35 empty] | No | [42 empty] | https://www.lutron.com/TechnicalDocumentLibrary/369921_SPA.pdf | [7 empty] | Shelf Stock | [13 empty] | <a href="https://www.lutron.com/TechnicalDocumentLibrary/368-4493_Page_20.pdf" target="_blank">Tech Drawing</a> | [25 empty] | 39121406 | [13 empty] | <a href="https://www.lutron.com/TechnicalDocumentLibrary/369-119_Wallbox_Warranty.pdf" target="_blank">Warranty Information</a> |  |  |  |  | 1.000 L | [14 empty] | 0 | 0 | 0 | 0 | Electrical | 2018-09-05 09:21 | 2024-07-20 11:28 | 0000-00-00 00:00:00 | 2025-11-29 02:00 | 0000-00-00 00:00:00
4 | Lutron Electronics | LTR-F15-TR-BN | 4460-9713 | 4460 | 9713 | Lutron Electronics | LTR-F15-TR-BN.jpg | 784276153683 | DUPLEX 15A TR RECEPTACLE BN FP | Duplex 15 A receptacle, tamper resistant, 125V/15A with faceplate in bright nickel |  | 2 | 4.5 |  | LTR-F15-TR-BN.jpg | http://grandbrass.xologic.com/vendors/4460/large/LTR-F15-TR-BN.jpg | [47 empty] | 0 | 0 | 0 | [6 empty] | 0 | 1 | 1 | EA | 1 | Lighting Controls |  |  | Electrical Distribution Equipment |  | Receptacles |  | Electrical Receptacles | [20 empty] | Other Lighting Controls | [242 empty] | <a href="https://www.lutron.com/TechnicalDocumentLibrary/041546.pdf" target="_blank">Installation Instructions</a> | [23 empty] | 25.000 DW |  |  | 2.5000 IN | [89 empty] | 1.000 EA | 1.000 EA | [35 empty] | No | [42 empty] | https://www.lutron.com/TechnicalDocumentLibrary/369921_SPA.pdf | [7 empty] | Shelf Stock | [13 empty] | <a href="https://www.lutron.com/TechnicalDocumentLibrary/368-4493_Page_20.pdf" target="_blank">Tech Drawing</a> | [25 empty] | 39121406 | [13 empty] | <a href="https://www.lutron.com/TechnicalDocumentLibrary/369-119_Wallbox_Warranty.pdf" target="_blank">Warranty Information</a> |  |  |  |  | 1.000 L | [14 empty] | 0 | 0 | 0 | 0 | Electrical | 2018-09-05 09:21 | 2024-07-20 11:34 | 0000-00-00 00:00:00 | 2025-11-29 02:00 | 0000-00-00 00:00:00
4 | Lutron Electronics | LTR-15-UBTR-BR | 4460-9714 | 4460 | 9714 | Lutron Electronics | LTR-15-UBTR-BR.jpg | 784276154420 | DUPLEX 15A TR DUAL USB RECEPT BR NO FP | Architectural style, tamper-resistant USB receptacle, 125V, 15A in brown |  | 2 | 4.5 |  | LTR-15-UBTR-BR.jpg | http://grandbrass.xologic.com/vendors/4460/large/LTR-15-UBTR-BR.jpg | [47 empty] | 0 | 0 | 0 | [6 empty] | 0 | 1 | 1 | EA | 1 | Lighting Controls |  |  | Electrical Distribution Equipment |  | Receptacles |  | Electrical Receptacles | [20 empty] | Other Lighting Controls | [242 empty] | <a href="https://www.lutron.com/TechnicalDocumentLibrary/041546.pdf" target="_blank">Installation Instructions</a> | [23 empty] | 20.000 DW |  |  | 2.5000 IN | [89 empty] | 1.000 EA | 1.000 EA | [35 empty] | No | [42 empty] | https://www.lutron.com/TechnicalDocumentLibrary/369921_SPA.pdf | [7 empty] | Shelf Stock | [13 empty] | <a href="https://www.lutron.com/TechnicalDocumentLibrary/368-4493_Page_26.pdf" target="_blank">Tech Drawing</a> | [25 empty] | 39121406 | [13 empty] | <a href="https://www.lutron.com/TechnicalDocumentLibrary/369-119_Wallbox_Warranty.pdf" target="_blank">Warranty Information</a> |  |  |  |  | 1.000 L | [14 empty] | 0 | 0 | 0 | 0 | Electrical | 2018-09-05 09:21 | 2024-07-20 11:26 | 0000-00-00 00:00:00 | 2025-11-29 02:00 | 0000-00-00 00:00:00 | [6 empty] | Brown
4 | Lutron Electronics | LTR-15-UBTR-BL | 4460-9715 | 4460 | 9715 | Lutron Electronics | LTR-15-UBTR-BL.jpg | 784276154444 | DUPLEX 15A TR DUAL USB RECEPT BL NO FP | Architectural style, tamper-resistant USB receptacle, 125V, 15A in black |  | 2.3 | 4.5 |  | LTR-15-UBTR-BL.jpg | http://grandbrass.xologic.com/vendors/4460/large/LTR-15-UBTR-BL.jpg | [47 empty] | 0 | 0 | 0 | [6 empty] | 0 | 1 | 1 | EA | 1 | Lighting Controls |  |  | Electrical Distribution Equipment |  | Receptacles |  | Electrical Receptacles | [20 empty] | Other Lighting Controls | [242 empty] | <a href="https://www.lutron.com/TechnicalDocumentLibrary/041546.pdf" target="_blank">Installation Instructions</a> | [23 empty] | 20.000 DW |  |  | 2.3000 IN | [89 empty] | 1.000 EA | 1.000 EA | [35 empty] | No | [42 empty] | https://www.lutron.com/TechnicalDocumentLibrary/369921_SPA.pdf | [7 empty] | Shelf Stock | [13 empty] | <a href="https://www.lutron.com/TechnicalDocumentLibrary/368-4493_Page_26.pdf" target="_blank">Tech Drawing</a> | [25 empty] | 39121406 | [13 empty] | <a href="https://www.lutron.com/TechnicalDocumentLibrary/369-119_Wallbox_Warranty.pdf" target="_blank">Warranty Information</a> |  |  |  |  | 0.300 L | [14 empty] | 0 | 0 | 0 | 0 | Electrical | 2018-09-05 09:21 | 2024-07-20 11:34 | 0000-00-00 00:00:00 | 2025-11-29 02:00 | 0000-00-00 00:00:00 | [6 empty] | Black
4 | Lutron Electronics | LTR-F20-TR-LA | 4460-9716 | 4460 | 9716 | Lutron Electronics | LTR-F20-TR-LA.jpg | 784276153744 | DUPLEX 20A TR RECEPTACLE LA FP | Duplex 20 A receptacle, tamper resistant, 125V/20A with faceplate in light almond |  | 2 | 4.5 |  | LTR-F20-TR-LA.jpg | http://grandbrass.xologic.com/vendors/4460/large/LTR-F20-TR-LA.jpg | [47 empty] | 0 | 0 | 0 | [6 empty] | 0 | 1 | 1 | EA | 1 | Lighting Controls |  |  | Electrical Distribution Equipment |  | Receptacles |  | Electrical Receptacles | [20 empty] | Other Lighting Controls | [242 empty] | <a href="https://www.lutron.com/TechnicalDocumentLibrary/041546.pdf" target="_blank">Installation Instructions</a> | [23 empty] | 10.000 DW |  |  | 2.5000 IN | [89 empty] | 1.000 EA | 1.000 EA | [35 empty] | No | [42 empty] | https://www.lutron.com/TechnicalDocumentLibrary/369921_SPA.pdf | [7 empty] | Shelf Stock | [13 empty] | <a href="https://www.lutron.com/TechnicalDocumentLibrary/368-4493_Page_20.pdf" target="_blank">Tech Drawing</a> | [25 empty] | 39121406 | [13 empty] | <a href="https://www.lutron.com/TechnicalDocumentLibrary/369-119_Wallbox_Warranty.pdf" target="_blank">Warranty Information</a> |  |  |  |  | 1.000 L | [14 empty] | 0 | 0 | 0 | 0 | Electrical | 2018-09-05 09:21 | 2024-07-20 11:25 | 0000-00-00 00:00:00 | 2025-11-29 02:00 | 0000-00-00 00:00:00
4 | Lutron Electronics | LTR-F20-TR-BR | 4460-9717 | 4460 | 9717 | Lutron Electronics | LTR-F20-TR-BR.jpg | 784276153768 | DUPLEX 20A TR RECEPTACLE BR FP | Duplex 20 A receptacle, tamper resistant, 125V/20A with faceplate in brown |  | 2 | 4.5 |  | LTR-F20-TR-BR.jpg | http://grandbrass.xologic.com/vendors/4460/large/LTR-F20-TR-BR.jpg | [47 empty] | 0 | 0 | 0 | [6 empty] | 0 | 1 | 1 | EA | 1 | Lighting Controls |  |  | Electrical Distribution Equipment |  | Receptacles |  | Electrical Receptacles | [20 empty] | Other Lighting Controls | [242 empty] | <a href="https://www.lutron.com/TechnicalDocumentLibrary/041546.pdf" target="_blank">Installation Instructions</a> | [23 empty] | 10.000 DW |  |  | 2.5000 IN | [89 empty] | 1.000 EA | 1.000 EA | [35 empty] | No | [42 empty] | https://www.lutron.com/TechnicalDocumentLibrary/369921_SPA.pdf | [7 empty] | Shelf Stock | [13 empty] | <a href="https://www.lutron.com/TechnicalDocumentLibrary/368-4493_Page_20.pdf" target="_blank">Tech Drawing</a> | [25 empty] | 39121406 | [13 empty] | <a href="https://www.lutron.com/TechnicalDocumentLibrary/369-119_Wallbox_Warranty.pdf" target="_blank">Warranty Information</a> |  |  |  |  | 1.000 L | [14 empty] | 0 | 0 | 0 | 0 | Electrical | 2018-09-05 09:21 | 2024-07-20 11:28 | 0000-00-00 00:00:00 | 2025-11-29 02:00 | 0000-00-00 00:00:00 | [6 empty] | Brown
4 | Lutron Electronics | LTR-15-TR-WH | 4460-9718 | 4460 | 9718 | Lutron Electronics | LTR-15-TR-WH.jpg | 784276154161 | DUPLEX 15A TR RECEPTACLE WH NO FP | Duplex 15 A receptacle, tamper resistant, 125V/15A in white no faceplate |  | 2 | 4.5 |  | LTR-15-TR-WH.jpg | http://grandbrass.xologic.com/vendors/4460/large/LTR-15-TR-WH.jpg | [47 empty] | 0 | 0 | 0 | [6 empty] | 0 | 1 | 1 | EA | 1 | Lighting Controls |  |  | Electrical Distribution Equipment |  | Receptacles |  | Electrical Receptacles | [20 empty] | Other Lighting Controls | [242 empty] | <a href="https://www.lutron.com/TechnicalDocumentLibrary/041546.pdf" target="_blank">Installation Instructions</a> | [23 empty] | 10.000 DW |  |  | 2.5000 IN | [89 empty] | 1.000 EA | 1.000 EA | [35 empty] | No | [42 empty] | https://www.lutron.com/TechnicalDocumentLibrary/369921_SPA.pdf | [7 empty] | Shelf Stock | [13 empty] | <a href="https://www.lutron.com/TechnicalDocumentLibrary/368-4493_Page_20.pdf" target="_blank">Tech Drawing</a> | [25 empty] | 39121406 | [13 empty] | <a href="https://www.lutron.com/TechnicalDocumentLibrary/369-119_Wallbox_Warranty.pdf" target="_blank">Warranty Information</a> |  |  |  |  | 0.200 L | [14 empty] | 0 | 0 | 0 | 0 | Electrical | 2018-09-05 09:21 | 2024-07-20 11:36 | 0000-00-00 00:00:00 | 2025-11-29 02:00 | 0000-00-00 00:00:00 | [6 empty] | White
4 | Lutron Electronics | LTR-15-TR-GR | 4460-9719 | 4460 | 9719 | Lutron Electronics | LTR-15-TR-GR.jpg | 784276154215 | DUPLEX 15A TR RECEPTACLE GR NO FP | Architectural style, duplex 15 A receptacle, tamper resistant, 125V/15A in gray |  | 2 | 4.5 |  | LTR-15-TR-GR.jpg | http://grandbrass.xologic.com/vendors/4460/large/LTR-15-TR-GR.jpg | [47 empty] | 0 | 0 | 0 | [6 empty] | 0 | 1 | 1 | EA | 1 | Lighting Controls |  |  | Electrical Distribution Equipment |  | Receptacles |  | Electrical Receptacles | [20 empty] | Other Lighting Controls | [242 empty] | <a href="https://www.lutron.com/TechnicalDocumentLibrary/041546.pdf" target="_blank">Installation Instructions</a> | [23 empty] | 10.000 DW |  |  | 2.5000 IN | [89 empty] | 1.000 EA | 1.000 EA | [35 empty] | No | [42 empty] | https://www.lutron.com/TechnicalDocumentLibrary/369921_SPA.pdf | [7 empty] | Shelf Stock | [13 empty] | <a href="https://www.lutron.com/TechnicalDocumentLibrary/368-4493_Page_20.pdf" target="_blank">Tech Drawing</a> | [25 empty] | 39121406 | [13 empty] | <a href="https://www.lutron.com/TechnicalDocumentLibrary/369-119_Wallbox_Warranty.pdf" target="_blank">Warranty Information</a> |  |  |  |  | 1.000 L | [14 empty] | 0 | 0 | 0 | 0 | Electrical | 2018-09-05 09:21 | 2024-07-20 11:24 | 0000-00-00 00:00:00 | 2025-11-29 02:00 | 0000-00-00 00:00:00 | [6 empty] | Gray
4 | Lutron Electronics | LTR-15-TR-BE | 4460-9720 | 4460 | 9720 | Lutron Electronics | LTR-15-TR-BE.jpg | 784276154239 | DUPLEX 15A TR RECEPTACLE BE NO FP | Architectural style, duplex 15 A receptacle, tamper resistant, 125V/15A in beige |  | 2 | 4.5 |  | LTR-15-TR-BE.jpg | http://grandbrass.xologic.com/vendors/4460/large/LTR-15-TR-BE.jpg | [47 empty] | 0 | 0 | 0 | [6 empty] | 0 | 1 | 1 | EA | 1 | Lighting Controls |  |  | Electrical Distribution Equipment |  | Receptacles |  | Electrical Receptacles | [20 empty] | Other Lighting Controls | [242 empty] | <a href="https://www.lutron.com/TechnicalDocumentLibrary/041546.pdf" target="_blank">Installation Instructions</a> | [23 empty] | 10.000 DW |  |  | 2.5000 IN | [89 empty] | 1.000 EA | 1.000 EA | [35 empty] | No | [42 empty] | https://www.lutron.com/TechnicalDocumentLibrary/369921_SPA.pdf | [7 empty] | Shelf Stock | [13 empty] | <a href="https://www.lutron.com/TechnicalDocumentLibrary/368-4493_Page_20.pdf" target="_blank">Tech Drawing</a> | [25 empty] | 39121406 | [13 empty] | <a href="https://www.lutron.com/TechnicalDocumentLibrary/369-119_Wallbox_Warranty.pdf" target="_blank">Warranty Information</a> |  |  |  |  | 1.000 L | [14 empty] | 0 | 0 | 0 | 0 | Electrical | 2018-09-05 09:21 | 2024-07-20 11:25 | 0000-00-00 00:00:00 | 2025-11-29 02:00 | 0000-00-00 00:00:00 | [6 empty] | Beige
4 | Lutron Electronics | LTR-20-TR-CBL | 4460-9721 | 4460 | 9721 | Lutron Electronics | LTR-20-TR-CBL.jpg | 784276239905 | DUPLEX 20A TR RECEPTACLE CBL NO FP | Duplex 20 A receptacle, tamper resistant, 125V/20A in clear black glass |  | 2 | 4.5 |  | LTR-20-TR-CBL.jpg | http://grandbrass.xologic.com/vendors/4460/large/LTR-20-TR-CBL.jpg | [47 empty] | 0 | 0 | 0 | [6 empty] | 0 | 1 | 1 | EA | 1 | Lighting Controls |  |  | Electrical Distribution Equipment |  | Receptacles |  | Electrical Receptacles | [20 empty] | Other Lighting Controls | [242 empty] | <a href="https://www.lutron.com/TechnicalDocumentLibrary/041546.pdf" target="_blank">Installation Instructions</a> | [23 empty] | 20.000 DW |  |  | 2.5000 IN | [89 empty] | 1.000 EA | 1.000 EA | [35 empty] | No | [42 empty] | https://www.lutron.com/TechnicalDocumentLibrary/369921_SPA.pdf | [7 empty] | Shelf Stock | [13 empty] | <a href="https://www.lutron.com/TechnicalDocumentLibrary/368-4493_Page_20.pdf" target="_blank">Tech Drawing</a> | [25 empty] | 39121406 | [13 empty] | <a href="https://www.lutron.com/TechnicalDocumentLibrary/369-119_Wallbox_Warranty.pdf" target="_blank">Warranty Information</a> |  |  |  |  | 1.000 L | [14 empty] | 0 | 0 | 0 | 0 | Electrical | 2018-09-05 09:21 | 2024-07-20 11:43 | 0000-00-00 00:00:00 | 2025-11-29 02:00 | 0000-00-00 00:00:00
1 | Lutron Electronics | UMS-OPS6M2-DV-WH | 4460-9722 | 4460 | 9722 | Lutron Electronics | UMS-OPS6M2-DV-WH.jpg | 784276086356 | MSTRO PIR OCC 6A DV SWTCH - WHITE | Maestro Occupancy-Sensing Switch, Multi-location/single-pole, no neutral wire required, 120/277V in white, BAA compliant |  | 2.25 | 4.5 |  | UMS-OPS6M2-DV-WH.jpg | http://grandbrass.xologic.com/vendors/4460/large/UMS-OPS6M2-DV-WH.jpg | [47 empty] | 0 | 0 | 0 | [6 empty] | 0 | 1 | 1 | EA | 1 | Lighting Controls | [27 empty] | Other Lighting Controls | [242 empty] | <a href="https://www.lutron.com/TechnicalDocumentLibrary/0301647.pdf" target="_blank">Installation Instructions</a> | [23 empty] | 40.000 DW |  |  | 2.2500 IN | [89 empty] | 1.000 EA | 1.000 EA | [35 empty] | No | [42 empty] | https://www.lutron.com/TechnicalDocumentLibrary/369666.pdf | [7 empty] | Shelf Stock | [13 empty] | <a href="https://www.lutron.com/TechnicalDocumentLibrary/368-4493_Page_14.pdf" target="_blank">Tech Drawing</a> | [25 empty] | 39122236 | [13 empty] | <a href="https://www.lutron.com/TechnicalDocumentLibrary/Sensor_Warranty.pdf" target="_blank">Warranty Information</a> |  |  |  |  | 0.220 L | [14 empty] | 0 | 0 | 0 | 0 | Lighting Fixtures | 2018-09-05 09:21 | 2024-07-20 11:28 | 0000-00-00 00:00:00 | 2024-07-20 11:28 | 0000-00-00 00:00:00 | [6 empty] | White
4 | Lutron Electronics | LTR-F15-TR-BB | 4460-9723 | 4460 | 9723 | Lutron Electronics | LTR-F15-TR-BB.jpg | 784276153638 | DUPLEX 15A TR RECEPTACLE BB FP | Duplex 15 A receptacle, tamper resistant, 125V/15A with faceplate in bright brass |  | 2 | 4.5 |  | LTR-F15-TR-BB.jpg | http://grandbrass.xologic.com/vendors/4460/large/LTR-F15-TR-BB.jpg | [47 empty] | 0 | 0 | 0 | [6 empty] | 0 | 1 | 1 | EA | 1 | Lighting Controls |  |  | Electrical Distribution Equipment |  | Receptacles |  | Electrical Receptacles | [20 empty] | Other Lighting Controls | [242 empty] | <a href="https://www.lutron.com/TechnicalDocumentLibrary/041546.pdf" target="_blank">Installation Instructions</a> | [23 empty] | 10.000 DW |  |  | 2.5000 IN | [89 empty] | 1.000 EA | 1.000 EA | [35 empty] | No | [42 empty] | https://www.lutron.com/TechnicalDocumentLibrary/369921_SPA.pdf | [7 empty] | Shelf Stock | [13 empty] | <a href="https://www.lutron.com/TechnicalDocumentLibrary/368-4493_Page_20.pdf" target="_blank">Tech Drawing</a> | [25 empty] | 39121406 | [13 empty] | <a href="https://www.lutron.com/TechnicalDocumentLibrary/369-119_Wallbox_Warranty.pdf" target="_blank">Warranty Information</a> |  |  |  |  | 1.000 L | [14 empty] | 0 | 0 | 0 | 0 | Electrical | 2018-09-05 09:21 | 2024-07-20 11:43 | 0000-00-00 00:00:00 | 2025-11-29 02:00 | 0000-00-00 00:00:00
4 | Lutron Electronics | LTR-F20-TR-WH | 4460-9724 | 4460 | 9724 | Lutron Electronics | LTR-F20-TR-WH.jpg | 784276153720 | DUPLEX 20A TR RECEPTACLE WH FP | Duplex 20 A receptacle, tamper resistant, 125V/20A with faceplate in white |  | 5.5 | 3.8 |  | LTR-F20-TR-WH.jpg | http://grandbrass.xologic.com/vendors/4460/large/LTR-F20-TR-WH.jpg | [47 empty] | 0 | 0 | 0 | [6 empty] | 0 | 1 | 1 | EA | 1 | Lighting Controls |  |  | Electrical Distribution Equipment |  | Receptacles |  | Electrical Receptacles | [20 empty] | Other Lighting Controls | [242 empty] | <a href="https://www.lutron.com/TechnicalDocumentLibrary/041546.pdf" target="_blank">Installation Instructions</a> | [23 empty] | 10.000 DW |  |  | 5.3000 IN | [89 empty] | 1.000 EA | 1.000 EA | [35 empty] | No | [42 empty] | https://www.lutron.com/TechnicalDocumentLibrary/369921_SPA.pdf | [7 empty] | Shelf Stock | [13 empty] | <a href="https://www.lutron.com/TechnicalDocumentLibrary/368-4493_Page_20.pdf" target="_blank">Tech Drawing</a> | [25 empty] | 39121406 | [13 empty] | <a href="https://www.lutron.com/TechnicalDocumentLibrary/369-119_Wallbox_Warranty.pdf" target="_blank">Warranty Information</a> |  |  |  |  | 0.470 L | [14 empty] | 0 | 0 | 0 | 0 | Electrical | 2018-09-05 09:21 | 2024-07-20 11:32 | 0000-00-00 00:00:00 | 2025-11-29 02:00 | 0000-00-00 00:00:00 | [6 empty] | White
4 | Lutron Electronics | LTR-20-TR-BL | 4460-9725 | 4460 | 9725 | Lutron Electronics | LTR-20-TR-BL.jpg | 784276154338 | DUPLEX 20A TR RECEPTACLE BL NO FP | Architectural style, duplex 20 A receptacle, tamper resistant, 125V/20A in black |  | 2 | 4.5 |  | LTR-20-TR-BL.jpg | http://grandbrass.xologic.com/vendors/4460/large/LTR-20-TR-BL.jpg | [47 empty] | 0 | 0 | 0 | [6 empty] | 0 | 1 | 1 | EA | 1 | Lighting Controls |  |  | Electrical Distribution Equipment |  | Receptacles |  | Electrical Receptacles | [20 empty] | Other Lighting Controls | [242 empty] | <a href="https://www.lutron.com/TechnicalDocumentLibrary/041546.pdf" target="_blank">Installation Instructions</a> | [23 empty] | 10.000 DW |  |  | 2.5000 IN | [89 empty] | 1.000 EA | 1.000 EA | [35 empty] | No | [42 empty] | https://www.lutron.com/TechnicalDocumentLibrary/369921_SPA.pdf | [7 empty] | Shelf Stock | [13 empty] | <a href="https://www.lutron.com/TechnicalDocumentLibrary/368-4493_Page_20.pdf" target="_blank">Tech Drawing</a> | [25 empty] | 39121406 | [13 empty] | <a href="https://www.lutron.com/TechnicalDocumentLibrary/369-119_Wallbox_Warranty.pdf" target="_blank">Warranty Information</a> |  |  |  |  | 1.000 L | [14 empty] | 0 | 0 | 0 | 0 | Electrical | 2018-09-05 09:21 | 2024-07-20 11:29 | 0000-00-00 00:00:00 | 2025-11-29 02:00 | 0000-00-00 00:00:00 | [6 empty] | Black
4 | Lutron Electronics | LTR-15-UBTR-BE | 4460-9726 | 4460 | 9726 | Lutron Electronics | LTR-15-UBTR-BE.jpg | 784276154451 | DUPLEX 15A TR DUAL USB RECEPT BE NO FP | Architectural style, tamper-resistant USB receptacle, 125V, 15A in beige |  | 2 | 4.5 |  | LTR-15-UBTR-BE.jpg | http://grandbrass.xologic.com/vendors/4460/large/LTR-15-UBTR-BE.jpg | [47 empty] | 0 | 0 | 0 | [6 empty] | 0 | 1 | 1 | EA | 1 | Lighting Controls |  |  | Electrical Distribution Equipment |  | Receptacles |  | Electrical Receptacles | [20 empty] | Other Lighting Controls | [242 empty] | <a href="https://www.lutron.com/TechnicalDocumentLibrary/041546.pdf" target="_blank">Installation Instructions</a> | [23 empty] | 20.000 DW |  |  | 2.5000 IN | [89 empty] | 1.000 EA | 1.000 EA | [35 empty] | No | [42 empty] | https://www.lutron.com/TechnicalDocumentLibrary/369921_SPA.pdf | [7 empty] | Shelf Stock | [13 empty] | <a href="https://www.lutron.com/TechnicalDocumentLibrary/368-4493_Page_26.pdf" target="_blank">Tech Drawing</a> | [25 empty] | 39121406 | [13 empty] | <a href="https://www.lutron.com/TechnicalDocumentLibrary/369-119_Wallbox_Warranty.pdf" target="_blank">Warranty Information</a> |  |  |  |  | 1.000 L | [14 empty] | 0 | 0 | 0 | 0 | Electrical | 2018-09-05 09:21 | 2024-07-20 11:32 | 0000-00-00 00:00:00 | 2025-11-29 02:00 | 0000-00-00 00:00:00 | [6 empty] | Beige
4 | Lutron Electronics | LTR-F15-TR-LA | 4460-9727 | 4460 | 9727 | Lutron Electronics | LTR-F15-TR-LA.jpg | 784276153522 | DUPLEX 15A TR RECEPTACLE LA FP | Duplex 15 A receptacle, tamper resistant, 125V/15A with faceplate in light almond |  | 2 | 4.5 |  | LTR-F15-TR-LA.jpg | http://grandbrass.xologic.com/vendors/4460/large/LTR-F15-TR-LA.jpg | [47 empty] | 0 | 0 | 0 | [6 empty] | 0 | 1 | 1 | EA | 1 | Lighting Controls |  |  | Electrical Distribution Equipment |  | Receptacles |  | Electrical Receptacles | [20 empty] | Other Lighting Controls | [242 empty] | <a href="https://www.lutron.com/TechnicalDocumentLibrary/041546.pdf" target="_blank">Installation Instructions</a> | [23 empty] | 10.000 DW |  |  | 2.5000 IN | [89 empty] | 1.000 EA | 1.000 EA | [35 empty] | No | [42 empty] | https://www.lutron.com/TechnicalDocumentLibrary/369921_SPA.pdf | [7 empty] | Shelf Stock | [13 empty] | <a href="https://www.lutron.com/TechnicalDocumentLibrary/368-4493_Page_20.pdf" target="_blank">Tech Drawing</a> | [25 empty] | 39121406 | [13 empty] | <a href="https://www.lutron.com/TechnicalDocumentLibrary/369-119_Wallbox_Warranty.pdf" target="_blank">Warranty Information</a> |  |  |  |  | 1.000 L | [14 empty] | 0 | 0 | 0 | 0 | Electrical | 2018-09-05 09:21 | 2024-07-20 11:36 | 0000-00-00 00:00:00 | 2025-11-29 02:00 | 0000-00-00 00:00:00
4 | Lutron Electronics | LTR-F20-TR-GR | 4460-9728 | 4460 | 9728 | Lutron Electronics | LTR-F20-TR-GR.jpg | 784276153775 | DUPLEX 20A TR RECEPTACLE GR FP | Duplex 20 A receptacle, tamper resistant, 125V/20A with faceplate in gray |  | 2 | 4.5 |  | LTR-F20-TR-GR.jpg | http://grandbrass.xologic.com/vendors/4460/large/LTR-F20-TR-GR.jpg | [47 empty] | 0 | 0 | 0 | [6 empty] | 0 | 1 | 1 | EA | 1 | Lighting Controls |  |  | Electrical Distribution Equipment |  | Receptacles |  | Electrical Receptacles | [20 empty] | Other Lighting Controls | [242 empty] | <a href="https://www.lutron.com/TechnicalDocumentLibrary/041546.pdf" target="_blank">Installation Instructions</a> | [23 empty] | 10.000 DW |  |  | 2.5000 IN | [89 empty] | 1.000 EA | 1.000 EA | [35 empty] | No | [42 empty] | https://www.lutron.com/TechnicalDocumentLibrary/369921_SPA.pdf | [7 empty] | Shelf Stock | [13 empty] | <a href="https://www.lutron.com/TechnicalDocumentLibrary/368-4493_Page_20.pdf" target="_blank">Tech Drawing</a> | [25 empty] | 39121406 | [13 empty] | <a href="https://www.lutron.com/TechnicalDocumentLibrary/369-119_Wallbox_Warranty.pdf" target="_blank">Warranty Information</a> |  |  |  |  | 1.000 L | [14 empty] | 0 | 0 | 0 | 0 | Electrical | 2018-09-05 09:21 | 2024-07-20 11:29 | 0000-00-00 00:00:00 | 2025-11-29 02:00 | 0000-00-00 00:00:00 | [6 empty] | Gray
4 | Lutron Electronics | LTR-15-TR-BL | 4460-9729 | 4460 | 9729 | Lutron Electronics | LTR-15-TR-BL.jpg | 784276154222 | DUPLEX 15A TR RECEPTACLE BL NO FP | Architectural style, duplex 15 A receptacle, tamper resistant, 125V/15A in black |  | 2.4 | 4.6 |  | LTR-15-TR-BL.jpg | http://grandbrass.xologic.com/vendors/4460/large/LTR-15-TR-BL.jpg | [47 empty] | 0 | 0 | 0 | [6 empty] | 0 | 1 | 1 | EA | 1 | Lighting Controls |  |  | Electrical Distribution Equipment |  | Receptacles |  | Electrical Receptacles | [20 empty] | Other Lighting Controls | [242 empty] | <a href="https://www.lutron.com/TechnicalDocumentLibrary/041546.pdf" target="_blank">Installation Instructions</a> | [23 empty] | 10.000 DW |  |  | 2.4000 IN | [89 empty] | 1.000 EA | 1.000 EA | [35 empty] | No | [42 empty] | https://www.lutron.com/TechnicalDocumentLibrary/369921_SPA.pdf | [7 empty] | Shelf Stock | [13 empty] | <a href="https://www.lutron.com/TechnicalDocumentLibrary/368-4493_Page_20.pdf" target="_blank">Tech Drawing</a> | [25 empty] | 39121406 | [13 empty] | <a href="https://www.lutron.com/TechnicalDocumentLibrary/369-119_Wallbox_Warranty.pdf" target="_blank">Warranty Information</a> |  |  |  |  | 0.250 L | [14 empty] | 0 | 0 | 0 | 0 | Electrical | 2018-09-05 09:21 | 2024-07-20 11:24 | 0000-00-00 00:00:00 | 2025-11-29 02:00 | 0000-00-00 00:00:00 | [6 empty] | Black
4 | Lutron Electronics | LTR-F20-TR-BB | 4460-9730 | 4460 | 9730 | Lutron Electronics | LTR-F20-TR-BB.jpg | 784276153850 | DUPLEX 20A TR RECEPTACLE BB FP | Duplex 20 A receptacle, tamper resistant, 125V/20A with faceplate in bright brass |  | 2 | 4.5 |  | LTR-F20-TR-BB.jpg | http://grandbrass.xologic.com/vendors/4460/large/LTR-F20-TR-BB.jpg | [47 empty] | 0 | 0 | 0 | [6 empty] | 0 | 1 | 1 | EA | 1 | Lighting Controls |  |  | Electrical Distribution Equipment |  | Receptacles |  | Electrical Receptacles | [20 empty] | Other Lighting Controls | [242 empty] | <a href="https://www.lutron.com/TechnicalDocumentLibrary/041546.pdf" target="_blank">Installation Instructions</a> | [23 empty] | 10.000 DW |  |  | 2.5000 IN | [89 empty] | 1.000 EA | 1.000 EA | [35 empty] | No | [42 empty] | https://www.lutron.com/TechnicalDocumentLibrary/369921_SPA.pdf | [7 empty] | Shelf Stock | [13 empty] | <a href="https://www.lutron.com/TechnicalDocumentLibrary/368-4493_Page_20.pdf" target="_blank">Tech Drawing</a> | [25 empty] | 39121406 | [13 empty] | <a href="https://www.lutron.com/TechnicalDocumentLibrary/369-119_Wallbox_Warranty.pdf" target="_blank">Warranty Information</a> |  |  |  |  | 1.000 L | [14 empty] | 0 | 0 | 0 | 0 | Electrical | 2018-09-05 09:21 | 2024-07-20 11:22 | 0000-00-00 00:00:00 | 2025-11-29 02:00 | 0000-00-00 00:00:00
4 | Lutron Electronics | CAR2S-15-DTR-BL | 4460-9733 | 4460 | 9733 | Lutron Electronics | CAR2S-15-DTR-BL.jpg | 784276221832 | 15A DUPLEX RF RECEPTACLE BLACK | Vive wireless receptacle, 15 A duplex, in black |  | 2.5 | 4.5 |  | CAR2S-15-DTR-BL.jpg | http://grandbrass.xologic.com/vendors/4460/large/CAR2S-15-DTR-BL.jpg | [47 empty] | 0 | 0 | 0 | [6 empty] | 0 | 1 | 1 | EA | 1 | Lighting Controls |  |  | Electrical Distribution Equipment |  | Receptacles |  | Electrical Receptacles | [20 empty] | Other Lighting Controls | [242 empty] | <a href="https://www.lutron.com/TechnicalDocumentLibrary/0301825.pdf" target="_blank">Installation Instructions</a> | [23 empty] | 10.000 DW |  |  | 2.5000 IN | [89 empty] | 1.000 EA | 1.000 EA | [35 empty] | No | [42 empty] | https://www.lutron.com/TechnicalDocumentLibrary/3691034.pdf | [7 empty] | Shelf Stock | [13 empty] | <a href="https://www.lutron.com/TechnicalDocumentLibrary/368-4493_Page_5.pdf" target="_blank">Tech Drawing</a> | [25 empty] | 39121406 | [13 empty] | <a href="https://www.lutron.com/TechnicalDocumentLibrary/369-119_Wallbox_Warranty.pdf" target="_blank">Warranty Information</a> |  |  |  |  | 0.330 L | [14 empty] | 0 | 0 | 0 | 0 | Electrical | 2018-09-05 09:21 | 2024-07-20 11:26 | 0000-00-00 00:00:00 | 2025-11-29 02:00 | 0000-00-00 00:00:00 | [6 empty] | Black
4 | Lutron Electronics | CAR2S-20-DTR-LA | 4460-9734 | 4460 | 9734 | Lutron Electronics | CAR2S-20-DTR-LA.jpg | 784276221962 | 20A DUPLEX RF RECEPTACLE LIGHT ALMOND | Vive wireless receptacle, 20 A duplex, in light almond |  | 2.5 | 4.5 |  | CAR2S-20-DTR-LA.jpg | http://grandbrass.xologic.com/vendors/4460/large/CAR2S-20-DTR-LA.jpg | [47 empty] | 0 | 0 | 0 | [6 empty] | 0 | 1 | 1 | EA | 1 | Lighting Controls |  |  | Electrical Distribution Equipment |  | Receptacles |  | Electrical Receptacles | [20 empty] | Other Lighting Controls | [242 empty] | <a href="https://www.lutron.com/TechnicalDocumentLibrary/0301825.pdf" target="_blank">Installation Instructions</a> | [23 empty] | 10.000 DW |  |  | 2.5000 IN | [89 empty] | 1.000 EA | 1.000 EA | [35 empty] | No | [42 empty] | https://www.lutron.com/TechnicalDocumentLibrary/3691034.pdf | [7 empty] | Shelf Stock | [13 empty] | <a href="https://www.lutron.com/TechnicalDocumentLibrary/368-4493_Page_5.pdf" target="_blank">Tech Drawing</a> | [25 empty] | 39121406 | [13 empty] | <a href="https://www.lutron.com/TechnicalDocumentLibrary/369-119_Wallbox_Warranty.pdf" target="_blank">Warranty Information</a> |  |  |  |  | 0.330 L | [14 empty] | 0 | 0 | 0 | 0 | Electrical | 2018-09-05 09:21 | 2024-07-20 11:35 | 0000-00-00 00:00:00 | 2025-11-29 02:00 | 0000-00-00 00:00:00
4 | Lutron Electronics | QSE-CI-AP-D | 4460-9735 | 4460 | 9735 | Lutron Electronics | QSE-CI-AP-D.jpg | 27557979757 | ESN PROGRAMMING INTFC | Lutron programming interface designed to be used with Energi Savr NodeTM units. It is compatible with the entire Energi Savr NodeTM product family (models starting with QSN- and QSNE-), and works with an intuitive application for the Apple iPhone or iPod touch mobile digital devices. |  | 4.1 | 5.4 |  | QSE-CI-AP-D.jpg | http://grandbrass.xologic.com/vendors/4460/large/QSE-CI-AP-D.jpg | [47 empty] | 0 | 0 | 0 | [6 empty] | 0 | 1 | 1 | EA | 1 | Specialty Items |  |  | Control And Automation |  | Programmable Control |  | Programmable Logic Controller Programming Device | [20 empty] | Other Specialty Items | [242 empty] | <a href="https://www.lutron.com/TechnicalDocumentLibrary/040368.pdf" target="_blank">Installation Instructions</a> | [23 empty] | 10.000 DW |  |  | 5.3000 IN | [89 empty] | 1.000 EA | 1.000 EA | [35 empty] | No | [42 empty] | https://www.lutron.com/TechnicalDocumentLibrary/369-282_SPA.pdf | [7 empty] | Shelf Stock | [39 empty] | 32151707 | [13 empty] | <a href="https://www.lutron.com/TechnicalDocumentLibrary/3601201A_Commercial_Limited_Warranty.pdf" target="_blank">Warranty Information</a> |  |  |  |  | 0.100 L | [14 empty] | 0 | 0 | 0 | 0 | Electrical | 2018-09-05 09:21 | 2024-07-20 11:32 | 0000-00-00 00:00:00 | 2025-11-29 02:00 | 0000-00-00 00:00:00
4 | Lutron Electronics | LTR-F15-UBTR-CBL | 4460-9736 | 4460 | 9736 | Lutron Electronics | LTR-F15-UBTR-CBL.jpg | 784276239929 | DUPLEX 15A TR DUAL USB RECEPTACLE CBL FP | Architectural style, tamper-resistant USB receptacle, 125V, 15A with faceplate in clear black glass |  | 2 | 4.5 |  | LTR-F15-UBTR-CBL.jpg | http://grandbrass.xologic.com/vendors/4460/large/LTR-F15-UBTR-CBL.jpg | [47 empty] | 0 | 0 | 0 | [6 empty] | 0 | 1 | 1 | EA | 1 | Lighting Controls |  |  | Electrical Distribution Equipment |  | Receptacles |  | Electrical Receptacles | [20 empty] | Other Lighting Controls | [242 empty] | <a href="https://www.lutron.com/TechnicalDocumentLibrary/041546.pdf" target="_blank">Installation Instructions</a> | [23 empty] | 20.000 DW |  |  | 2.5000 IN | [89 empty] | 1.000 EA | 1.000 EA | [35 empty] | No | [42 empty] | https://www.lutron.com/TechnicalDocumentLibrary/369921_SPA.pdf | [7 empty] | Shelf Stock | [13 empty] | <a href="https://www.lutron.com/TechnicalDocumentLibrary/368-4493_Page_20.pdf" target="_blank">Tech Drawing</a> | [25 empty] | 39121406 | [13 empty] | <a href="https://www.lutron.com/TechnicalDocumentLibrary/369-119_Wallbox_Warranty.pdf" target="_blank">Warranty Information</a> |  |  |  |  | 1.000 L | [14 empty] | 0 | 0 | 0 | 0 | Electrical | 2018-09-05 09:21 | 2024-07-20 11:24 | 0000-00-00 00:00:00 | 2025-11-29 02:00 | 0000-00-00 00:00:00
4 | Lutron Electronics | LTR-F15-UBTR-WH | 4460-9737 | 4460 | 9737 | Lutron Electronics | LTR-F15-UBTR-WH.jpg | 784276153942 | DUPLEX 15A TR DUAL USB RECEPTACLE WH FP | Architectural style, tamper-resistant USB receptacle, 125V, 15A with faceplate in white |  | 5.25 | 4 |  | LTR-F15-UBTR-WH.jpg | http://grandbrass.xologic.com/vendors/4460/large/LTR-F15-UBTR-WH.jpg | [47 empty] | 0 | 0 | 0 | [6 empty] | 0 | 1 | 1 | EA | 1 | Lighting Controls |  |  | Electrical Distribution Equipment |  | Receptacles |  | Electrical Receptacles | [20 empty] | Other Lighting Controls | [242 empty] | <a href="https://www.lutron.com/TechnicalDocumentLibrary/041546.pdf" target="_blank">Installation Instructions</a> | [23 empty] | 20.000 DW |  |  | 5.2500 IN | [89 empty] | 1.000 EA | 1.000 EA | [35 empty] | No | [42 empty] | https://www.lutron.com/TechnicalDocumentLibrary/369921_SPA.pdf | [7 empty] | Shelf Stock | [13 empty] | <a href="https://www.lutron.com/TechnicalDocumentLibrary/368-4493_Page_20.pdf" target="_blank">Tech Drawing</a> | [25 empty] | 39121406 | [13 empty] | <a href="https://www.lutron.com/TechnicalDocumentLibrary/369-119_Wallbox_Warranty.pdf" target="_blank">Warranty Information</a> |  |  |  |  | 0.500 L | [14 empty] | 0 | 0 | 0 | 0 | Electrical | 2018-09-05 09:21 | 2024-07-20 11:25 | 0000-00-00 00:00:00 | 2025-11-29 02:00 | 0000-00-00 00:00:00 | [6 empty] | White
4 | Lutron Electronics | LTR-15-UBTR-SI | 4460-9738 | 4460 | 9738 | Lutron Electronics | LTR-15-UBTR-SI.jpg | 784276154475 | DUPLEX 15A TR DUAL USB RECEPT SI NO FP | Architectural style, tamper-resistant USB receptacle, 125V, 15A in sienna |  | 2 | 4.5 |  | LTR-15-UBTR-SI.jpg | http://grandbrass.xologic.com/vendors/4460/large/LTR-15-UBTR-SI.jpg | [47 empty] | 0 | 0 | 0 | [6 empty] | 0 | 1 | 1 | EA | 1 | Lighting Controls |  |  | Electrical Distribution Equipment |  | Receptacles |  | Electrical Receptacles | [20 empty] | Other Lighting Controls | [242 empty] | <a href="https://www.lutron.com/TechnicalDocumentLibrary/041546.pdf" target="_blank">Installation Instructions</a> | [23 empty] | 20.000 DW |  |  | 2.5000 IN | [89 empty] | 1.000 EA | 1.000 EA | [35 empty] | No | [42 empty] | https://www.lutron.com/TechnicalDocumentLibrary/369921_SPA.pdf | [7 empty] | Shelf Stock | [13 empty] | <a href="https://www.lutron.com/TechnicalDocumentLibrary/368-4493_Page_26.pdf" target="_blank">Tech Drawing</a> | [25 empty] | 39121406 | [13 empty] | <a href="https://www.lutron.com/TechnicalDocumentLibrary/369-119_Wallbox_Warranty.pdf" target="_blank">Warranty Information</a> |  |  |  |  | 1.000 L | [14 empty] | 0 | 0 | 0 | 0 | Electrical | 2018-09-05 09:21 | 2024-07-20 11:22 | 0000-00-00 00:00:00 | 2025-11-29 02:00 | 0000-00-00 00:00:00 | [6 empty] | Sienna
4 | Lutron Electronics | LTR-15-UBTR-CWH | 4460-9739 | 4460 | 9739 | Lutron Electronics | LTR-15-UBTR-CWH.jpg | 784276154482 | DUPLEX 15A TR DUAL USB RECEPT CWH NO FP | Architectural style, tamper-resistant USB receptacle, 125V, 15A in clear white glass |  | 2 | 4.5 |  | LTR-15-UBTR-CWH.jpg | http://grandbrass.xologic.com/vendors/4460/large/LTR-15-UBTR-CWH.jpg | [47 empty] | 0 | 0 | 0 | [6 empty] | 0 | 1 | 1 | EA | 1 | Lighting Controls |  |  | Electrical Distribution Equipment |  | Receptacles |  | Electrical Receptacles | [20 empty] | Other Lighting Controls | [242 empty] | <a href="https://www.lutron.com/TechnicalDocumentLibrary/041546.pdf" target="_blank">Installation Instructions</a> | [23 empty] | 20.000 DW |  |  | 2.5000 IN | [89 empty] | 1.000 EA | 1.000 EA | [35 empty] | No | [42 empty] | https://www.lutron.com/TechnicalDocumentLibrary/369921_SPA.pdf | [7 empty] | Shelf Stock | [13 empty] | <a href="https://www.lutron.com/TechnicalDocumentLibrary/368-4493_Page_26.pdf" target="_blank">Tech Drawing</a> | [25 empty] | 39121406 | [13 empty] | <a href="https://www.lutron.com/TechnicalDocumentLibrary/369-119_Wallbox_Warranty.pdf" target="_blank">Warranty Information</a> |  |  |  |  | 1.000 L | [14 empty] | 0 | 0 | 0 | 0 | Electrical | 2018-09-05 09:21 | 2024-07-20 11:24 | 0000-00-00 00:00:00 | 2025-11-29 02:00 | 0000-00-00 00:00:00
4 | Lutron Electronics | LTR-15-UBTR-AL | 4460-9740 | 4460 | 9740 | Lutron Electronics | LTR-15-UBTR-AL.jpg | 784276154390 | DUPLEX 15A TR DUAL USB RECEPT AL NO FP | Architectural style, tamper-resistant USB receptacle, 125V, 15A in almond |  | 2 | 4.5 |  | LTR-15-UBTR-AL.jpg | http://grandbrass.xologic.com/vendors/4460/large/LTR-15-UBTR-AL.jpg | [47 empty] | 0 | 0 | 0 | [6 empty] | 0 | 1 | 1 | EA | 1 | Lighting Controls |  |  | Electrical Distribution Equipment |  | Receptacles |  | Electrical Receptacles | [20 empty] | Other Lighting Controls | [242 empty] | <a href="https://www.lutron.com/TechnicalDocumentLibrary/041546.pdf" target="_blank">Installation Instructions</a> | [23 empty] | 20.000 DW |  |  | 2.5000 IN | [89 empty] | 1.000 EA | 1.000 EA | [35 empty] | No | [42 empty] | https://www.lutron.com/TechnicalDocumentLibrary/369921_SPA.pdf | [7 empty] | Shelf Stock | [13 empty] | <a href="https://www.lutron.com/TechnicalDocumentLibrary/368-4493_Page_26.pdf" target="_blank">Tech Drawing</a> | [25 empty] | 39121406 | [13 empty] | <a href="https://www.lutron.com/TechnicalDocumentLibrary/369-119_Wallbox_Warranty.pdf" target="_blank">Warranty Information</a> |  |  |  |  | 1.000 L | [14 empty] | 0 | 0 | 0 | 0 | Electrical | 2018-09-05 09:21 | 2024-07-20 11:25 | 0000-00-00 00:00:00 | 2025-11-29 02:00 | 0000-00-00 00:00:00 | [6 empty] | Almond
4 | Lutron Electronics | LTR-15-UBTR-TP | 4460-9741 | 4460 | 9741 | Lutron Electronics | LTR-15-UBTR-TP.jpg | 784276154468 | DUPLEX 15A TR DUAL USB RECEPT TP NO FP | Architectural style, tamper-resistant USB receptacle, 125V, 15A in taupe |  | 2.3 | 4.5 |  | LTR-15-UBTR-TP.jpg | http://grandbrass.xologic.com/vendors/4460/large/LTR-15-UBTR-TP.jpg | [47 empty] | 160 | 320 | 320 | [6 empty] | 0 | 1 | 1 | EA | 1 | Lighting Controls |  |  | Electrical Distribution Equipment |  | Receptacles |  | Electrical Receptacles | [20 empty] | Other Lighting Controls | [242 empty] | <a href="https://www.lutron.com/TechnicalDocumentLibrary/041546.pdf" target="_blank">Installation Instructions</a> | [23 empty] | 20.000 DW |  |  | 2.3000 IN | [89 empty] | 1.000 EA | 1.000 EA | [35 empty] | No | [42 empty] | https://www.lutron.com/TechnicalDocumentLibrary/369921_SPA.pdf | [7 empty] | Shelf Stock | [13 empty] | <a href="https://www.lutron.com/TechnicalDocumentLibrary/368-4493_Page_26.pdf" target="_blank">Tech Drawing</a> | [25 empty] | 39121406 | [13 empty] | <a href="https://www.lutron.com/TechnicalDocumentLibrary/369-119_Wallbox_Warranty.pdf" target="_blank">Warranty Information</a> |  |  |  |  | 0.380 L | [14 empty] | 320 | 160 | 160 | 160 | Electrical | 2018-09-05 09:21 | 2025-01-02 14:29 | 0000-00-00 00:00:00 | 2025-11-29 02:00 | 2025-01-02 14:29 | [6 empty] | Taupe
4 | Lutron Electronics | LTR-F15-TR-WH | 4460-9742 | 4460 | 9742 | Lutron Electronics | LTR-F15-TR-WH.jpg | 784276153508 | DUPLEX 15A TR RECEPTACLE WH FP | Duplex 15 A receptacle, tamper resistant, 125V/15A with faceplate in white |  | 5.25 | 4 |  | LTR-F15-TR-WH.jpg | http://grandbrass.xologic.com/vendors/4460/large/LTR-F15-TR-WH.jpg | [47 empty] | 0 | 0 | 0 | [6 empty] | 0 | 1 | 1 | EA | 1 | Lighting Controls |  |  | Electrical Distribution Equipment |  | Receptacles |  | Electrical Receptacles | [20 empty] | Other Lighting Controls | [242 empty] | <a href="https://www.lutron.com/TechnicalDocumentLibrary/041546.pdf" target="_blank">Installation Instructions</a> | [23 empty] | 10.000 DW |  |  | 5.2500 IN | [89 empty] | 1.000 EA | 1.000 EA | [35 empty] | No | [42 empty] | https://www.lutron.com/TechnicalDocumentLibrary/369921_SPA.pdf | [7 empty] | Shelf Stock | [13 empty] | <a href="https://www.lutron.com/TechnicalDocumentLibrary/368-4493_Page_20.pdf" target="_blank">Tech Drawing</a> | [25 empty] | 39121406 | [13 empty] | <a href="https://www.lutron.com/TechnicalDocumentLibrary/369-119_Wallbox_Warranty.pdf" target="_blank">Warranty Information</a> |  |  |  |  | 1.000 L | [14 empty] | 0 | 0 | 0 | 0 | Electrical | 2018-09-05 09:21 | 2024-07-20 11:24 | 0000-00-00 00:00:00 | 2025-11-29 02:00 | 0000-00-00 00:00:00 | [6 empty] | White
4 | Lutron Electronics | LTR-F15-TR-AL | 4460-9743 | 4460 | 9743 | Lutron Electronics | LTR-F15-TR-AL.jpg | 784276153515 | DUPLEX 15A TR RECEPTACLE AL FP | Duplex 15 A receptacle, tamper resistant, 125V/15A with faceplate in almond |  | 2 | 4.5 |  | LTR-F15-TR-AL.jpg | http://grandbrass.xologic.com/vendors/4460/large/LTR-F15-TR-AL.jpg | [47 empty] | 0 | 0 | 0 | [6 empty] | 0 | 1 | 1 | EA | 1 | Lighting Controls |  |  | Electrical Distribution Equipment |  | Receptacles |  | Electrical Receptacles | [20 empty] | Other Lighting Controls | [242 empty] | <a href="https://www.lutron.com/TechnicalDocumentLibrary/041546.pdf" target="_blank">Installation Instructions</a> | [23 empty] | 10.000 DW |  |  | 2.5000 IN | [89 empty] | 1.000 EA | 1.000 EA | [35 empty] | No | [42 empty] | https://www.lutron.com/TechnicalDocumentLibrary/369921_SPA.pdf | [7 empty] | Shelf Stock | [13 empty] | <a href="https://www.lutron.com/TechnicalDocumentLibrary/368-4493_Page_20.pdf" target="_blank">Tech Drawing</a> | [25 empty] | 39121406 | [13 empty] | <a href="https://www.lutron.com/TechnicalDocumentLibrary/369-119_Wallbox_Warranty.pdf" target="_blank">Warranty Information</a> |  |  |  |  | 1.000 L | [14 empty] | 0 | 0 | 0 | 0 | Electrical | 2018-09-05 09:21 | 2024-07-20 11:22 | 0000-00-00 00:00:00 | 2025-11-29 02:00 | 0000-00-00 00:00:00 | [6 empty] | Almond
4 | Lutron Electronics | LTR-F20-TR-BL | 4460-9744 | 4460 | 9744 | Lutron Electronics | LTR-F20-TR-BL.jpg | 784276153782 | DUPLEX 20A TR RECEPTACLE BL FP | Duplex 20 A receptacle, tamper resistant, 125V/20A with faceplate in black |  | 2 | 4.5 |  | LTR-F20-TR-BL.jpg | http://grandbrass.xologic.com/vendors/4460/large/LTR-F20-TR-BL.jpg | [47 empty] | 0 | 0 | 0 | [6 empty] | 0 | 1 | 1 | EA | 1 | Lighting Controls |  |  | Electrical Distribution Equipment |  | Receptacles |  | Electrical Receptacles | [20 empty] | Other Lighting Controls | [242 empty] | <a href="https://www.lutron.com/TechnicalDocumentLibrary/041546.pdf" target="_blank">Installation Instructions</a> | [23 empty] | 10.000 DW |  |  | 2.5000 IN | [89 empty] | 1.000 EA | 1.000 EA | [35 empty] | No | [42 empty] | https://www.lutron.com/TechnicalDocumentLibrary/369921_SPA.pdf | [7 empty] | Shelf Stock | [13 empty] | <a href="https://www.lutron.com/TechnicalDocumentLibrary/368-4493_Page_20.pdf" target="_blank">Tech Drawing</a> | [25 empty] | 39121406 | [13 empty] | <a href="https://www.lutron.com/TechnicalDocumentLibrary/369-119_Wallbox_Warranty.pdf" target="_blank">Warranty Information</a> |  |  |  |  | 1.000 L | [14 empty] | 0 | 0 | 0 | 0 | Electrical | 2018-09-05 09:21 | 2024-07-20 11:28 | 0000-00-00 00:00:00 | 2025-11-29 02:00 | 0000-00-00 00:00:00 | [6 empty] | Black
4 | Lutron Electronics | LTR-F20-TR-BE | 4460-9745 | 4460 | 9745 | Lutron Electronics | LTR-F20-TR-BE.jpg | 784276153799 | DUPLEX 20A TR RECEPTACLE BE FP | Duplex 20 A receptacle, tamper resistant, 125V/20A with faceplate in beige |  | 2 | 4.5 |  | LTR-F20-TR-BE.jpg | http://grandbrass.xologic.com/vendors/4460/large/LTR-F20-TR-BE.jpg | [47 empty] | 0 | 0 | 0 | [6 empty] | 0 | 1 | 1 | EA | 1 | Lighting Controls |  |  | Electrical Distribution Equipment |  | Receptacles |  | Electrical Receptacles | [20 empty] | Other Lighting Controls | [242 empty] | <a href="https://www.lutron.com/TechnicalDocumentLibrary/041546.pdf" target="_blank">Installation Instructions</a> | [23 empty] | 10.000 DW |  |  | 2.5000 IN | [89 empty] | 1.000 EA | 1.000 EA | [35 empty] | No | [42 empty] | https://www.lutron.com/TechnicalDocumentLibrary/369921_SPA.pdf | [7 empty] | Shelf Stock | [13 empty] | <a href="https://www.lutron.com/TechnicalDocumentLibrary/368-4493_Page_20.pdf" target="_blank">Tech Drawing</a> | [25 empty] | 39121406 | [13 empty] | <a href="https://www.lutron.com/TechnicalDocumentLibrary/369-119_Wallbox_Warranty.pdf" target="_blank">Warranty Information</a> |  |  |  |  | 1.000 L | [14 empty] | 0 | 0 | 0 | 0 | Electrical | 2018-09-05 09:21 | 2024-07-20 11:32 | 0000-00-00 00:00:00 | 2025-11-29 02:00 | 0000-00-00 00:00:00 | [6 empty] | Beige
4 | Lutron Electronics | LTR-15-TR-AL | 4460-9746 | 4460 | 9746 | Lutron Electronics | LTR-15-TR-AL.jpg | 784276154178 | DUPLEX 15A TR RECEPTACLE AL NO FP | Architectural style, duplex 15 A receptacle, tamper resistant, 125V/15A in almond |  | 2 | 4.5 |  | LTR-15-TR-AL.jpg | http://grandbrass.xologic.com/vendors/4460/large/LTR-15-TR-AL.jpg | [47 empty] | 0 | 0 | 0 | [6 empty] | 0 | 1 | 1 | EA | 1 | Lighting Controls |  |  | Electrical Distribution Equipment |  | Receptacles |  | Electrical Receptacles | [20 empty] | Other Lighting Controls | [242 empty] | <a href="https://www.lutron.com/TechnicalDocumentLibrary/041546.pdf" target="_blank">Installation Instructions</a> | [23 empty] | 10.000 DW |  |  | 2.5000 IN | [89 empty] | 1.000 EA | 1.000 EA | [35 empty] | No | [42 empty] | https://www.lutron.com/TechnicalDocumentLibrary/369921_SPA.pdf | [7 empty] | Shelf Stock | [13 empty] | <a href="https://www.lutron.com/TechnicalDocumentLibrary/368-4493_Page_20.pdf" target="_blank">Tech Drawing</a> | [25 empty] | 39121406 | [13 empty] | <a href="https://www.lutron.com/TechnicalDocumentLibrary/369-119_Wallbox_Warranty.pdf" target="_blank">Warranty Information</a> |  |  |  |  | 1.000 L | [14 empty] | 0 | 0 | 0 | 0 | Electrical | 2018-09-05 09:21 | 2024-07-20 11:26 | 0000-00-00 00:00:00 | 2025-11-29 02:00 | 0000-00-00 00:00:00 | [6 empty] | Almond
4 | Lutron Electronics | LTR-15-TR-BR | 4460-9747 | 4460 | 9747 | Lutron Electronics | LTR-15-TR-BR.jpg | 784276154208 | DUPLEX 15A TR RECEPTACLE BR NO FP | Architectural style, duplex 15 A receptacle, tamper resistant, 125V/15A in brown |  | 2 | 4.5 |  | LTR-15-TR-BR.jpg | http://grandbrass.xologic.com/vendors/4460/large/LTR-15-TR-BR.jpg | [47 empty] | 0 | 0 | 0 | [6 empty] | 0 | 1 | 1 | EA | 1 | Lighting Controls |  |  | Electrical Distribution Equipment |  | Receptacles |  | Electrical Receptacles | [20 empty] | Other Lighting Controls | [242 empty] | <a href="https://www.lutron.com/TechnicalDocumentLibrary/041546.pdf" target="_blank">Installation Instructions</a> | [23 empty] | 10.000 DW |  |  | 2.5000 IN | [89 empty] | 1.000 EA | 1.000 EA | [35 empty] | No | [42 empty] | https://www.lutron.com/TechnicalDocumentLibrary/369921_SPA.pdf | [7 empty] | Shelf Stock | [13 empty] | <a href="https://www.lutron.com/TechnicalDocumentLibrary/368-4493_Page_20.pdf" target="_blank">Tech Drawing</a> | [25 empty] | 39121406 | [13 empty] | <a href="https://www.lutron.com/TechnicalDocumentLibrary/369-119_Wallbox_Warranty.pdf" target="_blank">Warranty Information</a> |  |  |  |  | 1.000 L | [14 empty] | 0 | 0 | 0 | 0 | Electrical | 2018-09-05 09:21 | 2024-07-20 11:22 | 0000-00-00 00:00:00 | 2025-11-29 02:00 | 0000-00-00 00:00:00 | [6 empty] | Brown
1 | Lutron Electronics | RKA-AS-BL | 4460-9748 | 4460 | 9748 | Lutron Electronics | RKA-AS-BL.jpg | 784276029162 | REMOTE SWITCH COLOR KIT | Replacement Button Kit for RadioRA 2 or HomeWorks Architectural-style remote switch in light black |  | 2.25 | 4.5 |  | RKA-AS-BL.jpg | http://grandbrass.xologic.com/vendors/4460/large/RKA-AS-BL.jpg | [47 empty] | 0 | 0 | 0 | [6 empty] | 0 | 1 | 1 | EA | 1 | Specialty Items | [27 empty] | Lighting Accessories | [242 empty] | <a href="https://www.lutron.com/TechnicalDocumentLibrary/044-105e.pdf" target="_blank">Installation Instructions</a> | [23 empty] | 25.000 DW |  |  | 2.2500 IN | [89 empty] | 1.000 EA | 1.000 EA | [35 empty] | No | [42 empty] | https://www.lutron.com/TechnicalDocumentLibrary/369225_SPA.pdf | [7 empty] | Shelf Stock | [13 empty] | <a href="https://www.lutron.com/TechnicalDocumentLibrary/368-4493_Page_9.pdf" target="_blank">Tech Drawing</a> | [25 empty] | 39122221 | [13 empty] | <a href="https://www.lutron.com/TechnicalDocumentLibrary/043492.pdf" target="_blank">Warranty Information</a> |  |  |  |  | 0.100 L | [14 empty] | 0 | 0 | 0 | 0 | Lighting Fixtures | 2018-09-05 09:21 | 2024-07-20 11:30 | 0000-00-00 00:00:00 | 2024-07-20 11:30 | 0000-00-00 00:00:00 | [6 empty] | Black
4 | Lutron Electronics | LTR-F15-UBTR-BE | 4460-9750 | 4460 | 9750 | Lutron Electronics | LTR-F15-UBTR-BE.jpg | 784276154017 | DUPLEX 15A TR DUAL USB RECEPTACLE BE FP | Architectural style, tamper-resistant USB receptacle, 125V, 15A with faceplate in beige |  | 2 | 4.5 |  | LTR-F15-UBTR-BE.jpg | http://grandbrass.xologic.com/vendors/4460/large/LTR-F15-UBTR-BE.jpg | [47 empty] | 0 | 0 | 0 | [6 empty] | 0 | 1 | 1 | EA | 1 | Lighting Controls |  |  | Electrical Distribution Equipment |  | Receptacles |  | Electrical Receptacles | [20 empty] | Other Lighting Controls | [242 empty] | <a href="https://www.lutron.com/TechnicalDocumentLibrary/041546.pdf" target="_blank">Installation Instructions</a> | [23 empty] | 20.000 DW |  |  | 2.5000 IN | [89 empty] | 1.000 EA | 1.000 EA | [35 empty] | No | [42 empty] | https://www.lutron.com/TechnicalDocumentLibrary/369921_SPA.pdf | [7 empty] | Shelf Stock | [13 empty] | <a href="https://www.lutron.com/TechnicalDocumentLibrary/368-4493_Page_20.pdf" target="_blank">Tech Drawing</a> | [25 empty] | 39121406 | [13 empty] | <a href="https://www.lutron.com/TechnicalDocumentLibrary/369-119_Wallbox_Warranty.pdf" target="_blank">Warranty Information</a> |  |  |  |  | 1.000 L | [14 empty] | 0 | 0 | 0 | 0 | Electrical | 2018-09-05 09:24 | 2024-07-20 11:25 | 0000-00-00 00:00:00 | 2025-11-29 02:00 | 0000-00-00 00:00:00 | [6 empty] | Beige
4 | Lutron Electronics | LTR-F15-UBTR-SI | 4460-9751 | 4460 | 9751 | Lutron Electronics | LTR-F15-UBTR-SI.jpg | 784276154031 | DUPLEX 15A TR DUAL USB RECEPTACLE SI FP | Architectural style, tamper-resistant USB receptacle, 125V, 15A with faceplate in sienna |  | 2 | 4.5 |  | LTR-F15-UBTR-SI.jpg | http://grandbrass.xologic.com/vendors/4460/large/LTR-F15-UBTR-SI.jpg | [47 empty] | 0 | 0 | 0 | [6 empty] | 0 | 1 | 1 | EA | 1 | Lighting Controls |  |  | Electrical Distribution Equipment |  | Receptacles |  | Electrical Receptacles | [20 empty] | Other Lighting Controls | [242 empty] | <a href="https://www.lutron.com/TechnicalDocumentLibrary/041546.pdf" target="_blank">Installation Instructions</a> | [23 empty] | 20.000 DW |  |  | 2.5000 IN | [89 empty] | 1.000 EA | 1.000 EA | [35 empty] | No | [42 empty] | https://www.lutron.com/TechnicalDocumentLibrary/369921_SPA.pdf | [7 empty] | Shelf Stock | [13 empty] | <a href="https://www.lutron.com/TechnicalDocumentLibrary/368-4493_Page_20.pdf" target="_blank">Tech Drawing</a> | [25 empty] | 39121406 | [13 empty] | <a href="https://www.lutron.com/TechnicalDocumentLibrary/369-119_Wallbox_Warranty.pdf" target="_blank">Warranty Information</a> |  |  |  |  | 1.000 L | [14 empty] | 0 | 0 | 0 | 0 | Electrical | 2018-09-05 09:24 | 2024-07-20 11:28 | 0000-00-00 00:00:00 | 2025-11-29 02:00 | 0000-00-00 00:00:00 | [6 empty] | Sienna
4 | Lutron Electronics | LTR-F15-TR-CWH | 4460-9752 | 4460 | 9752 | Lutron Electronics | LTR-F15-TR-CWH.jpg | 784276153607 | DUPLEX 15A TR RECEPTACLE CWH FP | Duplex 15 A receptacle, tamper resistant, 125V/15A with faceplate in clear white glass |  | 2 | 4.5 |  | LTR-F15-TR-CWH.jpg | http://grandbrass.xologic.com/vendors/4460/large/LTR-F15-TR-CWH.jpg | [47 empty] | 0 | 0 | 0 | [6 empty] | 0 | 1 | 1 | EA | 1 | Lighting Controls |  |  | Electrical Distribution Equipment |  | Receptacles |  | Electrical Receptacles | [20 empty] | Other Lighting Controls | [242 empty] | <a href="https://www.lutron.com/TechnicalDocumentLibrary/041546.pdf" target="_blank">Installation Instructions</a> | [23 empty] | 10.000 DW |  |  | 2.5000 IN | [89 empty] | 1.000 EA | 1.000 EA | [35 empty] | No | [42 empty] | https://www.lutron.com/TechnicalDocumentLibrary/369921_SPA.pdf | [7 empty] | Shelf Stock | [13 empty] | <a href="https://www.lutron.com/TechnicalDocumentLibrary/368-4493_Page_20.pdf" target="_blank">Tech Drawing</a> | [25 empty] | 39121406 | [13 empty] | <a href="https://www.lutron.com/TechnicalDocumentLibrary/369-119_Wallbox_Warranty.pdf" target="_blank">Warranty Information</a> |  |  |  |  | 1.000 L | [14 empty] | 0 | 0 | 0 | 0 | Electrical | 2018-09-05 09:24 | 2024-07-20 11:28 | 0000-00-00 00:00:00 | 2025-11-29 02:00 | 0000-00-00 00:00:00
4 | Lutron Electronics | LTR-F15-TR-SB | 4460-9753 | 4460 | 9753 | Lutron Electronics | LTR-F15-TR-SB.jpg | 784276153621 | DUPLEX 15A TR RECEPTACLE SB FP | Duplex 15 A receptacle, tamper resistant, 125V/15A with faceplate in satin brass |  | 2 | 4.5 |  | LTR-F15-TR-SB.jpg | http://grandbrass.xologic.com/vendors/4460/large/LTR-F15-TR-SB.jpg | [47 empty] | 0 | 0 | 0 | [6 empty] | 0 | 1 | 1 | EA | 1 | Lighting Controls |  |  | Electrical Distribution Equipment |  | Receptacles |  | Electrical Receptacles | [20 empty] | Other Lighting Controls | [242 empty] | <a href="https://www.lutron.com/TechnicalDocumentLibrary/041546.pdf" target="_blank">Installation Instructions</a> | [23 empty] | 25.000 DW |  |  | 2.5000 IN | [89 empty] | 1.000 EA | 1.000 EA | [35 empty] | No | [42 empty] | https://www.lutron.com/TechnicalDocumentLibrary/369921_SPA.pdf | [7 empty] | Shelf Stock | [13 empty] | <a href="https://www.lutron.com/TechnicalDocumentLibrary/368-4493_Page_20.pdf" target="_blank">Tech Drawing</a> | [25 empty] | 39121406 | [13 empty] | <a href="https://www.lutron.com/TechnicalDocumentLibrary/369-119_Wallbox_Warranty.pdf" target="_blank">Warranty Information</a> |  |  |  |  | 1.000 L | [14 empty] | 0 | 0 | 0 | 0 | Electrical | 2018-09-05 09:24 | 2024-07-20 11:43 | 0000-00-00 00:00:00 | 2025-11-29 02:00 | 0000-00-00 00:00:00
4 | Lutron Electronics | LTR-20-TR-WH | 4460-9754 | 4460 | 9754 | Lutron Electronics | LTR-20-TR-WH.jpg | 784276154277 | DUPLEX 20A TR RECEPTACLE WH NO FP | Duplex 20 A receptacle, tamper resistant, 125V/20A in white no faceplate |  | 2.4 | 4.6 |  | LTR-20-TR-WH.jpg | http://grandbrass.xologic.com/vendors/4460/large/LTR-20-TR-WH.jpg | [47 empty] | 0 | 0 | 0 | [6 empty] | 0 | 1 | 1 | EA | 1 | Lighting Controls |  |  | Electrical Distribution Equipment |  | Receptacles |  | Electrical Receptacles | [20 empty] | Other Lighting Controls | [242 empty] | <a href="https://www.lutron.com/TechnicalDocumentLibrary/041546.pdf" target="_blank">Installation Instructions</a> | [23 empty] | 10.000 DW |  |  | 2.4000 IN | [89 empty] | 1.000 EA | 1.000 EA | [35 empty] | No | [42 empty] | https://www.lutron.com/TechnicalDocumentLibrary/369921_SPA.pdf | [7 empty] | Shelf Stock | [13 empty] | <a href="https://www.lutron.com/TechnicalDocumentLibrary/368-4493_Page_20.pdf" target="_blank">Tech Drawing</a> | [25 empty] | 39121406 | [13 empty] | <a href="https://www.lutron.com/TechnicalDocumentLibrary/369-119_Wallbox_Warranty.pdf" target="_blank">Warranty Information</a> |  |  |  |  | 0.250 L | [14 empty] | 0 | 0 | 0 | 0 | Electrical | 2018-09-05 09:24 | 2024-07-20 11:36 | 0000-00-00 00:00:00 | 2025-11-29 02:00 | 0000-00-00 00:00:00 | [6 empty] | White
4 | Lutron Electronics | LTR-20-TR-LA | 4460-9755 | 4460 | 9755 | Lutron Electronics | LTR-20-TR-LA.jpg | 784276154291 | DUPLEX 20A TR RECEPTACLE LA NO FP | Architectural style, duplex 20 A receptacle, tamper resistant, 125V/20A in light almond |  | 2 | 4.5 |  | LTR-20-TR-LA.jpg | http://grandbrass.xologic.com/vendors/4460/large/LTR-20-TR-LA.jpg | [47 empty] | 0 | 0 | 0 | [6 empty] | 0 | 1 | 1 | EA | 1 | Lighting Controls |  |  | Electrical Distribution Equipment |  | Receptacles |  | Electrical Receptacles | [20 empty] | Other Lighting Controls | [242 empty] | <a href="https://www.lutron.com/TechnicalDocumentLibrary/041546.pdf" target="_blank">Installation Instructions</a> | [23 empty] | 20.000 DW |  |  | 2.5000 IN | [89 empty] | 1.000 EA | 1.000 EA | [35 empty] | No | [42 empty] | https://www.lutron.com/TechnicalDocumentLibrary/369921_SPA.pdf | [7 empty] | Shelf Stock | [13 empty] | <a href="https://www.lutron.com/TechnicalDocumentLibrary/368-4493_Page_20.pdf" target="_blank">Tech Drawing</a> | [25 empty] | 39121406 | [13 empty] | <a href="https://www.lutron.com/TechnicalDocumentLibrary/369-119_Wallbox_Warranty.pdf" target="_blank">Warranty Information</a> |  |  |  |  | 1.000 L | [14 empty] | 0 | 0 | 0 | 0 | Electrical | 2018-09-05 09:24 | 2024-07-20 11:30 | 0000-00-00 00:00:00 | 2025-11-29 02:00 | 0000-00-00 00:00:00
4 | Lutron Electronics | LTR-15-TR-SI | 4460-9756 | 4460 | 9756 | Lutron Electronics | LTR-15-TR-SI.jpg | 784276154253 | DUPLEX 15A TR RECEPTACLE SI NO FP | Architectural style, duplex 15 A receptacle, tamper resistant, 125V/15A in sienna |  | 2 | 4.5 |  | LTR-15-TR-SI.jpg | http://grandbrass.xologic.com/vendors/4460/large/LTR-15-TR-SI.jpg | [47 empty] | 0 | 0 | 0 | [6 empty] | 0 | 1 | 1 | EA | 1 | Lighting Controls |  |  | Electrical Distribution Equipment |  | Receptacles |  | Electrical Receptacles | [20 empty] | Other Lighting Controls | [242 empty] | <a href="https://www.lutron.com/TechnicalDocumentLibrary/041546.pdf" target="_blank">Installation Instructions</a> | [23 empty] | 10.000 DW |  |  | 2.5000 IN | [89 empty] | 1.000 EA | 1.000 EA | [35 empty] | No | [42 empty] | https://www.lutron.com/TechnicalDocumentLibrary/369921_SPA.pdf | [7 empty] | Shelf Stock | [13 empty] | <a href="https://www.lutron.com/TechnicalDocumentLibrary/368-4493_Page_20.pdf" target="_blank">Tech Drawing</a> | [25 empty] | 39121406 | [13 empty] | <a href="https://www.lutron.com/TechnicalDocumentLibrary/369-119_Wallbox_Warranty.pdf" target="_blank">Warranty Information</a> |  |  |  |  | 1.000 L | [14 empty] | 0 | 0 | 0 | 0 | Electrical | 2018-09-05 09:24 | 2024-07-20 11:34 | 0000-00-00 00:00:00 | 2025-11-29 02:00 | 0000-00-00 00:00:00 | [6 empty] | Sienna
4 | Lutron Electronics | LTR-F20-TR-BC | 4460-9757 | 4460 | 9757 | Lutron Electronics | LTR-F20-TR-BC.jpg | 784276153898 | DUPLEX 20A TR RECEPTACLE BC FP | Duplex 20 A receptacle, tamper resistant, 125V/20A with faceplate in bright chrome |  | 2 | 4.5 |  | LTR-F20-TR-BC.jpg | http://grandbrass.xologic.com/vendors/4460/large/LTR-F20-TR-BC.jpg | [47 empty] | 0 | 0 | 0 | [6 empty] | 0 | 1 | 1 | EA | 1 | Lighting Controls |  |  | Electrical Distribution Equipment |  | Receptacles |  | Electrical Receptacles | [20 empty] | Other Lighting Controls | [242 empty] | <a href="https://www.lutron.com/TechnicalDocumentLibrary/041546.pdf" target="_blank">Installation Instructions</a> | [23 empty] | 10.000 DW |  |  | 2.5000 IN | [89 empty] | 1.000 EA | 1.000 EA | [35 empty] | No | [42 empty] | https://www.lutron.com/TechnicalDocumentLibrary/369921_SPA.pdf | [7 empty] | Shelf Stock | [13 empty] | <a href="https://www.lutron.com/TechnicalDocumentLibrary/368-4493_Page_20.pdf" target="_blank">Tech Drawing</a> | [25 empty] | 39121406 | [13 empty] | <a href="https://www.lutron.com/TechnicalDocumentLibrary/369-119_Wallbox_Warranty.pdf" target="_blank">Warranty Information</a> |  |  |  |  | 1.000 L | [14 empty] | 0 | 0 | 0 | 0 | Electrical | 2018-09-05 09:24 | 2024-07-20 11:34 | 0000-00-00 00:00:00 | 2025-11-29 02:00 | 0000-00-00 00:00:00
4 | Lutron Electronics | LTR-F20-TR-PG | 4460-9758 | 4460 | 9758 | Lutron Electronics | LTR-F20-TR-PG.jpg | 784276239875 | DUPLEX 20A TR RECEPTACLE PG FP | Duplex 20 A receptacle, tamper resistant, 125V/20A with faceplate in polished graphite |  | 2 | 4.5 |  | LTR-F20-TR-PG.jpg | http://grandbrass.xologic.com/vendors/4460/large/LTR-F20-TR-PG.jpg | [47 empty] | 0 | 0 | 0 | [6 empty] | 0 | 1 | 1 | EA | 1 | Lighting Controls |  |  | Electrical Distribution Equipment |  | Receptacles |  | Electrical Receptacles | [20 empty] | Other Lighting Controls | [242 empty] | <a href="https://www.lutron.com/TechnicalDocumentLibrary/041546.pdf" target="_blank">Installation Instructions</a> | [23 empty] | 20.000 DW |  |  | 2.5000 IN | [89 empty] | 1.000 EA | 1.000 EA | [35 empty] | No | [42 empty] | https://www.lutron.com/TechnicalDocumentLibrary/369921_SPA.pdf | [7 empty] | Shelf Stock | [13 empty] | <a href="https://www.lutron.com/TechnicalDocumentLibrary/368-4493_Page_20.pdf" target="_blank">Tech Drawing</a> | [25 empty] | 39121406 | [13 empty] | <a href="https://www.lutron.com/TechnicalDocumentLibrary/369-119_Wallbox_Warranty.pdf" target="_blank">Warranty Information</a> |  |  |  |  | 1.000 L | [14 empty] | 0 | 0 | 0 | 0 | Electrical | 2018-09-05 09:24 | 2024-07-20 11:33 | 0000-00-00 00:00:00 | 2025-11-29 02:00 | 0000-00-00 00:00:00
4 | Lutron Electronics | LTR-15-UBTR-CBL | 4460-9759 | 4460 | 9759 | Lutron Electronics | LTR-15-UBTR-CBL.jpg | 784276239936 | DUPLEX 15A TR DUAL USB RECEPT CBL NO FP | Architectural style, tamper-resistant USB receptacle, 125V, 15A in clear black glass |  | 2 | 4.5 |  | LTR-15-UBTR-CBL.jpg | http://grandbrass.xologic.com/vendors/4460/large/LTR-15-UBTR-CBL.jpg | [47 empty] | 0 | 0 | 0 | [6 empty] | 0 | 1 | 1 | EA | 1 | Lighting Controls |  |  | Electrical Distribution Equipment |  | Receptacles |  | Electrical Receptacles | [20 empty] | Other Lighting Controls | [242 empty] | <a href="https://www.lutron.com/TechnicalDocumentLibrary/041546.pdf" target="_blank">Installation Instructions</a> | [23 empty] | 20.000 DW |  |  | 2.5000 IN | [89 empty] | 1.000 EA | 1.000 EA | [35 empty] | No | [42 empty] | https://www.lutron.com/TechnicalDocumentLibrary/369921_SPA.pdf | [7 empty] | Shelf Stock | [13 empty] | <a href="https://www.lutron.com/TechnicalDocumentLibrary/368-4493_Page_26.pdf" target="_blank">Tech Drawing</a> | [25 empty] | 39121406 | [13 empty] | <a href="https://www.lutron.com/TechnicalDocumentLibrary/369-119_Wallbox_Warranty.pdf" target="_blank">Warranty Information</a> |  |  |  |  | 1.000 L | [14 empty] | 0 | 0 | 0 | 0 | Electrical | 2018-09-05 09:24 | 2024-07-20 11:28 | 0000-00-00 00:00:00 | 2025-11-29 02:00 | 0000-00-00 00:00:00
1 | Lutron Electronics | PD-5ANS-WH-RC | 4460-9760 | 4460 | 9760 | Lutron Electronics | PD-5ANS-WH-RC.jpg | 784276247856 | CasÃ©ta 5A SWTCH 3WY W/NTRL | Caseta 5A switch 3 way with neutral, 120V, White |  | 3.6 | 2.4 |  | PD-5ANS-WH-RC.jpg | http://grandbrass.xologic.com/vendors/4460/large/PD-5ANS-WH-RC.jpg | [47 empty] | 0 | 0 | 0 | [6 empty] | 0 | 1 | 1 | EA | 1 | Lighting Controls | [27 empty] | Dimmers | [242 empty] | <a href="https://assets.lutron.com/a/documents/0301878.pdf" target="_blank">Installation Instructions</a> | [23 empty] | 2.000 DW |  |  | 5.8000 IN | [89 empty] | 1.000 EA | 1.000 EA | [35 empty] | No | [42 empty] | https://www.lutron.com/TechnicalDocumentLibrary/369987_ENG.pdf | [7 empty] | Shelf Stock | [39 empty] | 39122206 | [13 empty] | <a href="https://assets.lutron.com/a/documents/369-119_Wallbox_Warranty.pdf" target="_blank">Warranty Information</a> |  |  |  |  | 0.300 L | [14 empty] | 0 | 0 | 0 | 0 | Lighting Fixtures | 2018-09-05 09:24 | 2024-07-20 11:40 | 0000-00-00 00:00:00 | 2024-07-20 11:40 | 0000-00-00 00:00:00 | [6 empty] | White
4 | Lutron Electronics | NT-R3-NFB-BR | 4460-9763 | 4460 | 9763 | Lutron Electronics | NT-R3-NFB-BR.jpg | 27557801058 | NOVA T 1GNG AIG R OPENING - BROWN | Nova T single-gang wallplate, small opening, no fins broken, in brown |  | 3.7 | 0.7 |  | NT-R3-NFB-BR.jpg | http://grandbrass.xologic.com/vendors/4460/large/NT-R3-NFB-BR.jpg | [47 empty] | 0 | 0 | 0 | [6 empty] | 0 | 1 | 1 | EA | 1 | Lighting Controls |  |  | Fittings and Hardware |  | Electrical Hardware And Supplies |  | Wallplates | [20 empty] | Switch Plates | [242 empty] | <a href="https://www.lutron.com/TechnicalDocumentLibrary/0301636.pdf" target="_blank">Installation Instructions</a> | [23 empty] | 10.000 DW |  |  | 5.7000 IN | [89 empty] | 1.000 EA | 1.000 EA | [35 empty] | No | [42 empty] | https://www.lutron.com/TechnicalDocumentLibrary/3682811b_Volume%201%20Addendum-Wallplates.pdf | [7 empty] | Shelf Stock | [39 empty] | 39121704 | [13 empty] | <a href="https://www.lutron.com/TechnicalDocumentLibrary/369-119_Wallbox_Warranty.pdf" target="_blank">Warranty Information</a> |  |  |  |  | 0.010 L | [14 empty] | 0 | 0 | 0 | 0 | Electrical | 2018-12-07 09:18 | 2024-07-20 11:36 | 0000-00-00 00:00:00 | 2025-11-29 02:00 | 0000-00-00 00:00:00 | [6 empty] | Brown
4 | Lutron Electronics | NT-R3-NFB-GR | 4460-9764 | 4460 | 9764 | Lutron Electronics | NT-R3-NFB-GR.jpg | 27557801065 | ARCH WALLPLATE 1 GANG - ACC GRAY | Nova T single-gang wallplate, small opening, no fins broken, in gray |  | 3.7 | 0.7 |  | NT-R3-NFB-GR.jpg | http://grandbrass.xologic.com/vendors/4460/large/NT-R3-NFB-GR.jpg | [47 empty] | 0 | 0 | 0 | [6 empty] | 0 | 1 | 1 | EA | 1 | Lighting Controls |  |  | Fittings and Hardware |  | Electrical Hardware And Supplies |  | Wallplates | [20 empty] | Switch Plates | [242 empty] | <a href="https://www.lutron.com/TechnicalDocumentLibrary/0301636.pdf" target="_blank">Installation Instructions</a> | [23 empty] | 10.000 DW |  |  | 5.7000 IN | [89 empty] | 1.000 EA | 1.000 EA | [35 empty] | No | [42 empty] | https://www.lutron.com/TechnicalDocumentLibrary/3682811b_Volume%201%20Addendum-Wallplates.pdf | [7 empty] | Shelf Stock | [39 empty] | 39121704 | [13 empty] | <a href="https://www.lutron.com/TechnicalDocumentLibrary/369-119_Wallbox_Warranty.pdf" target="_blank">Warranty Information</a> |  |  |  |  | 0.010 L | [14 empty] | 0 | 0 | 0 | 0 | Electrical | 2018-12-07 09:18 | 2024-07-20 11:26 | 0000-00-00 00:00:00 | 2025-11-29 02:00 | 0000-00-00 00:00:00 | [6 empty] | Gray
4 | Lutron Electronics | NT-R3-NFB-BL | 4460-9765 | 4460 | 9765 | Lutron Electronics | NT-R3-NFB-BL.jpg | 27557801041 | NOVA T 1GNG AIG R OPENING - BLACK | Nova T single-gang wallplate, small opening, no fins broken, in black |  | 3.7 | 0.7 |  | NT-R3-NFB-BL.jpg | http://grandbrass.xologic.com/vendors/4460/large/NT-R3-NFB-BL.jpg | [47 empty] | 0 | 0 | 0 | [6 empty] | 0 | 1 | 1 | EA | 1 | Lighting Controls |  |  | Fittings and Hardware |  | Electrical Hardware And Supplies |  | Wallplates | [20 empty] | Switch Plates | [242 empty] | <a href="https://www.lutron.com/TechnicalDocumentLibrary/0301636.pdf" target="_blank">Installation Instructions</a> | [23 empty] | 10.000 DW |  |  | 5.7000 IN | [89 empty] | 1.000 EA | 1.000 EA | [35 empty] | No | [42 empty] | https://www.lutron.com/TechnicalDocumentLibrary/3682811b_Volume%201%20Addendum-Wallplates.pdf | [7 empty] | Shelf Stock | [39 empty] | 39121704 | [13 empty] | <a href="https://www.lutron.com/TechnicalDocumentLibrary/369-119_Wallbox_Warranty.pdf" target="_blank">Warranty Information</a> |  |  |  |  | 0.010 L | [14 empty] | 0 | 0 | 0 | 0 | Electrical | 2018-12-07 09:22 | 2024-07-20 11:35 | 0000-00-00 00:00:00 | 2025-11-29 02:00 | 0000-00-00 00:00:00 | [6 empty] | Black
4 | Lutron Electronics | NT-R3-NFB-IV | 4460-9766 | 4460 | 9766 | Lutron Electronics | NT-R3-NFB-IV.jpg | 27557801072 | ARCH WALLPLATE 1 GANG - ACC IVORY | Nova T single-gang wallplate, small opening, no fins broken, in ivory |  | 3.7 | 0.7 |  | NT-R3-NFB-IV.jpg | http://grandbrass.xologic.com/vendors/4460/large/NT-R3-NFB-IV.jpg | [47 empty] | 0 | 0 | 0 | [6 empty] | 0 | 1 | 1 | EA | 1 | Lighting Controls |  |  | Fittings and Hardware |  | Electrical Hardware And Supplies |  | Wallplates | [20 empty] | Switch Plates | [242 empty] | <a href="https://www.lutron.com/TechnicalDocumentLibrary/0301636.pdf" target="_blank">Installation Instructions</a> | [23 empty] | 10.000 DW |  |  | 5.7000 IN | [89 empty] | 1.000 EA | 1.000 EA | [35 empty] | No | [42 empty] | https://www.lutron.com/TechnicalDocumentLibrary/3682811b_Volume%201%20Addendum-Wallplates.pdf | [7 empty] | Shelf Stock | [39 empty] | 39121704 | [13 empty] | <a href="https://www.lutron.com/TechnicalDocumentLibrary/369-119_Wallbox_Warranty.pdf" target="_blank">Warranty Information</a> |  |  |  |  | 0.010 L | [14 empty] | 0 | 0 | 0 | 0 | Electrical | 2018-12-07 09:22 | 2024-07-20 11:32 | 0000-00-00 00:00:00 | 2025-11-29 02:00 | 0000-00-00 00:00:00 | [6 empty] | Ivory
4 | Lutron Electronics | C5-BMF-2A | 4460-9767 | 4460 | 9767 | Lutron Electronics | C5-BMF-2A.jpg | 27557193641 | ECOSYSTEM BALLAST MODULE | EcoSystem Fixture Mountable Ballast Module for 3-wire Fluorescent Ballasts |  | 1.25 | 1 |  | C5-BMF-2A.jpg | http://grandbrass.xologic.com/vendors/4460/large/C5-BMF-2A.jpg | [47 empty] | 0 | 0 | 0 | [6 empty] | 0 | 1 | 1 | EA | 1 | Specialty Items |  |  | Electrical Distribution Equipment |  | Power Conditioning Equipment |  | Electrical Or Power Regulators | [20 empty] | Other Specialty Items | [242 empty] | <a href="https://www.lutron.com/TechnicalDocumentLibrary/032160a.pdf" target="_blank">Installation Instructions</a> | [23 empty] | 110.000 DW |  |  | 9.5000 IN | [89 empty] | 1.000 EA | 1.000 EA | [35 empty] | No | [42 empty] | https://www.lutron.com/TechnicalDocumentLibrary/3691013_SPA.pdf | [7 empty] | Shelf Stock | [39 empty] | 39121009 | [13 empty] | <a href="https://www.lutron.com/TechnicalDocumentLibrary/3601201A_Commercial_Limited_Warranty.pdf" target="_blank">Warranty Information</a> |  |  |  |  | 0.200 L | [14 empty] | 0 | 0 | 0 | 0 | Electrical | 2018-12-07 09:23 | 2024-07-20 11:22 | 0000-00-00 00:00:00 | 2025-11-29 02:00 | 0000-00-00 00:00:00
4 | Lutron Electronics | NT-R3-NFB-LA | 4460-9768 | 4460 | 9768 | Lutron Electronics | NT-R3-NFB-LA.jpg | 27557098106 | ARCH WALLPLATE 1 GANG - ACC LTALMD | Nova T single-gang wallplate, small opening, no fins broken, in light almond |  | 3.7 | 0.7 |  | NT-R3-NFB-LA.jpg | http://grandbrass.xologic.com/vendors/4460/large/NT-R3-NFB-LA.jpg | [47 empty] | 0 | 0 | 0 | [6 empty] | 0 | 1 | 1 | EA | 1 | Lighting Controls |  |  | Fittings and Hardware |  | Electrical Hardware And Supplies |  | Wallplates | [20 empty] | Switch Plates | [242 empty] | <a href="https://www.lutron.com/TechnicalDocumentLibrary/0301636.pdf" target="_blank">Installation Instructions</a> | [23 empty] | 10.000 DW |  |  | 5.7000 IN | [89 empty] | 1.000 EA | 1.000 EA | [35 empty] | No | [42 empty] | https://www.lutron.com/TechnicalDocumentLibrary/3682811b_Volume%201%20Addendum-Wallplates.pdf | [7 empty] | Shelf Stock | [39 empty] | 39121704 | [13 empty] | <a href="https://www.lutron.com/TechnicalDocumentLibrary/369-119_Wallbox_Warranty.pdf" target="_blank">Warranty Information</a> |  |  |  |  | 0.010 L | [14 empty] | 0 | 0 | 0 | 0 | Electrical | 2018-12-07 09:23 | 2024-07-20 11:25 | 0000-00-00 00:00:00 | 2025-11-29 02:00 | 0000-00-00 00:00:00
4 | Lutron Electronics | NT-R3-NFB-SC | 4460-9770 | 4460 | 9770 | Lutron Electronics | NT-R3-NFB-SC.jpg | 784276074216 | ARCH WALLPLATE 1 GANG - ACC STN CHRM | Nova T single-gang wallplate, small opening, no fins broken, in satin chrome |  | 6.2 | 1.5 |  | NT-R3-NFB-SC.jpg | http://grandbrass.xologic.com/vendors/4460/large/NT-R3-NFB-SC.jpg | [47 empty] | 0 | 0 | 0 | [6 empty] | 0 | 1 | 1 | EA | 1 | Lighting Controls |  |  | Fittings and Hardware |  | Electrical Hardware And Supplies |  | Wallplates | [20 empty] | Switch Plates | [242 empty] | <a href="https://www.lutron.com/TechnicalDocumentLibrary/0301636.pdf" target="_blank">Installation Instructions</a> | [23 empty] | 10.000 DW |  |  | 8.9000 IN | [89 empty] | 1.000 EA | 1.000 EA | [35 empty] | No | [42 empty] | https://www.lutron.com/TechnicalDocumentLibrary/3682811b_Volume%201%20Addendum-Wallplates.pdf | [7 empty] | Shelf Stock | [39 empty] | 39121704 | [13 empty] | <a href="https://www.lutron.com/TechnicalDocumentLibrary/369-119_Wallbox_Warranty.pdf" target="_blank">Warranty Information</a> |  |  |  |  | 0.400 L | [14 empty] | 0 | 0 | 0 | 0 | Electrical | 2018-12-07 09:24 | 2024-07-20 11:28 | 0000-00-00 00:00:00 | 2025-11-29 02:00 | 0000-00-00 00:00:00
4 | Lutron Electronics | NT-R3-NFB-TP | 4460-9771 | 4460 | 9771 | Lutron Electronics | NT-R3-NFB-TP.jpg | 784276074230 | ARCH WALLPLATE 1 GANG - ACC TAUPE | Nova T single-gang wallplate, small opening, no fins broken, in taupe |  | 3.7 | 0.7 |  | NT-R3-NFB-TP.jpg | http://grandbrass.xologic.com/vendors/4460/large/NT-R3-NFB-TP.jpg | [47 empty] | 0 | 0 | 0 | [6 empty] | 0 | 1 | 1 | EA | 1 | Lighting Controls |  |  | Fittings and Hardware |  | Electrical Hardware And Supplies |  | Wallplates | [20 empty] | Switch Plates | [242 empty] | <a href="https://www.lutron.com/TechnicalDocumentLibrary/0301636.pdf" target="_blank">Installation Instructions</a> | [23 empty] | 10.000 DW |  |  | 5.7000 IN | [89 empty] | 1.000 EA | 1.000 EA | [35 empty] | No | [42 empty] | https://www.lutron.com/TechnicalDocumentLibrary/3682811b_Volume%201%20Addendum-Wallplates.pdf | [7 empty] | Shelf Stock | [39 empty] | 39121704 | [13 empty] | <a href="https://www.lutron.com/TechnicalDocumentLibrary/369-119_Wallbox_Warranty.pdf" target="_blank">Warranty Information</a> |  |  |  |  | 0.010 L | [14 empty] | 0 | 0 | 0 | 0 | Electrical | 2018-12-07 09:25 | 2024-07-20 11:30 | 0000-00-00 00:00:00 | 2025-11-29 02:00 | 0000-00-00 00:00:00 | [6 empty] | Taupe
4 | Lutron Electronics | NT-R3-NFB-AL | 4460-9772 | 4460 | 9772 | Lutron Electronics | NT-R3-NFB-AL.jpg | 27557098090 | NOVA T 1GNG AIG R OPENING - ALMOND | Nova T single-gang wallplate, small opening, no fins broken, in almond |  | 6.2 | 1.5 |  | NT-R3-NFB-AL.jpg | http://grandbrass.xologic.com/vendors/4460/large/NT-R3-NFB-AL.jpg | [47 empty] | 0 | 0 | 0 | [6 empty] | 0 | 1 | 1 | EA | 1 | Lighting Controls |  |  | Fittings and Hardware |  | Electrical Hardware And Supplies |  | Wallplates | [20 empty] | Switch Plates | [242 empty] | <a href="https://www.lutron.com/TechnicalDocumentLibrary/0301636.pdf" target="_blank">Installation Instructions</a> | [23 empty] | 10.000 DW |  |  | 8.9000 IN | [89 empty] | 1.000 EA | 1.000 EA | [35 empty] | No | [42 empty] | https://www.lutron.com/TechnicalDocumentLibrary/3682811b_Volume%201%20Addendum-Wallplates.pdf | [7 empty] | Shelf Stock | [39 empty] | 39121704 | [13 empty] | <a href="https://www.lutron.com/TechnicalDocumentLibrary/369-119_Wallbox_Warranty.pdf" target="_blank">Warranty Information</a> |  |  |  |  | 0.400 L | [14 empty] | 0 | 0 | 0 | 0 | Electrical | 2018-12-07 09:28 | 2024-07-20 11:22 | 0000-00-00 00:00:00 | 2025-11-29 02:00 | 0000-00-00 00:00:00 | [6 empty] | Almond
4 | Lutron Electronics | NT-R3-NFB-BE | 4460-9773 | 4460 | 9773 | Lutron Electronics | NT-R3-NFB-BE.jpg | 27557801034 | NOVA T 1GNG AIG R OPENING - BEIGE | Nova T single-gang wallplate, small opening, no fins broken, in beige |  | 3.7 | 0.7 |  | NT-R3-NFB-BE.jpg | http://grandbrass.xologic.com/vendors/4460/large/NT-R3-NFB-BE.jpg | [47 empty] | 0 | 0 | 0 | [6 empty] | 0 | 1 | 1 | EA | 1 | Lighting Controls |  |  | Fittings and Hardware |  | Electrical Hardware And Supplies |  | Wallplates | [20 empty] | Switch Plates | [242 empty] | <a href="https://www.lutron.com/TechnicalDocumentLibrary/0301636.pdf" target="_blank">Installation Instructions</a> | [23 empty] | 10.000 DW |  |  | 5.7000 IN | [89 empty] | 1.000 EA | 1.000 EA | [35 empty] | No | [42 empty] | https://www.lutron.com/TechnicalDocumentLibrary/3682811b_Volume%201%20Addendum-Wallplates.pdf | [7 empty] | Shelf Stock | [39 empty] | 39121704 | [13 empty] | <a href="https://www.lutron.com/TechnicalDocumentLibrary/369-119_Wallbox_Warranty.pdf" target="_blank">Warranty Information</a> |  |  |  |  | 0.010 L | [14 empty] | 0 | 0 | 0 | 0 | Electrical | 2018-12-07 09:28 | 2024-07-20 11:36 | 0000-00-00 00:00:00 | 2025-11-29 02:00 | 0000-00-00 00:00:00 | [6 empty] | Beige
4 | Lutron Electronics | NT-R3-NFB-SB | 4460-9775 | 4460 | 9775 | Lutron Electronics | NT-R3-NFB-SB.jpg | 784276074209 | ARCH WALLPLATE 1 GANG - ACC STN BRSS | Nova T single-gang wallplate, small opening, no fins broken, in satin brass |  | 6.2 | 1.5 |  | NT-R3-NFB-SB.jpg | http://grandbrass.xologic.com/vendors/4460/large/NT-R3-NFB-SB.jpg | [47 empty] | 0 | 0 | 0 | [6 empty] | 0 | 1 | 1 | EA | 1 | Lighting Controls |  |  | Fittings and Hardware |  | Electrical Hardware And Supplies |  | Wallplates | [20 empty] | Switch Plates | [242 empty] | <a href="https://www.lutron.com/TechnicalDocumentLibrary/0301636.pdf" target="_blank">Installation Instructions</a> | [23 empty] | 10.000 DW |  |  | 8.9000 IN | [89 empty] | 1.000 EA | 1.000 EA | [35 empty] | No | [42 empty] | https://www.lutron.com/TechnicalDocumentLibrary/3682811b_Volume%201%20Addendum-Wallplates.pdf | [7 empty] | Shelf Stock | [39 empty] | 39121704 | [13 empty] | <a href="https://www.lutron.com/TechnicalDocumentLibrary/369-119_Wallbox_Warranty.pdf" target="_blank">Warranty Information</a> |  |  |  |  | 0.400 L | [14 empty] | 0 | 0 | 0 | 0 | Electrical | 2018-12-07 09:28 | 2024-07-20 11:28 | 0000-00-00 00:00:00 | 2025-11-29 02:00 | 0000-00-00 00:00:00
1 | Lutron Electronics | SF-10P-LA | 4460-9777 | 4460 | 9777 | Lutron Electronics | SF-10P-LA.jpg | 27557522915 | SKYLARK FLUOR 120V 1-10LP | Skylark Dimmer with On/Off Switch, Fluorescent or LED Dimming with 3-Wire Ballasts and Drivers, single-pole, preset, 120V/8A in light almond |  | 2.3 | 4.6 |  | SF-10P-LA.jpg | http://grandbrass.xologic.com/vendors/4460/large/SF-10P-LA.jpg | [47 empty] | 0 | 0 | 0 | [6 empty] | 0 | 1 | 1 | EA | 1 | Lighting Controls | [27 empty] | Dimmers | [242 empty] | <a href="https://www.lutron.com/TechnicalDocumentLibrary/032047c.pdf" target="_blank">Installation Instructions</a> | [23 empty] | 10.000 DW |  |  | 2.3000 IN | [89 empty] | 1.000 EA | 1.000 EA | [35 empty] | No | [42 empty] | https://www.lutron.com/technicaldocumentlibrary/spec%20guide%20volume%201%20with%20addendums.pdf#page=20 | [7 empty] | Shelf Stock | [13 empty] | <a href="https://www.lutron.com/TechnicalDocumentLibrary/368-4493_Page_40.pdf" target="_blank">Tech Drawing</a> | [25 empty] | 39122206 | [13 empty] | <a href="https://www.lutron.com/TechnicalDocumentLibrary/369-119_Wallbox_Warranty.pdf" target="_blank">Warranty Information</a> |  |  |  |  | 0.310 L | [14 empty] | 0 | 0 | 0 | 0 | Lighting Fixtures | 2019-02-25 08:34 | 2024-07-20 11:05 | 0000-00-00 00:00:00 | 2024-07-20 11:05 | 0000-00-00 00:00:00
1 | Lutron Electronics | SF-10P-GR | 4460-9778 | 4460 | 9778 | Lutron Electronics | SF-10P-GR.jpg | 27557680790 | SKYLARK FLUOR 120V 1-10LP GR | Skylark Dimmer with On/Off Switch, Fluorescent or LED Dimming with 3-Wire Ballasts and Drivers, single-pole, preset, 120V/8A in gray |  | 2.3 | 4.6 |  | SF-10P-GR.jpg | http://grandbrass.xologic.com/vendors/4460/large/SF-10P-GR.jpg | [47 empty] | 0 | 0 | 0 | [6 empty] | 0 | 1 | 1 | EA | 1 | Lighting Controls | [27 empty] | Dimmers | [242 empty] | <a href="https://www.lutron.com/TechnicalDocumentLibrary/032047c.pdf" target="_blank">Installation Instructions</a> | [23 empty] | 10.000 DW |  |  | 2.3000 IN | [89 empty] | 1.000 EA | 1.000 EA | [35 empty] | No | [42 empty] | https://www.lutron.com/technicaldocumentlibrary/spec%20guide%20volume%201%20with%20addendums.pdf#page=20 | [7 empty] | Shelf Stock | [13 empty] | <a href="https://www.lutron.com/TechnicalDocumentLibrary/368-4493_Page_40.pdf" target="_blank">Tech Drawing</a> | [25 empty] | 39122206 | [13 empty] | <a href="https://www.lutron.com/TechnicalDocumentLibrary/369-119_Wallbox_Warranty.pdf" target="_blank">Warranty Information</a> |  |  |  |  | 0.310 L | [14 empty] | 0 | 0 | 0 | 0 | Lighting Fixtures | 2019-02-25 08:34 | 2024-07-20 11:05 | 0000-00-00 00:00:00 | 2024-07-20 11:05 | 0000-00-00 00:00:00 | [6 empty] | Gray
1 | Lutron Electronics | SF-10P-BL | 4460-9779 | 4460 | 9779 | Lutron Electronics | SF-10P-BL.jpg | 27557680776 | SKYLARK FLUOR 120V 1-10LP BL | Skylark Dimmer with On/Off Switch, Fluorescent or LED Dimming with 3-Wire Ballasts and Drivers, single-pole, preset, 120V/8A in black |  | 2.3 | 4.6 |  | SF-10P-BL.jpg | http://grandbrass.xologic.com/vendors/4460/large/SF-10P-BL.jpg | [47 empty] | 0 | 0 | 0 | [6 empty] | 0 | 1 | 1 | EA | 1 | Lighting Controls | [27 empty] | Dimmers | [242 empty] | <a href="https://www.lutron.com/TechnicalDocumentLibrary/032047c.pdf" target="_blank">Installation Instructions</a> | [23 empty] | 10.000 DW |  |  | 2.3000 IN | [89 empty] | 1.000 EA | 1.000 EA | [35 empty] | No | [42 empty] | https://www.lutron.com/technicaldocumentlibrary/spec%20guide%20volume%201%20with%20addendums.pdf#page=20 | [7 empty] | Shelf Stock | [13 empty] | <a href="https://www.lutron.com/TechnicalDocumentLibrary/368-4493_Page_40.pdf" target="_blank">Tech Drawing</a> | [25 empty] | 39122206 | [13 empty] | <a href="https://www.lutron.com/TechnicalDocumentLibrary/369-119_Wallbox_Warranty.pdf" target="_blank">Warranty Information</a> |  |  |  |  | 0.310 L | [14 empty] | 0 | 0 | 0 | 0 | Lighting Fixtures | 2019-02-25 08:36 | 2024-07-20 11:05 | 0000-00-00 00:00:00 | 2024-07-20 11:05 | 0000-00-00 00:00:00 | [6 empty] | Black
1 | Lutron Electronics | SF-10P-BR | 4460-9780 | 4460 | 9780 | Lutron Electronics | SF-10P-BR.jpg | 27557680783 | SKYLARK FLUOR 120V 1-10LP BR | Skylark Dimmer with On/Off Switch, Fluorescent or LED Dimming with 3-Wire Ballasts and Drivers, single-pole, preset, 120V/8A in brown |  | 2.3 | 4.6 |  | SF-10P-BR.jpg | http://grandbrass.xologic.com/vendors/4460/large/SF-10P-BR.jpg | [47 empty] | 0 | 0 | 0 | [6 empty] | 0 | 1 | 1 | EA | 1 | Lighting Controls | [27 empty] | Dimmers | [242 empty] | <a href="https://www.lutron.com/TechnicalDocumentLibrary/032047c.pdf" target="_blank">Installation Instructions</a> | [23 empty] | 10.000 DW |  |  | 2.3000 IN | [89 empty] | 1.000 EA | 1.000 EA | [35 empty] | No | [42 empty] | https://www.lutron.com/technicaldocumentlibrary/spec%20guide%20volume%201%20with%20addendums.pdf#page=20 | [7 empty] | Shelf Stock | [13 empty] | <a href="https://www.lutron.com/TechnicalDocumentLibrary/368-4493_Page_40.pdf" target="_blank">Tech Drawing</a> | [25 empty] | 39122206 | [13 empty] | <a href="https://www.lutron.com/TechnicalDocumentLibrary/369-119_Wallbox_Warranty.pdf" target="_blank">Warranty Information</a> |  |  |  |  | 0.310 L | [14 empty] | 0 | 0 | 0 | 0 | Lighting Fixtures | 2019-02-25 08:38 | 2024-07-20 11:06 | 0000-00-00 00:00:00 | 2024-07-20 11:06 | 0000-00-00 00:00:00 | [6 empty] | Brown
1 | Lutron Electronics | SF-10P-AL | 4460-9781 | 4460 | 9781 | Lutron Electronics | SF-10P-AL.jpg | 27557691574 | SKYLARK FLUOR 120V 1-10LP AL | Skylark Dimmer with On/Off Switch, Fluorescent or LED Dimming with 3-Wire Ballasts and Drivers, single-pole, preset, 120V/8A in almond |  | 2.3 | 4.6 |  | SF-10P-AL.jpg | http://grandbrass.xologic.com/vendors/4460/large/SF-10P-AL.jpg | [47 empty] | 0 | 0 | 0 | [6 empty] | 0 | 1 | 1 | EA | 1 | Lighting Controls | [27 empty] | Dimmers | [242 empty] | <a href="https://www.lutron.com/TechnicalDocumentLibrary/032047c.pdf" target="_blank">Installation Instructions</a> | [23 empty] | 10.000 DW |  |  | 2.3000 IN | [89 empty] | 1.000 EA | 1.000 EA | [35 empty] | No | [42 empty] | https://www.lutron.com/technicaldocumentlibrary/spec%20guide%20volume%201%20with%20addendums.pdf#page=20 | [7 empty] | Shelf Stock | [13 empty] | <a href="https://www.lutron.com/TechnicalDocumentLibrary/368-4493_Page_40.pdf" target="_blank">Tech Drawing</a> | [25 empty] | 39122206 | [13 empty] | <a href="https://www.lutron.com/TechnicalDocumentLibrary/369-119_Wallbox_Warranty.pdf" target="_blank">Warranty Information</a> |  |  |  |  | 0.310 L | [14 empty] | 0 | 0 | 0 | 0 | Lighting Fixtures | 2019-02-25 08:39 | 2024-07-20 11:13 | 0000-00-00 00:00:00 | 2024-07-20 11:13 | 0000-00-00 00:00:00 | [6 empty] | Almond
1 | Lutron Electronics | MRF2S-8SSV-IV | 4460-9783 | 4460 | 9783 | Lutron Electronics | MRF2S-8SSV-IV.jpg | 784276262361 | MAESTRO RF 434MHZ 8A SWTCH VAC IV | MAESTRO RF 434MHZ 8A SWTCH VAC IVORY |  | 1.82 | 4.13 |  | MRF2S-8SSV-IV.jpg | http://grandbrass.xologic.com/vendors/4460/large/MRF2S-8SSV-IV.jpg | [47 empty] | 0 | 0 | 0 | [6 empty] | 0 | 1 | 1 | EA | 1 | Lighting Controls | [27 empty] | Other Lighting Controls | [242 empty] | <a href="https://www.lutron.com/TechnicalDocumentLibrary/032400.pdf" target="_blank">Installation Instructions</a> | [23 empty] | 2.000 DW |  |  | 1.5700 IN | [89 empty] | 1.000 EA | 1.000 EA | [35 empty] | No | [42 empty] | https://www.lutron.com/TechnicalDocumentLibrary/3691097_ENG.pdf | [7 empty] | Shelf Stock | [39 empty] | 39122236 | [13 empty] | <a href="https://www.lutron.com/TechnicalDocumentLibrary/369-119_Wallbox_Warranty.pdf" target="_blank">Warranty Information</a> |  |  |  |  | 0.230 L | [14 empty] | 0 | 0 | 0 | 0 | Lighting Fixtures | 2019-08-07 16:40 | 2024-07-20 11:27 | 0000-00-00 00:00:00 | 2024-07-20 11:27 | 0000-00-00 00:00:00 | [6 empty] | Ivory
1 | Lutron Electronics | MRF2S-8SS-WH | 4460-9784 | 4460 | 9784 | Lutron Electronics | MRF2S-8SS-WH.jpg | 784276262101 | MAESTRO RF 434MHZ 8A SWTCH OCC WH | MAESTRO RF 434MHZ 8A SWTCH OCC WHITE |  | 2.3 | 4.5 |  | MRF2S-8SS-WH.jpg | http://grandbrass.xologic.com/vendors/4460/large/MRF2S-8SS-WH.jpg | [47 empty] | 0 | 0 | 0 | [6 empty] | 0 | 1 | 1 | EA | 1 | Lighting Controls | [27 empty] | Other Lighting Controls | [242 empty] | <a href="https://www.lutron.com/TechnicalDocumentLibrary/032400.pdf" target="_blank">Installation Instructions</a> | [23 empty] | 35.000 DW |  |  | 2.3000 IN | [89 empty] | 1.000 EA | 1.000 EA | [35 empty] | No | [42 empty] | https://www.lutron.com/TechnicalDocumentLibrary/3691097_ENG.pdf | [7 empty] | Shelf Stock | [39 empty] | 39122236 | [13 empty] | <a href="https://www.lutron.com/TechnicalDocumentLibrary/369-119_Wallbox_Warranty.pdf" target="_blank">Warranty Information</a> |  |  |  |  | 0.230 L | [14 empty] | 0 | 0 | 0 | 0 | Lighting Fixtures | 2019-08-07 16:40 | 2024-07-20 11:22 | 0000-00-00 00:00:00 | 2024-07-20 11:22 | 0000-00-00 00:00:00 | [6 empty] | White
1 | Lutron Electronics | MK-D-HT | 4460-9785 | 4460 | 9785 | Lutron Electronics | MK-D-HT.jpg | 784276263429 | COLOR KIT FOR MA-PRO HT | Maestro 1 piece color change kit for PRO LED+ Dimmer in Hot |  | 2.25 | 4.5 |  | MK-D-HT.jpg | http://grandbrass.xologic.com/vendors/4460/large/MK-D-HT.jpg | [47 empty] | 0 | 0 | 0 | [6 empty] | 0 | 1 | 1 | EA | 1 | Specialty Items | [27 empty] | Lighting Accessories | [242 empty] | <a href="https://www.lutron.com/TechnicalDocumentLibrary/040440.pdf" target="_blank">Installation Instructions</a> | [23 empty] | 5.000 DW |  |  | 2.2500 IN | [89 empty] | 1.000 EA | 1.000 EA | [35 empty] | No | [42 empty] | https://www.lutron.com/TechnicalDocumentLibrary/3691112_SPA.pdf | [7 empty] | Shelf Stock | [39 empty] | 39122221 | [13 empty] | <a href="https://www.lutron.com/TechnicalDocumentLibrary/369-119_Wallbox_Warranty.pdf" target="_blank">Warranty Information</a> |  |  |  |  | 0.100 L | [14 empty] | 0 | 0 | 0 | 0 | Lighting Fixtures | 2019-08-07 16:40 | 2024-07-20 11:32 | 0000-00-00 00:00:00 | 2024-07-20 11:32 | 0000-00-00 00:00:00
1 | Lutron Electronics | MK-D-LA | 4460-9786 | 4460 | 9786 | Lutron Electronics | MK-D-LA.jpg | 784276263443 | COLOR KIT FOR MA-PRO LA | Maestro 1 piece color change kit for PRO LED+ Dimmer in Light Almond |  | 2.25 | 4.5 |  | MK-D-LA.jpg | http://grandbrass.xologic.com/vendors/4460/large/MK-D-LA.jpg | [47 empty] | 0 | 0 | 0 | [6 empty] | 0 | 1 | 1 | EA | 1 | Specialty Items | [27 empty] | Lighting Accessories | [242 empty] | <a href="https://www.lutron.com/TechnicalDocumentLibrary/040440.pdf" target="_blank">Installation Instructions</a> | [23 empty] | 5.000 DW |  |  | 2.2500 IN | [89 empty] | 1.000 EA | 1.000 EA | [35 empty] | No | [42 empty] | https://www.lutron.com/TechnicalDocumentLibrary/3691112_SPA.pdf | [7 empty] | Shelf Stock | [39 empty] | 39122221 | [13 empty] | <a href="https://www.lutron.com/TechnicalDocumentLibrary/369-119_Wallbox_Warranty.pdf" target="_blank">Warranty Information</a> |  |  |  |  | 0.100 L | [14 empty] | 0 | 0 | 0 | 0 | Lighting Fixtures | 2019-08-07 16:40 | 2024-07-20 11:30 | 0000-00-00 00:00:00 | 2024-07-20 11:30 | 0000-00-00 00:00:00
1 | Lutron Electronics | MA-PRO-IV | 4460-9787 | 4460 | 9787 | Lutron Electronics | MA-PRO-IV.jpeg?w=1500 | 784276261616 | MAESTRO PRO LED DIMMER IV | Maestro PRO LED+ Dimmer, Single-pole, 3-way, multilocation, Ivory |  | 2.25 | 4.5 | [50 empty] | 0 | 0 | 0 | [6 empty] | 0 | 1 | 1 | EA | 1 | Lighting Controls | [27 empty] | Dimmers | [242 empty] | <a href="https://www.lutron.com/TechnicalDocumentLibrary/0301943.pdf" target="_blank">Installation Instructions</a> | [23 empty] | 40.000 DW |  |  | 2.2500 IN | [89 empty] | 1.000 EA | 1.000 EA | [35 empty] | No | [42 empty] | https://www.lutron.com/TechnicalDocumentLibrary/3691112_FRE.pdf | [7 empty] | Shelf Stock | [39 empty] | 39122206 | [6 empty] | <a href="https://lutron.widen.net/content/mywnd9xzlc/mp4/Maestro-LED+-Single-Pole-Installation_English.mp4" target="_blank">Product Video Clip</a> | [6 empty] | <a href="https://www.lutron.com/TechnicalDocumentLibrary/369-119_Wallbox_Warranty.pdf" target="_blank">Warranty Information</a> |  |  |  |  | 0.270 L | [14 empty] | 0 | 0 | 0 | 0 | Lighting Fixtures | 2019-08-07 16:40 | 2024-07-20 11:26 | 0000-00-00 00:00:00 | 2024-07-20 11:26 | 0000-00-00 00:00:00 | [6 empty] | Ivory
1 | Lutron Electronics | MK-D-BR | 4460-9788 | 4460 | 9788 | Lutron Electronics | MK-D-BR.jpg | 784276263368 | COLOR KIT FOR MA-PRO BR | Maestro 1 piece color change kit for PRO LED+ Dimmer in Brown |  | 2.25 | 4.5 |  | MK-D-BR.jpg | http://grandbrass.xologic.com/vendors/4460/large/MK-D-BR.jpg | [47 empty] | 0 | 0 | 0 | [6 empty] | 0 | 1 | 1 | EA | 1 | Specialty Items | [27 empty] | Lighting Accessories | [242 empty] | <a href="https://www.lutron.com/TechnicalDocumentLibrary/040440.pdf" target="_blank">Installation Instructions</a> | [23 empty] | 5.000 DW |  |  | 2.2500 IN | [89 empty] | 1.000 EA | 1.000 EA | [35 empty] | No | [42 empty] | https://www.lutron.com/TechnicalDocumentLibrary/3691112_SPA.pdf | [7 empty] | Shelf Stock | [39 empty] | 39122221 | [13 empty] | <a href="https://www.lutron.com/TechnicalDocumentLibrary/369-119_Wallbox_Warranty.pdf" target="_blank">Warranty Information</a> |  |  |  |  | 0.100 L | [14 empty] | 0 | 0 | 0 | 0 | Lighting Fixtures | 2019-08-07 16:40 | 2024-07-20 11:30 | 0000-00-00 00:00:00 | 2024-07-20 11:30 | 0000-00-00 00:00:00 | [6 empty] | Brown
1 | Lutron Electronics | MK-D-5-IV | 4460-9789 | 4460 | 9789 | Lutron Electronics | MK-D-5-IV.jpg | 784276263689 | 5 COLOR KIT FOR MA-PRO IV | Maestro 5 piece color change kit for PRO LED+ Dimmer in Ivory |  | 10 | 1.5 |  | MK-D-5-IV.jpg | http://grandbrass.xologic.com/vendors/4460/large/MK-D-5-IV.jpg | [47 empty] | 0 | 0 | 0 | [6 empty] | 0 | 1 | 1 | EA | 1 | Specialty Items | [27 empty] | Lighting Accessories | [242 empty] | <a href="https://www.lutron.com/TechnicalDocumentLibrary/040440.pdf" target="_blank">Installation Instructions</a> | [23 empty] | 5.000 DW |  |  | 3.8800 IN | [89 empty] | 1.000 EA | 1.000 EA | [35 empty] | No | [42 empty] | https://www.lutron.com/TechnicalDocumentLibrary/3691112_SPA.pdf | [7 empty] | Shelf Stock | [39 empty] | 39122221 | [13 empty] | <a href="https://assets.lutron.com/a/documents/369-119_Wallbox_Warranty.pdf" target="_blank">Warranty Information</a> |  |  |  |  | 0.290 L | [14 empty] | 0 | 0 | 0 | 0 | Lighting Fixtures | 2019-08-07 16:40 | 2024-07-20 11:28 | 0000-00-00 00:00:00 | 2024-07-20 11:28 | 0000-00-00 00:00:00 | [6 empty] | Ivory
1 | Lutron Electronics | PD-FSQN-WH | 4460-9791 | 4460 | 9791 | Lutron Electronics | Ecom_PD-FSQN-WH_nowallplate.jpeg | 784276260794 | CasÃ©ta Smart Fan Speed Control White | Lutron Caseta Wireless Smart Fan Speed Control Switch, 120V, 1.5A, Single-Pole, White |  | 3.38 | 4.5 |  | Ecom_PD-FSQN-WH_nowallplate.jpeg | http://grandbrass.xologic.com/vendors/4460/large/Ecom_PD-FSQN-WH_nowallplate.jpeg | [47 empty] | 0 | 0 | 0 | [6 empty] | 0 | 1 | 1 | EA | 1 | Lighting Controls | [27 empty] | Dimmers | [242 empty] | <a href="https://www.lutron.com/TechnicalDocumentLibrary/0301911.pdf" target="_blank">Installation Instructions</a> | [23 empty] | 30.000 DW |  |  | 2.2500 IN | [89 empty] | 1.000 EA | 1.000 EA | [35 empty] | No | [42 empty] | https://www.lutron.com/TechnicalDocumentLibrary/369987_SPA.pdf | [7 empty] | Shelf Stock | [39 empty] | 39122206 | [6 empty] | <a href="https://lutron.widen.net/content/twinpx9ws6/mp4/Caseta-Hub-Story.mp4" target="_blank">Product Video Clip</a> | [6 empty] | <a href="https://www.lutron.com/TechnicalDocumentLibrary/369-119_Wallbox_Warranty.pdf" target="_blank">Warranty Information</a> |  |  |  |  | 0.350 L | [14 empty] | 0 | 0 | 0 | 0 | Lighting Fixtures | 2019-08-07 16:40 | 2024-07-20 11:28 | 0000-00-00 00:00:00 | 2024-07-20 11:28 | 0000-00-00 00:00:00 | [6 empty] | White
1 | Lutron Electronics | PD-FSQN-LA | 4460-9792 | 4460 | 9792 | Lutron Electronics | Ecom_PD-FSQN-LA_nowallplate.jpeg | 784276260817 | CasÃ©ta Smart Fan Speed Control Lt Almond | Lutron Caseta Wireless Smart Fan Speed Control Switch, 120V, 1.5A, Single-Pole, Light Almond |  | 3.38 | 4.5 |  | Ecom_PD-FSQN-LA_nowallplate.jpeg | http://grandbrass.xologic.com/vendors/4460/large/Ecom_PD-FSQN-LA_nowallplate.jpeg | [47 empty] | 0 | 0 | 0 | [6 empty] | 0 | 1 | 1 | EA | 1 | Lighting Controls | [27 empty] | Dimmers | [242 empty] | <a href="https://www.lutron.com/TechnicalDocumentLibrary/0301911.pdf" target="_blank">Installation Instructions</a> | [23 empty] | 2.000 DW |  |  | 2.2500 IN | [89 empty] | 1.000 EA | 1.000 EA | [35 empty] | No | [42 empty] | https://www.lutron.com/TechnicalDocumentLibrary/369987_SPA.pdf | [7 empty] | Shelf Stock | [39 empty] | 39122206 | [6 empty] | <a href="https://lutron.widen.net/content/twinpx9ws6/mp4/Caseta-Hub-Story.mp4" target="_blank">Product Video Clip</a> | [6 empty] | <a href="https://www.lutron.com/TechnicalDocumentLibrary/369-119_Wallbox_Warranty.pdf" target="_blank">Warranty Information</a> |  |  |  |  | 0.350 L | [14 empty] | 0 | 0 | 0 | 0 | Lighting Fixtures | 2019-08-07 16:40 | 2024-07-20 11:40 | 0000-00-00 00:00:00 | 2024-07-20 11:40 | 0000-00-00 00:00:00
1 | Lutron Electronics | PJ2-3BRL-GWH-F01 | 4460-9793 | 4460 | 9793 | Lutron Electronics | Ecom_PJ2-3BRL-GWH-F01_nowallplate.jpeg | 784276803175 | PICO RF 434MHZ FAN CONTROL WHITE | Lutron Pico Smart Remote for Fan Speed Control - White |  | 3.77 | 5.88 |  | Ecom_PJ2-3BRL-GWH-F01_nowallplate.jpeg | http://grandbrass.xologic.com/vendors/4460/large/Ecom_PJ2-3BRL-GWH-F01_nowallplate.jpeg | [47 empty] | 0 | 0 | 0 | [6 empty] | 0 | 1 | 1 | EA | 1 | Lighting Controls | [27 empty] | Other Lighting Controls | [242 empty] | <a href="https://www.lutron.com/TechnicalDocumentLibrary/040429.pdf" target="_blank">Installation Instructions</a> | [23 empty] | 2.000 DW |  |  | 0.4400 IN | [89 empty] | 1.000 EA | 1.000 EA | [35 empty] | No | [42 empty] | https://www.lutron.com/TechnicalDocumentLibrary/3691113.pdf | [7 empty] | Shelf Stock | [39 empty] | 52161525 | [6 empty] | <a href="https://lutron.widen.net/content/fomoe9knmc/mp4/Ecom_PicoBenefits_video.mp4" target="_blank">Product Video Clip</a> | [6 empty] | <a href="https://www.lutron.com/TechnicalDocumentLibrary/369-119_Wallbox_Warranty.pdf" target="_blank">Warranty Information</a> |  |  |  |  | 0.050 L | [14 empty] | 0 | 0 | 0 | 0 | Lighting Fixtures | 2019-08-07 16:40 | 2024-07-20 11:43 | 0000-00-00 00:00:00 | 2024-07-20 11:43 | 0000-00-00 00:00:00
1 | Lutron Electronics | MA-PRO-GR | 4460-9794 | 4460 | 9794 | Lutron Electronics | MA-PRO-GR.jpeg?w=1500 | 784276261586 | MAESTRO PRO LED DIMMER GR | Maestro PRO LED+ Dimmer, Single-pole, 3-way, multilocation, Gray |  | 2.25 | 4.5 | [50 empty] | 0 | 0 | 0 | [6 empty] | 0 | 1 | 1 | EA | 1 | Lighting Controls | [27 empty] | Dimmers | [242 empty] | <a href="https://www.lutron.com/TechnicalDocumentLibrary/0301943.pdf" target="_blank">Installation Instructions</a> | [23 empty] | 40.000 DW |  |  | 2.2500 IN | [89 empty] | 1.000 EA | 1.000 EA | [35 empty] | No | [42 empty] | https://www.lutron.com/TechnicalDocumentLibrary/3691112_FRE.pdf | [7 empty] | Shelf Stock | [39 empty] | 39122206 | [6 empty] | <a href="https://lutron.widen.net/content/mywnd9xzlc/mp4/Maestro-LED+-Single-Pole-Installation_English.mp4" target="_blank">Product Video Clip</a> | [6 empty] | <a href="https://www.lutron.com/TechnicalDocumentLibrary/369-119_Wallbox_Warranty.pdf" target="_blank">Warranty Information</a> |  |  |  |  | 0.270 L | [14 empty] | 0 | 0 | 0 | 0 | Lighting Fixtures | 2019-08-07 16:40 | 2024-07-20 11:24 | 0000-00-00 00:00:00 | 2024-07-20 11:24 | 0000-00-00 00:00:00 | [6 empty] | Gray
4 | Lutron Electronics | LUT-5X10-ENC | 4460-9795 | 4460 | 9795 | Lutron Electronics | LUT-5X10-ENC.jpg | 27557533980 | LUT ENCLOSURE 5X10 | GRAFIK Eye 5X10 enclosure with knockouts |  | 10.9 | 3.9 |  | LUT-5X10-ENC.jpg | http://grandbrass.xologic.com/vendors/4460/large/LUT-5X10-ENC.jpg | [47 empty] | 0 | 0 | 0 | [6 empty] | 0 | 1 | 1 | EA | 1 | Specialty Items |  |  | Electrical Boxes And Enclosures |  | Enclosures |  | Electrical General Purpose Enclosure | [20 empty] | Other Specialty Items | [242 empty] | <a href="https://assets.lutron.com/a/documents/040245aENG.pdf" target="_blank">Installation Instructions</a> | [23 empty] | 10.000 DW |  |  | 17.2000 IN | [89 empty] | 1.000 EA | 1.000 EA | [35 empty] | No | [42 empty] | https://www.lutron.com/TechnicalDocumentLibrary/LUT-5x10-ENC.pdf | [7 empty] | Shelf Stock | [39 empty] | 39121324 | [13 empty] | <a href="https://assets.lutron.com/a/documents/3601201A_Commercial_Limited_Warranty.pdf" target="_blank">Warranty Information</a> |  |  |  |  | 3.500 L | [14 empty] | 0 | 0 | 0 | 0 | Electrical | 2019-08-07 16:40 | 2024-07-20 11:35 | 0000-00-00 00:00:00 | 2025-11-29 02:00 | 0000-00-00 00:00:00
1 | Lutron Electronics | MACL-153M-MN-C | 4460-9797 | 4460 | 9797 | Lutron Electronics | MACL-153M-MN-C.jpg | 784276269353 | MAESTRO 150W LED MULT CAD MN | Maestro LED+ Multiloc, Ed Box Midnight, CSA |  | 2.25 | 4.5 |  | MACL-153M-MN-C.jpg | http://grandbrass.xologic.com/vendors/4460/large/MACL-153M-MN-C.jpg | [47 empty] | 0 | 0 | 0 | [6 empty] | 0 | 1 | 1 | EA | 1 | Lighting Controls | [27 empty] | Dimmers | [242 empty] | <a href="https://www.lutron.com/TechnicalDocumentLibrary/0301629b.pdf" target="_blank">Installation Instructions</a> | [23 empty] | 2.000 DW |  |  | 2.2500 IN | [89 empty] | 1.000 EA | 1.000 EA | [35 empty] | No | [42 empty] | https://www.lutron.com/TechnicalDocumentLibrary/369613a_SPA.pdf | [7 empty] | Shelf Stock | [13 empty] | <a href="https://www.lutron.com/TechnicalDocumentLibrary/368-4493_Page_9.pdf" target="_blank">Tech Drawing</a> | [25 empty] | 39122206 | [13 empty] | <a href="https://www.lutron.com/TechnicalDocumentLibrary/369-119_Wallbox_Warranty.pdf" target="_blank">Warranty Information</a> |  |  |  |  | 0.270 L | [14 empty] | 0 | 0 | 0 | 0 | Lighting Fixtures | 2019-08-07 16:40 | 2024-07-20 11:36 | 0000-00-00 00:00:00 | 2024-07-20 11:36 | 0000-00-00 00:00:00 | [6 empty] | Midnight
1 | Lutron Electronics | MACL-153M-PD-C | 4460-9798 | 4460 | 9798 | Lutron Electronics | Ecom_MACL-153M-PD_nowallplate.jpeg | 784276269377 | MAESTRO 150W LED MULT CAD PD | Maestro LED+ Multiloc, Ed Box Palladium, CSA |  | 2.25 | 4.5 |  | Ecom_MACL-153M-PD_nowallplate.jpeg | http://grandbrass.xologic.com/vendors/4460/large/Ecom_MACL-153M-PD_nowallplate.jpeg | [47 empty] | 0 | 0 | 0 | [6 empty] | 0 | 1 | 1 | EA | 1 | Lighting Controls | [27 empty] | Dimmers | [242 empty] | <a href="https://www.lutron.com/TechnicalDocumentLibrary/0301629b.pdf" target="_blank">Installation Instructions</a> | [23 empty] | 2.000 DW |  |  | 2.2500 IN | [89 empty] | 1.000 EA | 1.000 EA | [35 empty] | No | [42 empty] | https://www.lutron.com/TechnicalDocumentLibrary/369613a_SPA.pdf | [7 empty] | Shelf Stock | [13 empty] | <a href="https://www.lutron.com/TechnicalDocumentLibrary/368-4493_Page_9.pdf" target="_blank">Tech Drawing</a> | [25 empty] | 39122206 | [13 empty] | <a href="https://www.lutron.com/TechnicalDocumentLibrary/369-119_Wallbox_Warranty.pdf" target="_blank">Warranty Information</a> |  |  |  |  | 0.270 L | [14 empty] | 0 | 0 | 0 | 0 | Lighting Fixtures | 2019-08-07 16:40 | 2024-07-20 11:25 | 0000-00-00 00:00:00 | 2024-07-20 11:25 | 0000-00-00 00:00:00 | [6 empty] | Palladium
1 | Lutron Electronics | PJ2-3BRL-GIV-F01 | 4460-9799 | 4460 | 9799 | Lutron Electronics | Ecom_PJ2-3BRL-GIV-F01.jpeg | 784276260732 | PICO RF 434MHZ FAN CONTROL IVORY | Lutron Pico Smart Remote for Fan Speed Control - Ivory |  | 3.77 | 5.88 |  | Ecom_PJ2-3BRL-GIV-F01.jpeg | http://grandbrass.xologic.com/vendors/4460/large/Ecom_PJ2-3BRL-GIV-F01.jpeg | [47 empty] | 0 | 0 | 0 | [6 empty] | 0 | 1 | 1 | EA | 1 | Lighting Controls | [27 empty] | Other Lighting Controls | [242 empty] | <a href="https://www.lutron.com/TechnicalDocumentLibrary/040429.pdf" target="_blank">Installation Instructions</a> | [23 empty] | 2.000 DW |  |  | 0.4400 IN | [89 empty] | 1.000 EA | 1.000 EA | [35 empty] | No | [42 empty] | https://www.lutron.com/TechnicalDocumentLibrary/3691113.pdf | [7 empty] | Shelf Stock | [39 empty] | 52161525 | [6 empty] | <a href="https://lutron.widen.net/content/fomoe9knmc/mp4/Ecom_PicoBenefits_video.mp4" target="_blank">Product Video Clip</a> | [6 empty] | <a href="https://www.lutron.com/TechnicalDocumentLibrary/369-119_Wallbox_Warranty.pdf" target="_blank">Warranty Information</a> |  |  |  |  | 0.050 L | [14 empty] | 0 | 0 | 0 | 0 | Lighting Fixtures | 2019-08-07 16:43 | 2024-07-20 11:30 | 0000-00-00 00:00:00 | 2024-07-20 11:30 | 0000-00-00 00:00:00
1 | Lutron Electronics | MRF2S-8SD010-LA | 4460-9800 | 4460 | 9800 | Lutron Electronics | MRF2S-8SD010-LA.jpg | 784276262156 | MAESTRO RF 434MHZ 8A 0-10V OCC LA | Maestro RF 0â€“10 V Occupancy/Vacancy Sensor Dimmer, 434MHZ, 8A, in light almond |  | 1.82 | 4.13 |  | MRF2S-8SD010-LA.jpg | http://grandbrass.xologic.com/vendors/4460/large/MRF2S-8SD010-LA.jpg | [47 empty] | 0 | 0 | 0 | [6 empty] | 0 | 1 | 1 | EA | 1 | Lighting Controls | [27 empty] | Other Lighting Controls | [242 empty] | <a href="https://www.lutron.com/TechnicalDocumentLibrary/032400.pdf" target="_blank">Installation Instructions</a> | [23 empty] | 2.000 DW |  |  | 1.5700 IN | [89 empty] | 1.000 EA | 1.000 EA | [35 empty] | No | [42 empty] | https://www.lutron.com/TechnicalDocumentLibrary/3691097_ENG.pdf | [7 empty] | Shelf Stock | [39 empty] | 39122236 | [13 empty] | <a href="https://www.lutron.com/TechnicalDocumentLibrary/369-119_Wallbox_Warranty.pdf" target="_blank">Warranty Information</a> |  |  |  |  | 0.230 L | [14 empty] | 0 | 0 | 0 | 0 | Lighting Fixtures | 2019-08-07 16:43 | 2024-07-20 11:25 | 0000-00-00 00:00:00 | 2024-07-20 11:25 | 0000-00-00 00:00:00
1 | Lutron Electronics | MRF2S-8SDV010-BR | 4460-9801 | 4460 | 9801 | Lutron Electronics | MRF2S-8SDV010-BR.jpg | 784276262224 | MAESTRO RF 434MHZ 8A 0-10V VAC BR | Maestro RF 0â€“10 V Vacancy Sensor Dimmer, 434MHZ, 8A, in brown |  | 1.82 | 4.13 |  | MRF2S-8SDV010-BR.jpg | http://grandbrass.xologic.com/vendors/4460/large/MRF2S-8SDV010-BR.jpg | [47 empty] | 0 | 0 | 0 | [6 empty] | 0 | 1 | 1 | EA | 1 | Lighting Controls | [27 empty] | Other Lighting Controls | [242 empty] | <a href="https://www.lutron.com/TechnicalDocumentLibrary/032400.pdf" target="_blank">Installation Instructions</a> | [23 empty] | 2.000 DW |  |  | 1.5700 IN | [89 empty] | 1.000 EA | 1.000 EA | [35 empty] | No | [42 empty] | https://www.lutron.com/TechnicalDocumentLibrary/3691097_ENG.pdf | [7 empty] | Shelf Stock | [39 empty] | 39122236 | [13 empty] | <a href="https://www.lutron.com/TechnicalDocumentLibrary/369-119_Wallbox_Warranty.pdf" target="_blank">Warranty Information</a> |  |  |  |  | 0.230 L | [14 empty] | 0 | 0 | 0 | 0 | Lighting Fixtures | 2019-08-07 16:43 | 2024-07-20 11:30 | 0000-00-00 00:00:00 | 2024-07-20 11:30 | 0000-00-00 00:00:00 | [6 empty] | Brown
1 | Lutron Electronics | MRF2S-8SD010-BR | 4460-9802 | 4460 | 9802 | Lutron Electronics | MRF2S-8SD010-BR.jpg | 784276262163 | MAESTRO RF 434MHZ 8A 0-10V OCC BR | Maestro RF 0â€“10 V Occupancy/Vacancy Sensor Dimmer, 434MHZ, 8A, in brown |  | 1.82 | 4.13 |  | MRF2S-8SD010-BR.jpg | http://grandbrass.xologic.com/vendors/4460/large/MRF2S-8SD010-BR.jpg | [47 empty] | 0 | 0 | 0 | [6 empty] | 0 | 1 | 1 | EA | 1 | Lighting Controls | [27 empty] | Other Lighting Controls | [242 empty] | <a href="https://www.lutron.com/TechnicalDocumentLibrary/032400.pdf" target="_blank">Installation Instructions</a> | [23 empty] | 10.000 DW |  |  | 1.5700 IN | [89 empty] | 1.000 EA | 1.000 EA | [35 empty] | No | [42 empty] | https://www.lutron.com/TechnicalDocumentLibrary/3691097_ENG.pdf | [7 empty] | Shelf Stock | [39 empty] | 39122236 | [13 empty] | <a href="https://www.lutron.com/TechnicalDocumentLibrary/369-119_Wallbox_Warranty.pdf" target="_blank">Warranty Information</a> |  |  |  |  | 0.230 L | [14 empty] | 0 | 0 | 0 | 0 | Lighting Fixtures | 2019-08-07 16:43 | 2024-07-20 11:33 | 0000-00-00 00:00:00 | 2024-07-20 11:33 | 0000-00-00 00:00:00 | [6 empty] | Brown
1 | Lutron Electronics | MRF2S-8SD010-IV | 4460-9803 | 4460 | 9803 | Lutron Electronics | MRF2S-8SD010-IV.jpg | 784276262187 | MAESTRO RF 434MHZ 8A 0-10V OCC IV | Maestro RF 0â€“10 V Occupancy/Vacancy Sensor Dimmer, 434MHZ, 8A, in ivory |  | 2.25 | 4.5 |  | MRF2S-8SD010-IV.jpg | http://grandbrass.xologic.com/vendors/4460/large/MRF2S-8SD010-IV.jpg | [47 empty] | 0 | 0 | 0 | [6 empty] | 0 | 1 | 1 | EA | 1 | Lighting Controls | [27 empty] | Other Lighting Controls | [242 empty] | <a href="https://www.lutron.com/TechnicalDocumentLibrary/032400.pdf" target="_blank">Installation Instructions</a> | [23 empty] | 10.000 DW |  |  | 2.2500 IN | [89 empty] | 1.000 EA | 1.000 EA | [35 empty] | No | [42 empty] | https://www.lutron.com/TechnicalDocumentLibrary/3691097_ENG.pdf | [7 empty] | Shelf Stock | [39 empty] | 39122236 | [13 empty] | <a href="https://www.lutron.com/TechnicalDocumentLibrary/369-119_Wallbox_Warranty.pdf" target="_blank">Warranty Information</a> |  |  |  |  | 0.370 L | [14 empty] | 0 | 0 | 0 | 0 | Lighting Fixtures | 2019-08-07 16:43 | 2024-07-20 11:26 | 0000-00-00 00:00:00 | 2024-07-20 11:26 | 0000-00-00 00:00:00 | [6 empty] | Ivory
1 | Lutron Electronics | MRF2S-8SS-AL | 4460-9804 | 4460 | 9804 | Lutron Electronics | MRF2S-8SS-AL.png | 784276262262 | MAESTRO RF 434MHZ 8A SWTCH OCC AL | MAESTRO RF 434MHZ 8A SWTCH OCC ALMOND |  | 1.82 | 4.13 |  | MRF2S-8SS-AL.png | http://grandbrass.xologic.com/vendors/4460/large/MRF2S-8SS-AL.png | [47 empty] | 0 | 0 | 0 | [6 empty] | 0 | 1 | 1 | EA | 1 | Lighting Controls | [27 empty] | Other Lighting Controls | [242 empty] | <a href="https://www.lutron.com/TechnicalDocumentLibrary/032400.pdf" target="_blank">Installation Instructions</a> | [23 empty] | 2.000 DW |  |  | 1.5700 IN | [89 empty] | 1.000 EA | 1.000 EA | [35 empty] | No | [42 empty] | https://www.lutron.com/TechnicalDocumentLibrary/3691097_ENG.pdf | [7 empty] | Shelf Stock | [39 empty] | 39122236 | [13 empty] | <a href="https://www.lutron.com/TechnicalDocumentLibrary/369-119_Wallbox_Warranty.pdf" target="_blank">Warranty Information</a> |  |  |  |  | 0.230 L | [14 empty] | 0 | 0 | 0 | 0 | Lighting Fixtures | 2019-08-07 16:43 | 2024-07-20 11:28 | 0000-00-00 00:00:00 | 2024-07-20 11:28 | 0000-00-00 00:00:00 | [6 empty] | Almond
1 | Lutron Electronics | MRF2S-8SS-LA | 4460-9805 | 4460 | 9805 | Lutron Electronics | MRF2S-8SS-LA.png | 784276262279 | MAESTRO RF 434MHZ 8A SWTCH OCC LA | MAESTRO RF 434MHZ 8A SWTCH OCC LIGHT ALMOND |  | 1.82 | 4.13 |  | MRF2S-8SS-LA.png | http://grandbrass.xologic.com/vendors/4460/large/MRF2S-8SS-LA.png | [47 empty] | 0 | 0 | 0 | [6 empty] | 0 | 1 | 1 | EA | 1 | Lighting Controls | [27 empty] | Other Lighting Controls | [242 empty] | <a href="https://www.lutron.com/TechnicalDocumentLibrary/032400.pdf" target="_blank">Installation Instructions</a> | [23 empty] | 10.000 DW |  |  | 1.5700 IN | [89 empty] | 1.000 EA | 1.000 EA | [35 empty] | No | [42 empty] | https://www.lutron.com/TechnicalDocumentLibrary/3691097_ENG.pdf | [7 empty] | Shelf Stock | [39 empty] | 39122236 | [13 empty] | <a href="https://www.lutron.com/TechnicalDocumentLibrary/369-119_Wallbox_Warranty.pdf" target="_blank">Warranty Information</a> |  |  |  |  | 0.230 L | [14 empty] | 0 | 0 | 0 | 0 | Lighting Fixtures | 2019-08-07 16:43 | 2024-07-20 11:30 | 0000-00-00 00:00:00 | 2024-07-20 11:30 | 0000-00-00 00:00:00
1 | Lutron Electronics | MK-D-AL | 4460-9808 | 4460 | 9808 | Lutron Electronics | MK-D-AL.jpg | 784276263320 | COLOR KIT FOR MA-PRO AL | Maestro 1 piece color change kit for PRO LED+ Dimmer in Almond |  | 2.25 | 4.5 |  | MK-D-AL.jpg | http://grandbrass.xologic.com/vendors/4460/large/MK-D-AL.jpg | [47 empty] | 0 | 0 | 0 | [6 empty] | 0 | 1 | 1 | EA | 1 | Specialty Items | [27 empty] | Lighting Accessories | [242 empty] | <a href="https://www.lutron.com/TechnicalDocumentLibrary/040440.pdf" target="_blank">Installation Instructions</a> | [23 empty] | 5.000 DW |  |  | 2.2500 IN | [89 empty] | 1.000 EA | 1.000 EA | [35 empty] | No | [42 empty] | https://www.lutron.com/TechnicalDocumentLibrary/3691112_SPA.pdf | [7 empty] | Shelf Stock | [39 empty] | 39122221 | [13 empty] | <a href="https://www.lutron.com/TechnicalDocumentLibrary/369-119_Wallbox_Warranty.pdf" target="_blank">Warranty Information</a> |  |  |  |  | 0.100 L | [14 empty] | 0 | 0 | 0 | 0 | Lighting Fixtures | 2019-08-07 16:43 | 2024-07-20 11:32 | 0000-00-00 00:00:00 | 2024-07-20 11:32 | 0000-00-00 00:00:00 | [6 empty] | Almond
1 | Lutron Electronics | MK-D-SW | 4460-9811 | 4460 | 9811 | Lutron Electronics | MK-D-SW.jpg | 784276263535 | COLOR KIT FOR MA-PRO SW | Maestro 1 piece color change kit for PRO LED+ Dimmer in Snow |  | 2.25 | 4.5 |  | MK-D-SW.jpg | http://grandbrass.xologic.com/vendors/4460/large/MK-D-SW.jpg | [47 empty] | 0 | 0 | 0 | [6 empty] | 0 | 1 | 1 | EA | 1 | Specialty Items | [27 empty] | Lighting Accessories | [242 empty] | <a href="https://www.lutron.com/TechnicalDocumentLibrary/040440.pdf" target="_blank">Installation Instructions</a> | [23 empty] | 5.000 DW |  |  | 2.2500 IN | [89 empty] | 1.000 EA | 1.000 EA | [35 empty] | No | [42 empty] | https://www.lutron.com/TechnicalDocumentLibrary/3691112_SPA.pdf | [7 empty] | Shelf Stock | [39 empty] | 39122221 | [13 empty] | <a href="https://www.lutron.com/TechnicalDocumentLibrary/369-119_Wallbox_Warranty.pdf" target="_blank">Warranty Information</a> |  |  |  |  | 0.100 L | [14 empty] | 0 | 0 | 0 | 0 | Lighting Fixtures | 2019-08-07 16:43 | 2024-07-20 11:36 | 0000-00-00 00:00:00 | 2024-07-20 11:36 | 0000-00-00 00:00:00 | [6 empty] | Snow
1 | Lutron Electronics | MK-D-5-BI | 4460-9813 | 4460 | 9813 | Lutron Electronics | MK-D-5-BI.jpg | 784276263597 | 5 COLOR KIT FOR MA-PRO BI | Maestro 5 piece color change kit for PRO LED+ Dimmer in Biscuit |  | 10 | 1.5 |  | MK-D-5-BI.jpg | http://grandbrass.xologic.com/vendors/4460/large/MK-D-5-BI.jpg | [47 empty] | 0 | 0 | 0 | [6 empty] | 0 | 1 | 1 | EA | 1 | Specialty Items | [27 empty] | Lighting Accessories | [242 empty] | <a href="https://www.lutron.com/TechnicalDocumentLibrary/040440.pdf" target="_blank">Installation Instructions</a> | [23 empty] | 5.000 DW |  |  | 3.8800 IN | [89 empty] | 1.000 EA | 1.000 EA | [35 empty] | No | [42 empty] | https://www.lutron.com/TechnicalDocumentLibrary/3691112_SPA.pdf | [7 empty] | Shelf Stock | [39 empty] | 39122221 | [13 empty] | <a href="https://assets.lutron.com/a/documents/369-119_Wallbox_Warranty.pdf" target="_blank">Warranty Information</a> |  |  |  |  | 0.290 L | [14 empty] | 0 | 0 | 0 | 0 | Lighting Fixtures | 2019-08-07 16:43 | 2024-07-20 11:22 | 0000-00-00 00:00:00 | 2024-07-20 11:22 | 0000-00-00 00:00:00 | [6 empty] | Biscuit
1 | Lutron Electronics | PJ2-3BRL-TBI-F01 | 4460-9814 | 4460 | 9814 | Lutron Electronics | PJ2-3BRL-TBI-F01.jpeg | 784276260787 | PICO RF 434MHZ FAN CONTROL BISCUIT | Lutron Pico Smart Remote for Fan Speed Control - Biscuit |  | 3.77 | 5.88 |  | PJ2-3BRL-TBI-F01.jpeg | http://grandbrass.xologic.com/vendors/4460/large/PJ2-3BRL-TBI-F01.jpeg | [47 empty] | 0 | 0 | 0 | [6 empty] | 0 | 1 | 1 | EA | 1 | Lighting Controls | [27 empty] | Other Lighting Controls | [242 empty] | <a href="https://www.lutron.com/TechnicalDocumentLibrary/040429.pdf" target="_blank">Installation Instructions</a> | [23 empty] | 2.000 DW |  |  | 0.4400 IN | [89 empty] | 1.000 EA | 1.000 EA | [35 empty] | No | [42 empty] | https://www.lutron.com/TechnicalDocumentLibrary/3691113.pdf | [7 empty] | Shelf Stock | [39 empty] | 52161525 | [6 empty] | <a href="https://lutron.widen.net/content/fomoe9knmc/mp4/Ecom_PicoBenefits_video.mp4" target="_blank">Product Video Clip</a> | [6 empty] | <a href="https://www.lutron.com/TechnicalDocumentLibrary/369-119_Wallbox_Warranty.pdf" target="_blank">Warranty Information</a> |  |  |  |  | 0.050 L | [14 empty] | 0 | 0 | 0 | 0 | Lighting Fixtures | 2019-08-07 16:44 | 2024-07-20 11:33 | 0000-00-00 00:00:00 | 2024-07-20 11:33 | 0000-00-00 00:00:00
1 | Lutron Electronics | MA-PRO-BR | 4460-9815 | 4460 | 9815 | Lutron Electronics | MA-PRO-BR.jpeg?w=1500 | 784276261548 | MAESTRO PRO LED DIMMER BR | Maestro PRO LED+ Dimmer, Single-pole, 3-way, multilocation, Brown |  | 2.25 | 4.5 | [50 empty] | 0 | 0 | 0 | [6 empty] | 0 | 1 | 1 | EA | 1 | Lighting Controls | [27 empty] | Dimmers | [242 empty] | <a href="https://www.lutron.com/TechnicalDocumentLibrary/0301943.pdf" target="_blank">Installation Instructions</a> | [23 empty] | 40.000 DW |  |  | 2.2500 IN | [89 empty] | 1.000 EA | 1.000 EA | [35 empty] | No | [42 empty] | https://www.lutron.com/TechnicalDocumentLibrary/3691112_FRE.pdf | [7 empty] | Shelf Stock | [39 empty] | 39122206 | [6 empty] | <a href="https://lutron.widen.net/content/mywnd9xzlc/mp4/Maestro-LED+-Single-Pole-Installation_English.mp4" target="_blank">Product Video Clip</a> | [6 empty] | <a href="https://www.lutron.com/TechnicalDocumentLibrary/369-119_Wallbox_Warranty.pdf" target="_blank">Warranty Information</a> |  |  |  |  | 0.270 L | [14 empty] | 0 | 0 | 0 | 0 | Lighting Fixtures | 2019-08-07 16:44 | 2024-07-20 11:43 | 0000-00-00 00:00:00 | 2024-07-20 11:43 | 0000-00-00 00:00:00 | [6 empty] | Brown
1 | Lutron Electronics | MACL-153M-BR-C | 4460-9817 | 4460 | 9817 | Lutron Electronics | Ecom_MACL-153M-BR_nowallplate.jpeg | 784276269261 | MAESTRO 150W LED MULT CAD BR | Maestro LED+ Multiloc, Ed Box Brown, CSA |  | 2.25 | 4.5 |  | Ecom_MACL-153M-BR_nowallplate.jpeg | http://grandbrass.xologic.com/vendors/4460/large/Ecom_MACL-153M-BR_nowallplate.jpeg | [47 empty] | 0 | 0 | 0 | [6 empty] | 0 | 1 | 1 | EA | 1 | Lighting Controls | [27 empty] | Dimmers | [242 empty] | <a href="https://www.lutron.com/TechnicalDocumentLibrary/0301629b.pdf" target="_blank">Installation Instructions</a> | [23 empty] | 2.000 DW |  |  | 2.2500 IN | [89 empty] | 1.000 EA | 1.000 EA | [35 empty] | No | [42 empty] | https://www.lutron.com/TechnicalDocumentLibrary/369613a_SPA.pdf | [7 empty] | Shelf Stock | [13 empty] | <a href="https://www.lutron.com/TechnicalDocumentLibrary/368-4493_Page_9.pdf" target="_blank">Tech Drawing</a> | [25 empty] | 39122206 | [13 empty] | <a href="https://www.lutron.com/TechnicalDocumentLibrary/369-119_Wallbox_Warranty.pdf" target="_blank">Warranty Information</a> |  |  |  |  | 0.270 L | [14 empty] | 0 | 0 | 0 | 0 | Lighting Fixtures | 2019-08-07 16:44 | 2024-07-20 11:30 | 0000-00-00 00:00:00 | 2024-07-20 11:30 | 0000-00-00 00:00:00 | [6 empty] | Brown
1 | Lutron Electronics | MACL-153M-TP-C | 4460-9819 | 4460 | 9819 | Lutron Electronics | Ecom_MACL-153M-TP_nowallplate.jpeg | 784276269438 | MAESTRO 150W LED MULT CAD TP | Maestro LED+ Multiloc, Ed Box Taupe, CSA |  | 2.25 | 4.5 |  | Ecom_MACL-153M-TP_nowallplate.jpeg | http://grandbrass.xologic.com/vendors/4460/large/Ecom_MACL-153M-TP_nowallplate.jpeg | [47 empty] | 0 | 0 | 0 | [6 empty] | 0 | 1 | 1 | EA | 1 | Lighting Controls | [27 empty] | Dimmers | [242 empty] | <a href="https://www.lutron.com/TechnicalDocumentLibrary/0301629b.pdf" target="_blank">Installation Instructions</a> | [23 empty] | 2.000 DW |  |  | 2.2500 IN | [89 empty] | 1.000 EA | 1.000 EA | [35 empty] | No | [42 empty] | https://www.lutron.com/TechnicalDocumentLibrary/369613a_SPA.pdf | [7 empty] | Shelf Stock | [13 empty] | <a href="https://www.lutron.com/TechnicalDocumentLibrary/368-4493_Page_9.pdf" target="_blank">Tech Drawing</a> | [25 empty] | 39122206 | [13 empty] | <a href="https://www.lutron.com/TechnicalDocumentLibrary/369-119_Wallbox_Warranty.pdf" target="_blank">Warranty Information</a> |  |  |  |  | 0.270 L | [14 empty] | 0 | 0 | 0 | 0 | Lighting Fixtures | 2019-08-07 16:44 | 2024-07-20 11:28 | 0000-00-00 00:00:00 | 2024-07-20 11:28 | 0000-00-00 00:00:00 | [6 empty] | Taupe
1 | Lutron Electronics | MACL-153M-WH-C | 4460-9820 | 4460 | 9820 | Lutron Electronics | MACL-153M-WH.jpeg?w=1500 | 784276269445 | MAESTRO 150W LED MULT CAD WH | Maestro LED+ Multiloc, Ed Box White, CSA |  | 2.5 | 4.6 | [50 empty] | 0 | 0 | 0 | [6 empty] | 0 | 1 | 1 | EA | 1 | Lighting Controls | [27 empty] | Dimmers | [242 empty] | <a href="https://www.lutron.com/TechnicalDocumentLibrary/0301629b.pdf" target="_blank">Installation Instructions</a> | [23 empty] | 25.000 DW |  |  | 2.5000 IN | [89 empty] | 1.000 EA | 1.000 EA | [35 empty] | No | [42 empty] | https://www.lutron.com/TechnicalDocumentLibrary/369613a_SPA.pdf | [7 empty] | Shelf Stock | [13 empty] | <a href="https://www.lutron.com/TechnicalDocumentLibrary/368-4493_Page_9.pdf" target="_blank">Tech Drawing</a> | [25 empty] | 39122206 | [13 empty] | <a href="https://www.lutron.com/TechnicalDocumentLibrary/369-119_Wallbox_Warranty.pdf" target="_blank">Warranty Information</a> |  |  |  |  | 0.350 L | [14 empty] | 0 | 0 | 0 | 0 | Lighting Fixtures | 2019-08-07 16:44 | 2024-07-20 11:25 | 0000-00-00 00:00:00 | 2024-07-20 11:25 | 0000-00-00 00:00:00 | [6 empty] | White
1 | Lutron Electronics | RMJS-ECO32-SZ | 4460-9821 | 4460 | 9821 | Lutron Electronics | RMJS-ECO32-SZ.jpg | 784276258067 | POWPAK ECO VIVE 434MHZ 32 DRIVERS | ECOSYTEM MODULE |  | 3.3 | 4.5 |  | RMJS-ECO32-SZ.jpg | http://grandbrass.xologic.com/vendors/4460/large/RMJS-ECO32-SZ.jpg | [47 empty] | 0 | 0 | 0 | [6 empty] | 0 | 1 | 1 | EA | 1 | Lighting Controls | [27 empty] | Dimmers | [242 empty] | <a href="https://www.lutron.com/TechnicalDocumentLibrary/041695.pdf" target="_blank">Installation Instructions</a> | [23 empty] | 20.000 DW |  |  | 2.2500 IN | [89 empty] | 1.000 EA | 1.000 EA | [35 empty] | No | [42 empty] | https://www.lutron.com/TechnicalDocumentLibrary/3691103.pdf | [7 empty] | Shelf Stock | [39 empty] | 39122206 | [13 empty] | <a href="https://www.lutron.com/TechnicalDocumentLibrary/369-119_Wallbox_Warranty.pdf" target="_blank">Warranty Information</a> |  |  |  |  | 0.400 L | [14 empty] | 0 | 0 | 0 | 0 | Lighting Fixtures | 2019-08-07 16:46 | 2024-07-20 11:32 | 0000-00-00 00:00:00 | 2024-07-20 11:32 | 0000-00-00 00:00:00
1 | Lutron Electronics | MRF2S-8SSV-BL | 4460-9822 | 4460 | 9822 | Lutron Electronics | MRF2S-8SSV-BL.png | 784276262316 | MAESTRO RF 434MHZ 8A SWTCH VAC BL | MAESTRO RF 434MHZ 8A SWTCH VAC BLACK |  | 1.82 | 4.13 |  | MRF2S-8SSV-BL.png | http://grandbrass.xologic.com/vendors/4460/large/MRF2S-8SSV-BL.png | [47 empty] | 0 | 0 | 0 | [6 empty] | 0 | 1 | 1 | EA | 1 | Lighting Controls | [27 empty] | Other Lighting Controls | [242 empty] | <a href="https://www.lutron.com/TechnicalDocumentLibrary/032400.pdf" target="_blank">Installation Instructions</a> | [23 empty] | 2.000 DW |  |  | 1.5700 IN | [89 empty] | 1.000 EA | 1.000 EA | [35 empty] | No | [42 empty] | https://www.lutron.com/TechnicalDocumentLibrary/3691097_ENG.pdf | [7 empty] | Shelf Stock | [39 empty] | 39122236 | [13 empty] | <a href="https://www.lutron.com/TechnicalDocumentLibrary/369-119_Wallbox_Warranty.pdf" target="_blank">Warranty Information</a> |  |  |  |  | 0.230 L | [14 empty] | 0 | 0 | 0 | 0 | Lighting Fixtures | 2019-08-07 16:46 | 2024-07-20 11:26 | 0000-00-00 00:00:00 | 2024-07-20 11:26 | 0000-00-00 00:00:00 | [6 empty] | Black
1 | Lutron Electronics | MRF2S-8SSV-BR | 4460-9823 | 4460 | 9823 | Lutron Electronics | MRF2S-8SSV-BR.png | 784276262347 | MAESTRO RF 434MHZ 8A SWTCH VAC BR | MAESTRO RF 434MHZ 8A SWTCH VAC BROWN |  | 1.82 | 4.13 |  | MRF2S-8SSV-BR.png | http://grandbrass.xologic.com/vendors/4460/large/MRF2S-8SSV-BR.png | [47 empty] | 0 | 0 | 0 | [6 empty] | 0 | 1 | 1 | EA | 1 | Lighting Controls | [27 empty] | Other Lighting Controls | [242 empty] | <a href="https://www.lutron.com/TechnicalDocumentLibrary/032400.pdf" target="_blank">Installation Instructions</a> | [23 empty] | 2.000 DW |  |  | 1.5700 IN | [89 empty] | 1.000 EA | 1.000 EA | [35 empty] | No | [42 empty] | https://www.lutron.com/TechnicalDocumentLibrary/3691097_ENG.pdf | [7 empty] | Shelf Stock | [39 empty] | 39122236 | [13 empty] | <a href="https://www.lutron.com/TechnicalDocumentLibrary/369-119_Wallbox_Warranty.pdf" target="_blank">Warranty Information</a> |  |  |  |  | 0.230 L | [14 empty] | 0 | 0 | 0 | 0 | Lighting Fixtures | 2019-08-07 16:46 | 2024-07-20 11:30 | 0000-00-00 00:00:00 | 2024-07-20 11:30 | 0000-00-00 00:00:00 | [6 empty] | Brown
1 | Lutron Electronics | MK-D-BL | 4460-9824 | 4460 | 9824 | Lutron Electronics | MK-D-BL.jpg | 784276263351 | COLOR KIT FOR MA-PRO BL | Maestro 1 piece color change kit for PRO LED+ Dimmer in Black |  | 2.25 | 4.5 |  | MK-D-BL.jpg | http://grandbrass.xologic.com/vendors/4460/large/MK-D-BL.jpg | [47 empty] | 0 | 0 | 0 | [6 empty] | 0 | 1 | 1 | EA | 1 | Specialty Items | [27 empty] | Lighting Accessories | [242 empty] | <a href="https://www.lutron.com/TechnicalDocumentLibrary/040440.pdf" target="_blank">Installation Instructions</a> | [23 empty] | 5.000 DW |  |  | 2.2500 IN | [89 empty] | 1.000 EA | 1.000 EA | [35 empty] | No | [42 empty] | https://www.lutron.com/TechnicalDocumentLibrary/3691112_SPA.pdf | [7 empty] | Shelf Stock | [39 empty] | 39122221 | [13 empty] | <a href="https://www.lutron.com/TechnicalDocumentLibrary/369-119_Wallbox_Warranty.pdf" target="_blank">Warranty Information</a> |  |  |  |  | 0.100 L | [14 empty] | 0 | 0 | 0 | 0 | Lighting Fixtures | 2019-08-07 16:46 | 2024-07-20 11:36 | 0000-00-00 00:00:00 | 2024-07-20 11:36 | 0000-00-00 00:00:00 | [6 empty] | Black
1 | Lutron Electronics | MK-D-GR | 4460-9825 | 4460 | 9825 | Lutron Electronics | MK-D-GR.jpg | 784276263405 | COLOR KIT FOR MA-PRO GR | Maestro 1 piece color change kit for PRO LED+ Dimmer in Gray |  | 2.25 | 4.5 |  | MK-D-GR.jpg | http://grandbrass.xologic.com/vendors/4460/large/MK-D-GR.jpg | [47 empty] | 0 | 0 | 0 | [6 empty] | 0 | 1 | 1 | EA | 1 | Specialty Items | [27 empty] | Lighting Accessories | [242 empty] | <a href="https://www.lutron.com/TechnicalDocumentLibrary/040440.pdf" target="_blank">Installation Instructions</a> | [23 empty] | 5.000 DW |  |  | 2.2500 IN | [89 empty] | 1.000 EA | 1.000 EA | [35 empty] | No | [42 empty] | https://www.lutron.com/TechnicalDocumentLibrary/3691112_SPA.pdf | [7 empty] | Shelf Stock | [39 empty] | 39122221 | [13 empty] | <a href="https://www.lutron.com/TechnicalDocumentLibrary/369-119_Wallbox_Warranty.pdf" target="_blank">Warranty Information</a> |  |  |  |  | 0.100 L | [14 empty] | 0 | 0 | 0 | 0 | Lighting Fixtures | 2019-08-07 16:46 | 2024-07-20 11:33 | 0000-00-00 00:00:00 | 2024-07-20 11:33 | 0000-00-00 00:00:00 | [6 empty] | Gray
1 | Lutron Electronics | MRF2S-8SSV-GR | 4460-9827 | 4460 | 9827 | Lutron Electronics | MRF2S-8SSV-GR.png | 784276262354 | MAESTRO RF 434MHZ 8A SWTCH VAC GR | MAESTRO RF 434MHZ 8A SWTCH VAC GRAY |  | 1.82 | 4.13 |  | MRF2S-8SSV-GR.png | http://grandbrass.xologic.com/vendors/4460/large/MRF2S-8SSV-GR.png | [47 empty] | 0 | 0 | 0 | [6 empty] | 0 | 1 | 1 | EA | 1 | Lighting Controls | [27 empty] | Other Lighting Controls | [242 empty] | <a href="https://www.lutron.com/TechnicalDocumentLibrary/032400.pdf" target="_blank">Installation Instructions</a> | [23 empty] | 2.000 DW |  |  | 1.5700 IN | [89 empty] | 1.000 EA | 1.000 EA | [35 empty] | No | [42 empty] | https://www.lutron.com/TechnicalDocumentLibrary/3691097_ENG.pdf | [7 empty] | Shelf Stock | [39 empty] | 39122236 | [13 empty] | <a href="https://www.lutron.com/TechnicalDocumentLibrary/369-119_Wallbox_Warranty.pdf" target="_blank">Warranty Information</a> |  |  |  |  | 0.230 L | [14 empty] | 0 | 0 | 0 | 0 | Lighting Fixtures | 2019-08-07 16:47 | 2024-07-20 11:25 | 0000-00-00 00:00:00 | 2024-07-20 11:25 | 0000-00-00 00:00:00 | [6 empty] | Gray
1 | Lutron Electronics | MK-D-IV | 4460-9828 | 4460 | 9828 | Lutron Electronics | MK-D-IV.jpg | 784276263436 | COLOR KIT FOR MA-PRO IV | Maestro 1 piece color change kit for PRO LED+ Dimmer in Ivory |  | 2.25 | 4.5 |  | MK-D-IV.jpg | http://grandbrass.xologic.com/vendors/4460/large/MK-D-IV.jpg | [47 empty] | 0 | 0 | 0 | [6 empty] | 0 | 1 | 1 | EA | 1 | Specialty Items | [27 empty] | Lighting Accessories | [242 empty] | <a href="https://www.lutron.com/TechnicalDocumentLibrary/040440.pdf" target="_blank">Installation Instructions</a> | [23 empty] | 5.000 DW |  |  | 2.2500 IN | [89 empty] | 1.000 EA | 1.000 EA | [35 empty] | No | [42 empty] | https://www.lutron.com/TechnicalDocumentLibrary/3691112_SPA.pdf | [7 empty] | Shelf Stock | [39 empty] | 39122221 | [13 empty] | <a href="https://www.lutron.com/TechnicalDocumentLibrary/369-119_Wallbox_Warranty.pdf" target="_blank">Warranty Information</a> |  |  |  |  | 0.100 L | [14 empty] | 0 | 0 | 0 | 0 | Lighting Fixtures | 2019-08-07 16:47 | 2024-07-20 11:30 | 0000-00-00 00:00:00 | 2024-07-20 11:30 | 0000-00-00 00:00:00 | [6 empty] | Ivory
1 | Lutron Electronics | MA-PRO-HT | 4460-9830 | 4460 | 9830 | Lutron Electronics | MA-PRO-HT.jpeg?w=1500 | 784276261609 | MAESTRO PRO LED DIMMER HT | Maestro PRO LED+ Dimmer, Single-pole, 3-way, multilocation, Hot |  | 2.25 | 4.5 | [50 empty] | 0 | 0 | 0 | [6 empty] | 0 | 1 | 1 | EA | 1 | Lighting Controls | [27 empty] | Dimmers | [242 empty] | <a href="https://www.lutron.com/TechnicalDocumentLibrary/0301943.pdf" target="_blank">Installation Instructions</a> | [23 empty] | 25.000 DW |  |  | 2.2500 IN | [89 empty] | 1.000 EA | 1.000 EA | [35 empty] | No | [42 empty] | https://www.lutron.com/TechnicalDocumentLibrary/3691112_FRE.pdf | [7 empty] | Shelf Stock | [39 empty] | 39122206 | [6 empty] | <a href="https://lutron.widen.net/content/mywnd9xzlc/mp4/Maestro-LED+-Single-Pole-Installation_English.mp4" target="_blank">Product Video Clip</a> | [6 empty] | <a href="https://www.lutron.com/TechnicalDocumentLibrary/369-119_Wallbox_Warranty.pdf" target="_blank">Warranty Information</a> |  |  |  |  | 0.270 L | [14 empty] | 0 | 0 | 0 | 0 | Lighting Fixtures | 2019-08-07 16:47 | 2024-07-20 11:27 | 0000-00-00 00:00:00 | 2024-07-20 11:27 | 0000-00-00 00:00:00
1 | Lutron Electronics | MK-D-5-LA | 4460-9833 | 4460 | 9833 | Lutron Electronics | MK-D-5-LA.jpg | 784276263696 | 5 COLOR KIT FOR MA-PRO LA | Maestro 5 piece color change kit for PRO LED+ Dimmer in Light Almond |  | 10 | 1.5 |  | MK-D-5-LA.jpg | http://grandbrass.xologic.com/vendors/4460/large/MK-D-5-LA.jpg | [47 empty] | 0 | 0 | 0 | [6 empty] | 0 | 1 | 1 | EA | 1 | Specialty Items | [27 empty] | Lighting Accessories | [242 empty] | <a href="https://www.lutron.com/TechnicalDocumentLibrary/040440.pdf" target="_blank">Installation Instructions</a> | [23 empty] | 5.000 DW |  |  | 3.8800 IN | [89 empty] | 1.000 EA | 1.000 EA | [35 empty] | No | [42 empty] | https://www.lutron.com/TechnicalDocumentLibrary/3691112_SPA.pdf | [7 empty] | Shelf Stock | [39 empty] | 39122221 | [13 empty] | <a href="https://assets.lutron.com/a/documents/369-119_Wallbox_Warranty.pdf" target="_blank">Warranty Information</a> |  |  |  |  | 0.290 L | [14 empty] | 0 | 0 | 0 | 0 | Lighting Fixtures | 2019-08-07 16:47 | 2024-07-20 11:28 | 0000-00-00 00:00:00 | 2024-07-20 11:28 | 0000-00-00 00:00:00
1 | Lutron Electronics | PD-FSQN-IV | 4460-9834 | 4460 | 9834 | Lutron Electronics | Ecom_PD-FSQN-IV_nowallplate.jpeg | 784276260800 | CasÃ©ta Smart Fan Speed Control Ivory | Lutron Caseta Wireless Smart Fan Speed Control Switch, 120V, 1.5A, Single-Pole, Ivory |  | 3.38 | 4.5 |  | Ecom_PD-FSQN-IV_nowallplate.jpeg | http://grandbrass.xologic.com/vendors/4460/large/Ecom_PD-FSQN-IV_nowallplate.jpeg | [47 empty] | 0 | 0 | 0 | [6 empty] | 0 | 1 | 1 | EA | 1 | Lighting Controls | [27 empty] | Dimmers | [242 empty] | <a href="https://www.lutron.com/TechnicalDocumentLibrary/0301911.pdf" target="_blank">Installation Instructions</a> | [23 empty] | 2.000 DW |  |  | 2.2500 IN | [89 empty] | 1.000 EA | 1.000 EA | [35 empty] | No | [42 empty] | https://www.lutron.com/TechnicalDocumentLibrary/369987_SPA.pdf | [7 empty] | Shelf Stock | [39 empty] | 39122206 | [6 empty] | <a href="https://lutron.widen.net/content/twinpx9ws6/mp4/Caseta-Hub-Story.mp4" target="_blank">Product Video Clip</a> | [6 empty] | <a href="https://www.lutron.com/TechnicalDocumentLibrary/369-119_Wallbox_Warranty.pdf" target="_blank">Warranty Information</a> |  |  |  |  | 0.350 L | [14 empty] | 0 | 0 | 0 | 0 | Lighting Fixtures | 2019-08-07 16:47 | 2024-07-20 11:35 | 0000-00-00 00:00:00 | 2024-07-20 11:35 | 0000-00-00 00:00:00 | [6 empty] | Ivory
1 | Lutron Electronics | PJ2-3BRL-WH-F01R | 4460-9835 | 4460 | 9835 | Lutron Electronics | Ecom_PJ2-3BRL-GWH-F01_nowallplate.jpeg | 784276803168 | Pico Smart Remote for Fan Speed, White | Lutron Pico Smart Remote for Fan Speed Control - White, with retail packaging |  | 4 | 6.25 |  | Ecom_PJ2-3BRL-GWH-F01_nowallplate.jpeg | http://grandbrass.xologic.com/vendors/4460/large/Ecom_PJ2-3BRL-GWH-F01_nowallplate.jpeg | [47 empty] | 0 | 0 | 0 | [6 empty] | 0 | 1 | 1 | EA | 1 | Lighting Controls | [27 empty] | Other Lighting Controls | [242 empty] | <a href="https://www.lutron.com/TechnicalDocumentLibrary/040429.pdf" target="_blank">Installation Instructions</a> | [23 empty] | 2.000 DW |  |  | 0.5800 IN | [89 empty] | 1.000 EA | 1.000 EA | [35 empty] | No | [42 empty] | https://www.lutron.com/TechnicalDocumentLibrary/3691113.pdf | [7 empty] | Shelf Stock | [39 empty] | 52161525 | [6 empty] | <a href="https://lutron.widen.net/content/fomoe9knmc/original/Ecom_PicoBenefits_video.mp4" target="_blank">Product Video Clip</a> | [6 empty] | <a href="https://www.lutron.com/TechnicalDocumentLibrary/369-119_Wallbox_Warranty.pdf" target="_blank">Warranty Information</a> |  |  |  |  | 0.050 L | [14 empty] | 0 | 0 | 0 | 0 | Lighting Fixtures | 2019-08-07 16:47 | 2024-07-20 11:40 | 0000-00-00 00:00:00 | 2024-07-20 11:40 | 0000-00-00 00:00:00 | [6 empty] | White
4 | Lutron Electronics | LUT-19AV-1U | 4460-9837 | 4460 | 9837 | Lutron Electronics | LUT-19AV-1U.jpg | 27557163262 | 19 INCH AV RACK 1U HEIGHT | GRAFIK Eye 19 inch audiovisual rack, mounts in standard 19" AV-1U racks |  | 1.75 | 3.75 |  | LUT-19AV-1U.jpg | http://grandbrass.xologic.com/vendors/4460/large/LUT-19AV-1U.jpg | [47 empty] | 0 | 0 | 0 | [6 empty] | 0 | 1 | 1 | EA | 1 | Specialty Items |  |  | Fittings and Hardware |  | Anchors And Mounting Hardware |  | Mounting Racks | [20 empty] | Other Specialty Items | [242 empty] | <a href="https://assets.lutron.com/a/documents/040245aENG.pdf" target="_blank">Installation Instructions</a> | [23 empty] | 10.000 DW |  |  | 19.0000 IN | [89 empty] | 1.000 EA | 1.000 EA | [35 empty] | No | [42 empty] | https://www.lutron.com/TechnicalDocumentLibrary/LUT-19AV-1U.pdf | [7 empty] | Shelf Stock | [39 empty] | 31162309 | [13 empty] | <a href="https://assets.lutron.com/a/documents/3601201A_Commercial_Limited_Warranty.pdf" target="_blank">Warranty Information</a> |  |  |  |  | 1.300 L | [14 empty] | 0 | 0 | 0 | 0 | Electrical | 2019-08-07 16:47 | 2024-07-20 11:26 | 0000-00-00 00:00:00 | 2025-11-29 02:00 | 0000-00-00 00:00:00
1 | Lutron Electronics | MK-D-WH | 4460-9839 | 4460 | 9839 | Lutron Electronics | MK-D-WH.jpg | 784276263566 | COLOR KIT FOR MA-PRO WH | Maestro 1 piece color change kit for PRO LED+ Dimmer in White |  | 2.25 | 4.6 |  | MK-D-WH.jpg | http://grandbrass.xologic.com/vendors/4460/large/MK-D-WH.jpg | [47 empty] | 0 | 0 | 0 | [6 empty] | 0 | 1 | 1 | EA | 1 | Specialty Items | [27 empty] | Lighting Accessories | [242 empty] | <a href="https://www.lutron.com/TechnicalDocumentLibrary/040440.pdf" target="_blank">Installation Instructions</a> | [23 empty] | 5.000 DW |  |  | 2.2500 IN | [89 empty] | 1.000 EA | 1.000 EA | [35 empty] | No | [42 empty] | https://www.lutron.com/TechnicalDocumentLibrary/3691112_SPA.pdf | [7 empty] | Shelf Stock | [39 empty] | 39122221 | [13 empty] | <a href="https://www.lutron.com/TechnicalDocumentLibrary/369-119_Wallbox_Warranty.pdf" target="_blank">Warranty Information</a> |  |  |  |  | 0.100 L | [14 empty] | 0 | 0 | 0 | 0 | Lighting Fixtures | 2019-08-07 16:47 | 2024-07-20 11:30 | 0000-00-00 00:00:00 | 2024-07-20 11:30 | 0000-00-00 00:00:00 | [6 empty] | White
1 | Lutron Electronics | MK-D-5-GR | 4460-9841 | 4460 | 9841 | Lutron Electronics | MK-D-5-GR.jpg | 784276263658 | 5 COLOR KIT FOR MA-PRO GR | Maestro 5 piece color change kit for PRO LED+ Dimmer in Gray |  | 10 | 1.5 |  | MK-D-5-GR.jpg | http://grandbrass.xologic.com/vendors/4460/large/MK-D-5-GR.jpg | [47 empty] | 0 | 0 | 0 | [6 empty] | 0 | 1 | 1 | EA | 1 | Specialty Items | [27 empty] | Lighting Accessories | [242 empty] | <a href="https://www.lutron.com/TechnicalDocumentLibrary/040440.pdf" target="_blank">Installation Instructions</a> | [23 empty] | 5.000 DW |  |  | 3.8800 IN | [89 empty] | 1.000 EA | 1.000 EA | [35 empty] | No | [42 empty] | https://www.lutron.com/TechnicalDocumentLibrary/3691112_SPA.pdf | [7 empty] | Shelf Stock | [39 empty] | 39122221 | [13 empty] | <a href="https://assets.lutron.com/a/documents/369-119_Wallbox_Warranty.pdf" target="_blank">Warranty Information</a> |  |  |  |  | 0.290 L | [14 empty] | 0 | 0 | 0 | 0 | Lighting Fixtures | 2019-08-07 16:47 | 2024-07-20 11:28 | 0000-00-00 00:00:00 | 2024-07-20 11:28 | 0000-00-00 00:00:00 | [6 empty] | Gray
1 | Lutron Electronics | PJ2-3BRL-TSW-F01 | 4460-9842 | 4460 | 9842 | Lutron Electronics | PJ2-3BRL-TSW-F01.jpeg | 784276260770 | PICO RF 434MHZ FAN CONTROL SNOW | Lutron Pico Smart Remote for Fan Speed Control - Snow |  | 3.77 | 5.88 |  | PJ2-3BRL-TSW-F01.jpeg | http://grandbrass.xologic.com/vendors/4460/large/PJ2-3BRL-TSW-F01.jpeg | [47 empty] | 0 | 0 | 0 | [6 empty] | 0 | 1 | 1 | EA | 1 | Lighting Controls | [27 empty] | Other Lighting Controls | [242 empty] | <a href="https://www.lutron.com/TechnicalDocumentLibrary/040429.pdf" target="_blank">Installation Instructions</a> | [23 empty] | 2.000 DW |  |  | 0.4400 IN | [89 empty] | 1.000 EA | 1.000 EA | [35 empty] | No | [42 empty] | https://www.lutron.com/TechnicalDocumentLibrary/3691113.pdf | [7 empty] | Shelf Stock | [39 empty] | 52161525 | [6 empty] | <a href="https://lutron.widen.net/content/fomoe9knmc/mp4/Ecom_PicoBenefits_video.mp4" target="_blank">Product Video Clip</a> | [6 empty] | <a href="https://www.lutron.com/TechnicalDocumentLibrary/369-119_Wallbox_Warranty.pdf" target="_blank">Warranty Information</a> |  |  |  |  | 0.050 L | [14 empty] | 0 | 0 | 0 | 0 | Lighting Fixtures | 2019-08-07 16:47 | 2024-07-20 11:43 | 0000-00-00 00:00:00 | 2024-07-20 11:43 | 0000-00-00 00:00:00
4 | Lutron Electronics | LUT-8X8-ENC | 4460-9843 | 4460 | 9843 | Lutron Electronics | LUT-8X8-ENC.jpg | 27557979764 | 8 INCH SQUARE ENCLOSURE | Lutron 8 inch square enclosure with din rail |  | 7.2 | 9.8 |  | LUT-8X8-ENC.jpg | http://grandbrass.xologic.com/vendors/4460/large/LUT-8X8-ENC.jpg | [47 empty] | 0 | 0 | 0 | [6 empty] | 0 | 1 | 1 | EA | 1 | Specialty Items |  |  | Electrical Boxes And Enclosures |  | Enclosures |  | Electrical General Purpose Enclosure | [20 empty] | Other Specialty Items | [242 empty] | <a href="https://assets.lutron.com/a/documents/041756.pdf" target="_blank">Installation Instructions</a> | [23 empty] | 15.000 DW |  |  | 9.6000 IN | [89 empty] | 1.000 EA | 1.000 EA | [35 empty] | No | [42 empty] | https://www.lutron.com/TechnicalDocumentLibrary/369-282_SPA.pdf | [7 empty] | Shelf Stock | [39 empty] | 39121324 | [13 empty] | <a href="https://assets.lutron.com/a/documents/3601201A_Commercial_Limited_Warranty.pdf" target="_blank">Warranty Information</a> |  |  |  |  | 5.400 L | [14 empty] | 0 | 0 | 0 | 0 | Electrical | 2019-08-07 16:47 | 2024-07-20 11:40 | 0000-00-00 00:00:00 | 2025-11-29 02:00 | 0000-00-00 00:00:00
1 | Lutron Electronics | MACL-153M-SW-C | 4460-9845 | 4460 | 9845 | Lutron Electronics | Ecom_MACL-153M-SW_nowallplate.jpeg | 784276269414 | MAESTRO 150W LED MULT CAD SW | Maestro LED+ Multiloc, Ed Box Snow, CSA |  | 2.25 | 4.5 |  | Ecom_MACL-153M-SW_nowallplate.jpeg | http://grandbrass.xologic.com/vendors/4460/large/Ecom_MACL-153M-SW_nowallplate.jpeg | [47 empty] | 0 | 0 | 0 | [6 empty] | 0 | 1 | 1 | EA | 1 | Lighting Controls | [27 empty] | Dimmers | [242 empty] | <a href="https://www.lutron.com/TechnicalDocumentLibrary/0301629b.pdf" target="_blank">Installation Instructions</a> | [23 empty] | 20.000 DW |  |  | 2.2500 IN | [89 empty] | 1.000 EA | 1.000 EA | [35 empty] | No | [42 empty] | https://www.lutron.com/TechnicalDocumentLibrary/369613a_SPA.pdf | [7 empty] | Shelf Stock | [13 empty] | <a href="https://www.lutron.com/TechnicalDocumentLibrary/368-4493_Page_9.pdf" target="_blank">Tech Drawing</a> | [25 empty] | 39122206 | [13 empty] | <a href="https://www.lutron.com/TechnicalDocumentLibrary/369-119_Wallbox_Warranty.pdf" target="_blank">Warranty Information</a> |  |  |  |  | 0.270 L | [14 empty] | 0 | 0 | 0 | 0 | Lighting Fixtures | 2019-08-07 16:47 | 2024-07-20 11:25 | 0000-00-00 00:00:00 | 2024-07-20 11:25 | 0000-00-00 00:00:00 | [6 empty] | Snow
1 | Lutron Electronics | MACL-153M-BL-C | 4460-9847 | 4460 | 9847 | Lutron Electronics | Ecom_MACL-153M-BL_nowallplate.jpeg | 784276269254 | MAESTRO 150W LED MULT CAD BL | Maestro LED+ Multiloc, Ed Box Black, CSA |  | 2.25 | 4.5 |  | Ecom_MACL-153M-BL_nowallplate.jpeg | http://grandbrass.xologic.com/vendors/4460/large/Ecom_MACL-153M-BL_nowallplate.jpeg | [47 empty] | 0 | 0 | 0 | [6 empty] | 0 | 1 | 1 | EA | 1 | Lighting Controls | [27 empty] | Dimmers | [242 empty] | <a href="https://www.lutron.com/TechnicalDocumentLibrary/0301629b.pdf" target="_blank">Installation Instructions</a> | [23 empty] | 2.000 DW |  |  | 2.2500 IN | [89 empty] | 1.000 EA | 1.000 EA | [35 empty] | No | [42 empty] | https://www.lutron.com/TechnicalDocumentLibrary/369613a_SPA.pdf | [7 empty] | Shelf Stock | [13 empty] | <a href="https://www.lutron.com/TechnicalDocumentLibrary/368-4493_Page_9.pdf" target="_blank">Tech Drawing</a> | [25 empty] | 39122206 | [13 empty] | <a href="https://www.lutron.com/TechnicalDocumentLibrary/369-119_Wallbox_Warranty.pdf" target="_blank">Warranty Information</a> |  |  |  |  | 0.270 L | [14 empty] | 0 | 0 | 0 | 0 | Lighting Fixtures | 2019-08-07 16:47 | 2024-07-20 11:25 | 0000-00-00 00:00:00 | 2024-07-20 11:25 | 0000-00-00 00:00:00 | [6 empty] | Black
1 | Lutron Electronics | MRF2S-8SDV010-GR | 4460-9849 | 4460 | 9849 | Lutron Electronics | MRF2S-8SDV010-GR.jpg | 784276262231 | MAESTRO RF 434MHZ 8A 0-10V VAC GR | Maestro RF 0â€“10 V Vacancy Sensor Dimmer, 434MHZ, 8A, in gray |  | 1.82 | 4.13 |  | MRF2S-8SDV010-GR.jpg | http://grandbrass.xologic.com/vendors/4460/large/MRF2S-8SDV010-GR.jpg | [47 empty] | 0 | 0 | 0 | [6 empty] | 0 | 1 | 1 | EA | 1 | Lighting Controls | [27 empty] | Other Lighting Controls | [242 empty] | <a href="https://www.lutron.com/TechnicalDocumentLibrary/032400.pdf" target="_blank">Installation Instructions</a> | [23 empty] | 2.000 DW |  |  | 1.5700 IN | [89 empty] | 1.000 EA | 1.000 EA | [35 empty] | No | [42 empty] | https://www.lutron.com/TechnicalDocumentLibrary/3691097_ENG.pdf | [7 empty] | Shelf Stock | [39 empty] | 39122236 | [13 empty] | <a href="https://www.lutron.com/TechnicalDocumentLibrary/369-119_Wallbox_Warranty.pdf" target="_blank">Warranty Information</a> |  |  |  |  | 0.230 L | [14 empty] | 0 | 0 | 0 | 0 | Lighting Fixtures | 2019-08-07 16:49 | 2024-07-20 11:32 | 0000-00-00 00:00:00 | 2024-07-20 11:32 | 0000-00-00 00:00:00 | [6 empty] | Gray
1 | Lutron Electronics | MRF2S-8SD010-GR | 4460-9850 | 4460 | 9850 | Lutron Electronics | MRF2S-8SD010-GR.jpg | 784276262170 | MAESTRO RF 434MHZ 8A 0-10V OCC GR | Maestro RF 0â€“10 V Occupancy/Vacancy Sensor Dimmer, 434MHZ, 8A, in gray |  | 1.82 | 4.13 |  | MRF2S-8SD010-GR.jpg | http://grandbrass.xologic.com/vendors/4460/large/MRF2S-8SD010-GR.jpg | [47 empty] | 0 | 0 | 0 | [6 empty] | 0 | 1 | 1 | EA | 1 | Lighting Controls | [27 empty] | Other Lighting Controls | [242 empty] | <a href="https://www.lutron.com/TechnicalDocumentLibrary/032400.pdf" target="_blank">Installation Instructions</a> | [23 empty] | 2.000 DW |  |  | 1.5700 IN | [89 empty] | 1.000 EA | 1.000 EA | [35 empty] | No | [42 empty] | https://www.lutron.com/TechnicalDocumentLibrary/3691097_ENG.pdf | [7 empty] | Shelf Stock | [39 empty] | 39122236 | [13 empty] | <a href="https://www.lutron.com/TechnicalDocumentLibrary/369-119_Wallbox_Warranty.pdf" target="_blank">Warranty Information</a> |  |  |  |  | 0.230 L | [14 empty] | 0 | 0 | 0 | 0 | Lighting Fixtures | 2019-08-07 16:49 | 2024-07-20 11:26 | 0000-00-00 00:00:00 | 2024-07-20 11:26 | 0000-00-00 00:00:00 | [6 empty] | Gray
1 | Lutron Electronics | MRF2S-8SD010-BL | 4460-9851 | 4460 | 9851 | Lutron Electronics | MRF2S-8SD010-BL.jpg | 784276262132 | MAESTRO RF 434MHZ 8A 0-10V OCC BL | Maestro RF 0â€“10 V Occupancy/Vacancy Sensor Dimmer, 434MHZ, 8A, in black |  | 2.25 | 4.5 |  | MRF2S-8SD010-BL.jpg | http://grandbrass.xologic.com/vendors/4460/large/MRF2S-8SD010-BL.jpg | [47 empty] | 0 | 0 | 0 | [6 empty] | 0 | 1 | 1 | EA | 1 | Lighting Controls | [27 empty] | Other Lighting Controls | [242 empty] | <a href="https://www.lutron.com/TechnicalDocumentLibrary/032400.pdf" target="_blank">Installation Instructions</a> | [23 empty] | 10.000 DW |  |  | 2.2500 IN | [89 empty] | 1.000 EA | 1.000 EA | [35 empty] | No | [42 empty] | https://www.lutron.com/TechnicalDocumentLibrary/3691097_ENG.pdf | [7 empty] | Shelf Stock | [39 empty] | 39122236 | [13 empty] | <a href="https://www.lutron.com/TechnicalDocumentLibrary/369-119_Wallbox_Warranty.pdf" target="_blank">Warranty Information</a> |  |  |  |  | 0.310 L | [14 empty] | 0 | 0 | 0 | 0 | Lighting Fixtures | 2019-08-07 16:49 | 2024-07-20 11:25 | 0000-00-00 00:00:00 | 2024-07-20 11:25 | 0000-00-00 00:00:00 | [6 empty] | Black
1 | Lutron Electronics | MRF2S-8SS-BL | 4460-9852 | 4460 | 9852 | Lutron Electronics | MRF2S-8SS-BL.png | 784276262255 | MAESTRO RF 434MHZ 8A SWTCH OCC BL | MAESTRO RF 434MHZ 8A SWTCH OCC BLACK |  | 1.82 | 4.13 |  | MRF2S-8SS-BL.png | http://grandbrass.xologic.com/vendors/4460/large/MRF2S-8SS-BL.png | [47 empty] | 0 | 0 | 0 | [6 empty] | 0 | 1 | 1 | EA | 1 | Lighting Controls | [27 empty] | Other Lighting Controls | [242 empty] | <a href="https://www.lutron.com/TechnicalDocumentLibrary/032400.pdf" target="_blank">Installation Instructions</a> | [23 empty] | 35.000 DW |  |  | 1.5700 IN | [89 empty] | 1.000 EA | 1.000 EA | [35 empty] | No | [42 empty] | https://www.lutron.com/TechnicalDocumentLibrary/3691097_ENG.pdf | [7 empty] | Shelf Stock | [39 empty] | 39122236 | [13 empty] | <a href="https://www.lutron.com/TechnicalDocumentLibrary/369-119_Wallbox_Warranty.pdf" target="_blank">Warranty Information</a> |  |  |  |  | 0.230 L | [14 empty] | 0 | 0 | 0 | 0 | Lighting Fixtures | 2019-08-07 16:49 | 2024-07-20 11:34 | 0000-00-00 00:00:00 | 2024-07-20 11:34 | 0000-00-00 00:00:00 | [6 empty] | Black
1 | Lutron Electronics | MRF2S-8SS-BR | 4460-9853 | 4460 | 9853 | Lutron Electronics | MRF2S-8SS-BR.png | 784276262286 | MAESTRO RF 434MHZ 8A SWTCH OCC BR | MAESTRO RF 434MHZ 8A SWTCH OCC BROWN |  | 1.82 | 4.13 |  | MRF2S-8SS-BR.png | http://grandbrass.xologic.com/vendors/4460/large/MRF2S-8SS-BR.png | [47 empty] | 0 | 0 | 0 | [6 empty] | 0 | 1 | 1 | EA | 1 | Lighting Controls | [27 empty] | Other Lighting Controls | [242 empty] | <a href="https://www.lutron.com/TechnicalDocumentLibrary/032400.pdf" target="_blank">Installation Instructions</a> | [23 empty] | 2.000 DW |  |  | 1.5700 IN | [89 empty] | 1.000 EA | 1.000 EA | [35 empty] | No | [42 empty] | https://www.lutron.com/TechnicalDocumentLibrary/3691097_ENG.pdf | [7 empty] | Shelf Stock | [39 empty] | 39122236 | [13 empty] | <a href="https://www.lutron.com/TechnicalDocumentLibrary/369-119_Wallbox_Warranty.pdf" target="_blank">Warranty Information</a> |  |  |  |  | 0.230 L | [14 empty] | 0 | 0 | 0 | 0 | Lighting Fixtures | 2019-08-07 16:49 | 2024-07-20 11:43 | 0000-00-00 00:00:00 | 2024-07-20 11:43 | 0000-00-00 00:00:00 | [6 empty] | Brown
1 | Lutron Electronics | MA-PRO-SW | 4460-9856 | 4460 | 9856 | Lutron Electronics | MA-PRO-SW.jpeg?w=1500 | 784276261722 | MAESTRO PRO LED DIMMER SW | Maestro PRO LED+ Dimmer, Single-pole, 3-way, multilocation, Snow |  | 2.25 | 4.5 | [50 empty] | 0 | 0 | 0 | [6 empty] | 0 | 1 | 1 | EA | 1 | Lighting Controls | [27 empty] | Dimmers | [242 empty] | <a href="https://www.lutron.com/TechnicalDocumentLibrary/0301943.pdf" target="_blank">Installation Instructions</a> | [23 empty] | 55.000 DW |  |  | 2.3000 IN | [89 empty] | 1.000 EA | 1.000 EA | [35 empty] | No | [42 empty] | https://www.lutron.com/TechnicalDocumentLibrary/3691112_FRE.pdf | [7 empty] | Shelf Stock | [39 empty] | 39122206 | [6 empty] | <a href="https://lutron.widen.net/content/mywnd9xzlc/mp4/Maestro-LED+-Single-Pole-Installation_English.mp4" target="_blank">Product Video Clip</a> | [6 empty] | <a href="https://www.lutron.com/TechnicalDocumentLibrary/369-119_Wallbox_Warranty.pdf" target="_blank">Warranty Information</a> |  |  |  |  | 0.270 L | [14 empty] | 0 | 0 | 0 | 0 | Lighting Fixtures | 2019-08-07 16:49 | 2024-07-20 11:35 | 0000-00-00 00:00:00 | 2024-07-20 11:35 | 0000-00-00 00:00:00 | [6 empty] | Snow
1 | Lutron Electronics | MK-D-5-BL | 4460-9859 | 4460 | 9859 | Lutron Electronics | MK-D-5-BL.jpg | 784276263603 | 5 COLOR KIT FOR MA-PRO BL | Maestro 5 piece color change kit for PRO LED+ Dimmer in Black |  | 10 | 1.5 |  | MK-D-5-BL.jpg | http://grandbrass.xologic.com/vendors/4460/large/MK-D-5-BL.jpg | [47 empty] | 0 | 0 | 0 | [6 empty] | 0 | 1 | 1 | EA | 1 | Specialty Items | [27 empty] | Lighting Accessories | [242 empty] | <a href="https://www.lutron.com/TechnicalDocumentLibrary/040440.pdf" target="_blank">Installation Instructions</a> | [23 empty] | 5.000 DW |  |  | 3.8800 IN | [89 empty] | 1.000 EA | 1.000 EA | [35 empty] | No | [42 empty] | https://www.lutron.com/TechnicalDocumentLibrary/3691112_SPA.pdf | [7 empty] | Shelf Stock | [39 empty] | 39122221 | [13 empty] | <a href="https://assets.lutron.com/a/documents/369-119_Wallbox_Warranty.pdf" target="_blank">Warranty Information</a> |  |  |  |  | 0.290 L | [14 empty] | 0 | 0 | 0 | 0 | Lighting Fixtures | 2019-08-07 16:49 | 2024-07-20 11:36 | 0000-00-00 00:00:00 | 2024-07-20 11:36 | 0000-00-00 00:00:00 | [6 empty] | Black
1 | Lutron Electronics | MK-D-5-BR | 4460-9860 | 4460 | 9860 | Lutron Electronics | MK-D-5-BR.jpg | 784276263610 | 5 COLOR KIT FOR MA-PRO BR | Maestro 5 piece color change kit for PRO LED+ Dimmer in Brown |  | 10 | 1.5 |  | MK-D-5-BR.jpg | http://grandbrass.xologic.com/vendors/4460/large/MK-D-5-BR.jpg | [47 empty] | 0 | 0 | 0 | [6 empty] | 0 | 1 | 1 | EA | 1 | Specialty Items | [27 empty] | Lighting Accessories | [242 empty] | <a href="https://www.lutron.com/TechnicalDocumentLibrary/040440.pdf" target="_blank">Installation Instructions</a> | [23 empty] | 5.000 DW |  |  | 3.8800 IN | [89 empty] | 1.000 EA | 1.000 EA | [35 empty] | No | [42 empty] | https://www.lutron.com/TechnicalDocumentLibrary/3691112_SPA.pdf | [7 empty] | Shelf Stock | [39 empty] | 39122221 | [13 empty] | <a href="https://assets.lutron.com/a/documents/369-119_Wallbox_Warranty.pdf" target="_blank">Warranty Information</a> |  |  |  |  | 0.290 L | [14 empty] | 0 | 0 | 0 | 0 | Lighting Fixtures | 2019-08-07 16:49 | 2024-07-20 11:26 | 0000-00-00 00:00:00 | 2024-07-20 11:26 | 0000-00-00 00:00:00 | [6 empty] | Brown
1 | Lutron Electronics | MA-PRO-BL | 4460-9863 | 4460 | 9863 | Lutron Electronics | MA-PRO-BL.jpeg?w=1500 | 784276261531 | MAESTRO PRO LED DIMMER BL | Maestro PRO LED+ Dimmer, Single-pole, 3-way, multilocation, Black |  | 2.25 | 4.5 | [50 empty] | 0 | 0 | 0 | [6 empty] | 0 | 1 | 1 | EA | 1 | Lighting Controls | [27 empty] | Dimmers | [242 empty] | <a href="https://www.lutron.com/TechnicalDocumentLibrary/0301943.pdf" target="_blank">Installation Instructions</a> | [23 empty] | 40.000 DW |  |  | 2.2500 IN | [89 empty] | 1.000 EA | 1.000 EA | [35 empty] | No | [42 empty] | https://www.lutron.com/TechnicalDocumentLibrary/3691112_FRE.pdf | [7 empty] | Shelf Stock | [39 empty] | 39122206 | [6 empty] | <a href="https://lutron.widen.net/content/mywnd9xzlc/mp4/Maestro-LED+-Single-Pole-Installation_English.mp4" target="_blank">Product Video Clip</a> | [6 empty] | <a href="https://www.lutron.com/TechnicalDocumentLibrary/369-119_Wallbox_Warranty.pdf" target="_blank">Warranty Information</a> |  |  |  |  | 0.270 L | [14 empty] | 0 | 0 | 0 | 0 | Lighting Fixtures | 2019-08-07 16:49 | 2024-07-20 11:43 | 0000-00-00 00:00:00 | 2024-07-20 11:43 | 0000-00-00 00:00:00 | [6 empty] | Black
1 | Lutron Electronics | MACL-153M-AL-C | 4460-9867 | 4460 | 9867 | Lutron Electronics | Ecom_MACL-153M-AL_nowallplate.jpeg | 784276269223 | MAESTRO 150W LED MULT CAD AL | Maestro LED+ Multiloc, Ed Box Almond, CSA |  | 2.25 | 4.5 |  | Ecom_MACL-153M-AL_nowallplate.jpeg | http://grandbrass.xologic.com/vendors/4460/large/Ecom_MACL-153M-AL_nowallplate.jpeg | [47 empty] | 0 | 0 | 0 | [6 empty] | 0 | 1 | 1 | EA | 1 | Lighting Controls | [27 empty] | Dimmers | [242 empty] | <a href="https://www.lutron.com/TechnicalDocumentLibrary/0301629b.pdf" target="_blank">Installation Instructions</a> | [23 empty] | 2.000 DW |  |  | 2.2500 IN | [89 empty] | 1.000 EA | 1.000 EA | [35 empty] | No | [42 empty] | https://www.lutron.com/TechnicalDocumentLibrary/369613a_SPA.pdf | [7 empty] | Shelf Stock | [13 empty] | <a href="https://www.lutron.com/TechnicalDocumentLibrary/368-4493_Page_9.pdf" target="_blank">Tech Drawing</a> | [25 empty] | 39122206 | [13 empty] | <a href="https://www.lutron.com/TechnicalDocumentLibrary/369-119_Wallbox_Warranty.pdf" target="_blank">Warranty Information</a> |  |  |  |  | 0.270 L | [14 empty] | 0 | 0 | 0 | 0 | Lighting Fixtures | 2019-08-07 16:49 | 2024-07-20 11:28 | 0000-00-00 00:00:00 | 2024-07-20 11:28 | 0000-00-00 00:00:00 | [6 empty] | Almond
1 | Lutron Electronics | MRF2S-8SDV010-BL | 4460-9868 | 4460 | 9868 | Lutron Electronics | MRF2S-8SDV010-BL.jpg | 784276262194 | MAESTRO RF 434MHZ 8A 0-10V VAC BL | Maestro RF 0â€“10 V Vacancy Sensor Dimmer, 434MHZ, 8A, in black |  | 1.82 | 4.13 |  | MRF2S-8SDV010-BL.jpg | http://grandbrass.xologic.com/vendors/4460/large/MRF2S-8SDV010-BL.jpg | [47 empty] | 0 | 0 | 0 | [6 empty] | 0 | 1 | 1 | EA | 1 | Lighting Controls | [27 empty] | Other Lighting Controls | [242 empty] | <a href="https://www.lutron.com/TechnicalDocumentLibrary/032400.pdf" target="_blank">Installation Instructions</a> | [23 empty] | 2.000 DW |  |  | 1.5700 IN | [89 empty] | 1.000 EA | 1.000 EA | [35 empty] | No | [42 empty] | https://www.lutron.com/TechnicalDocumentLibrary/3691097_ENG.pdf | [7 empty] | Shelf Stock | [39 empty] | 39122236 | [13 empty] | <a href="https://www.lutron.com/TechnicalDocumentLibrary/369-119_Wallbox_Warranty.pdf" target="_blank">Warranty Information</a> |  |  |  |  | 0.230 L | [14 empty] | 0 | 0 | 0 | 0 | Lighting Fixtures | 2019-08-07 16:49 | 2024-07-20 11:28 | 0000-00-00 00:00:00 | 2024-07-20 11:28 | 0000-00-00 00:00:00 | [6 empty] | Black
1 | Lutron Electronics | MRF2S-8SDV010-WH | 4460-9869 | 4460 | 9869 | Lutron Electronics | MRF2S-8SDV010-WH.jpg | 784276262118 | MAESTRO RF 434MHZ 8A 0-10V VAC WH | Maestro RF 0â€“10 V Vacancy Sensor Dimmer, 434MHZ, 8A, in white |  | 2.4 | 4.5 |  | MRF2S-8SDV010-WH.jpg | http://grandbrass.xologic.com/vendors/4460/large/MRF2S-8SDV010-WH.jpg | [47 empty] | 0 | 0 | 0 | [6 empty] | 0 | 1 | 1 | EA | 1 | Lighting Controls | [27 empty] | Other Lighting Controls | [242 empty] | <a href="https://www.lutron.com/TechnicalDocumentLibrary/032400.pdf" target="_blank">Installation Instructions</a> | [23 empty] | 10.000 DW |  |  | 2.4000 IN | [89 empty] | 1.000 EA | 1.000 EA | [35 empty] | No | [42 empty] | https://www.lutron.com/TechnicalDocumentLibrary/3691097_ENG.pdf | [7 empty] | Shelf Stock | [39 empty] | 39122236 | [13 empty] | <a href="https://www.lutron.com/TechnicalDocumentLibrary/369-119_Wallbox_Warranty.pdf" target="_blank">Warranty Information</a> |  |  |  |  | 0.250 L | [14 empty] | 0 | 0 | 0 | 0 | Lighting Fixtures | 2019-08-07 16:49 | 2024-07-20 11:22 | 0000-00-00 00:00:00 | 2024-07-20 11:22 | 0000-00-00 00:00:00 | [6 empty] | White
1 | Lutron Electronics | MRF2S-8SS-IV | 4460-9870 | 4460 | 9870 | Lutron Electronics | MRF2S-8SS-IV.jpg | 784276262309 | MAESTRO RF 434MHZ 8A SWTCH OCC IVORY | MAESTRO RF 434MHZ 8A SWTCH OCC IV |  | 1.82 | 4.13 |  | MRF2S-8SS-IV.jpg | http://grandbrass.xologic.com/vendors/4460/large/MRF2S-8SS-IV.jpg | [47 empty] | 0 | 0 | 0 | [6 empty] | 0 | 1 | 1 | EA | 1 | Lighting Controls | [27 empty] | Other Lighting Controls | [242 empty] | <a href="https://www.lutron.com/TechnicalDocumentLibrary/032400.pdf" target="_blank">Installation Instructions</a> | [23 empty] | 10.000 DW |  |  | 1.5700 IN | [89 empty] | 1.000 EA | 1.000 EA | [35 empty] | No | [42 empty] | https://www.lutron.com/TechnicalDocumentLibrary/3691097_ENG.pdf | [7 empty] | Shelf Stock | [39 empty] | 39122236 | [13 empty] | <a href="https://www.lutron.com/TechnicalDocumentLibrary/369-119_Wallbox_Warranty.pdf" target="_blank">Warranty Information</a> |  |  |  |  | 0.230 L | [14 empty] | 0 | 0 | 0 | 0 | Lighting Fixtures | 2019-08-07 16:49 | 2024-07-20 11:25 | 0000-00-00 00:00:00 | 2024-07-20 11:25 | 0000-00-00 00:00:00 | [6 empty] | Ivory
1 | Lutron Electronics | MK-D-5-SW | 4460-9871 | 4460 | 9871 | Lutron Electronics | MK-D-5-SW.jpg | 784276263788 | 5 COLOR KIT FOR MA-PRO SW | Maestro 5 piece color change kit for PRO LED+ Dimmer in Snow |  | 10 | 1.5 |  | MK-D-5-SW.jpg | http://grandbrass.xologic.com/vendors/4460/large/MK-D-5-SW.jpg | [47 empty] | 0 | 0 | 0 | [6 empty] | 0 | 1 | 1 | EA | 1 | Specialty Items | [27 empty] | Lighting Accessories | [242 empty] | <a href="https://www.lutron.com/TechnicalDocumentLibrary/040440.pdf" target="_blank">Installation Instructions</a> | [23 empty] | 5.000 DW |  |  | 3.8800 IN | [89 empty] | 1.000 EA | 1.000 EA | [35 empty] | No | [42 empty] | https://www.lutron.com/TechnicalDocumentLibrary/3691112_SPA.pdf | [7 empty] | Shelf Stock | [39 empty] | 39122221 | [13 empty] | <a href="https://assets.lutron.com/a/documents/369-119_Wallbox_Warranty.pdf" target="_blank">Warranty Information</a> |  |  |  |  | 0.290 L | [14 empty] | 0 | 0 | 0 | 0 | Lighting Fixtures | 2019-08-07 16:49 | 2024-07-20 11:33 | 0000-00-00 00:00:00 | 2024-07-20 11:33 | 0000-00-00 00:00:00 | [6 empty] | Snow
1 | Lutron Electronics | MK-D-MN | 4460-9873 | 4460 | 9873 | Lutron Electronics | MK-D-MN.jpg | 784276263467 | COLOR KIT FOR MA-PRO MN | Maestro 1 piece color change kit for PRO LED+ Dimmer in Midnight |  | 2.25 | 4.5 |  | MK-D-MN.jpg | http://grandbrass.xologic.com/vendors/4460/large/MK-D-MN.jpg | [47 empty] | 0 | 0 | 0 | [6 empty] | 0 | 1 | 1 | EA | 1 | Specialty Items | [27 empty] | Lighting Accessories | [242 empty] | <a href="https://www.lutron.com/TechnicalDocumentLibrary/040440.pdf" target="_blank">Installation Instructions</a> | [23 empty] | 5.000 DW |  |  | 2.2500 IN | [89 empty] | 1.000 EA | 1.000 EA | [35 empty] | No | [42 empty] | https://www.lutron.com/TechnicalDocumentLibrary/3691112_SPA.pdf | [7 empty] | Shelf Stock | [39 empty] | 39122221 | [13 empty] | <a href="https://www.lutron.com/TechnicalDocumentLibrary/369-119_Wallbox_Warranty.pdf" target="_blank">Warranty Information</a> |  |  |  |  | 0.100 L | [14 empty] | 0 | 0 | 0 | 0 | Lighting Fixtures | 2019-08-07 16:49 | 2024-07-20 11:28 | 0000-00-00 00:00:00 | 2024-07-20 11:28 | 0000-00-00 00:00:00 | [6 empty] | Midnight
1 | Lutron Electronics | MK-D-TP | 4460-9875 | 4460 | 9875 | Lutron Electronics | MK-D-TP.jpg | 784276263559 | COLOR KIT FOR MA-PRO TP | Maestro 1 piece color change kit for PRO LED+ Dimmer in Taupe |  | 2.25 | 4.5 |  | MK-D-TP.jpg | http://grandbrass.xologic.com/vendors/4460/large/MK-D-TP.jpg | [47 empty] | 0 | 0 | 0 | [6 empty] | 0 | 1 | 1 | EA | 1 | Specialty Items | [27 empty] | Lighting Accessories | [242 empty] | <a href="https://www.lutron.com/TechnicalDocumentLibrary/040440.pdf" target="_blank">Installation Instructions</a> | [23 empty] | 5.000 DW |  |  | 2.2500 IN | [89 empty] | 1.000 EA | 1.000 EA | [35 empty] | No | [42 empty] | https://www.lutron.com/TechnicalDocumentLibrary/3691112_SPA.pdf | [7 empty] | Shelf Stock | [39 empty] | 39122221 | [13 empty] | <a href="https://www.lutron.com/TechnicalDocumentLibrary/369-119_Wallbox_Warranty.pdf" target="_blank">Warranty Information</a> |  |  |  |  | 0.100 L | [14 empty] | 0 | 0 | 0 | 0 | Lighting Fixtures | 2019-08-07 16:49 | 2024-07-20 11:43 | 0000-00-00 00:00:00 | 2024-07-20 11:43 | 0000-00-00 00:00:00 | [6 empty] | Taupe
1 | Lutron Electronics | MK-D-5-PD | 4460-9877 | 4460 | 9877 | Lutron Electronics | MK-D-5-PD.jpg | 784276263740 | 5 COLOR KIT FOR MA-PRO PD | Maestro 5 piece color change kit for PRO LED+ Dimmer in Palladium |  | 10 | 1.5 |  | MK-D-5-PD.jpg | http://grandbrass.xologic.com/vendors/4460/large/MK-D-5-PD.jpg | [47 empty] | 0 | 0 | 0 | [6 empty] | 0 | 1 | 1 | EA | 1 | Specialty Items | [27 empty] | Lighting Accessories | [242 empty] | <a href="https://www.lutron.com/TechnicalDocumentLibrary/040440.pdf" target="_blank">Installation Instructions</a> | [23 empty] | 5.000 DW |  |  | 3.8800 IN | [89 empty] | 1.000 EA | 1.000 EA | [35 empty] | No | [42 empty] | https://www.lutron.com/TechnicalDocumentLibrary/3691112_SPA.pdf | [7 empty] | Shelf Stock | [39 empty] | 39122221 | [13 empty] | <a href="https://assets.lutron.com/a/documents/369-119_Wallbox_Warranty.pdf" target="_blank">Warranty Information</a> |  |  |  |  | 0.290 L | [14 empty] | 0 | 0 | 0 | 0 | Lighting Fixtures | 2019-08-07 16:49 | 2024-07-20 11:25 | 0000-00-00 00:00:00 | 2024-07-20 11:25 | 0000-00-00 00:00:00 | [6 empty] | Palladium
1 | Lutron Electronics | PJ2-3BRL-TMN-F01 | 4460-9879 | 4460 | 9879 | Lutron Electronics | PJ2-3BRL-TMN-F01.jpeg | 784276260763 | PICO RF 434MHZ FAN CONTROL MIDNIGHT | Lutron Pico Smart Remote for Fan Speed Control - Midnight |  | 3.77 | 5.88 |  | PJ2-3BRL-TMN-F01.jpeg | http://grandbrass.xologic.com/vendors/4460/large/PJ2-3BRL-TMN-F01.jpeg | [47 empty] | 0 | 0 | 0 | [6 empty] | 0 | 1 | 1 | EA | 1 | Lighting Controls | [27 empty] | Other Lighting Controls | [242 empty] | <a href="https://www.lutron.com/TechnicalDocumentLibrary/040429.pdf" target="_blank">Installation Instructions</a> | [23 empty] | 2.000 DW |  |  | 0.4400 IN | [89 empty] | 1.000 EA | 1.000 EA | [35 empty] | No | [42 empty] | https://www.lutron.com/TechnicalDocumentLibrary/3691113.pdf | [7 empty] | Shelf Stock | [39 empty] | 52161525 | [6 empty] | <a href="https://lutron.widen.net/content/fomoe9knmc/mp4/Ecom_PicoBenefits_video.mp4" target="_blank">Product Video Clip</a> | [6 empty] | <a href="https://www.lutron.com/TechnicalDocumentLibrary/369-119_Wallbox_Warranty.pdf" target="_blank">Warranty Information</a> |  |  |  |  | 0.050 L | [14 empty] | 0 | 0 | 0 | 0 | Lighting Fixtures | 2019-08-07 16:49 | 2024-07-20 11:30 | 0000-00-00 00:00:00 | 2024-07-20 11:30 | 0000-00-00 00:00:00
1 | Lutron Electronics | Z3-1BRL-WH-L0 | 4460-9880 | 4460 | 9880 | Lutron Electronics | Z3-1BRL-WH-L0.jpg | 784276261821 | LUTRON ROTARY CONNECTED | Aurora Always Ready Smart Bulb Dimmer |  | 3.67 | 6 |  | Z3-1BRL-WH-L0.jpg | http://grandbrass.xologic.com/vendors/4460/large/Z3-1BRL-WH-L0.jpg | [47 empty] | 0 | 0 | 0 | [6 empty] | 0 | 1 | 1 | EA | 1 | Lighting Controls | [27 empty] | Other Lighting Controls | [242 empty] | <a href="https://www.lutron.com/TechnicalDocumentLibrary/0301869-03.pdf" target="_blank">Installation Instructions</a> | [23 empty] | 20.000 DW |  |  | 2.3000 IN | [89 empty] | 1.000 EA | 1.000 EA | [35 empty] | No | [42 empty] | https://www.lutron.com/TechnicalDocumentLibrary/3691108_SPA.pdf | [7 empty] | Shelf Stock | [39 empty] | 52161525 | [13 empty] | <a href="https://www.lutron.com/TechnicalDocumentLibrary/369-119_Wallbox_Warranty.pdf" target="_blank">Warranty Information</a> |  |  |  |  | 0.200 L | [14 empty] | 0 | 0 | 0 | 0 | Lighting Fixtures | 2019-08-07 16:49 | 2024-07-20 11:24 | 0000-00-00 00:00:00 | 2024-07-20 11:24 | 0000-00-00 00:00:00 | [6 empty] | White
1 | Lutron Electronics | MACL-153M-LA-C | 4460-9881 | 4460 | 9881 | Lutron Electronics | Ecom_MACL-153M-LA_nowallplate.jpeg | 784276269339 | MAESTRO 150W LED MULT CAD LA | Maestro LED+ Multiloc, Ed Box Light Almond, CSA |  | 2.25 | 4.5 |  | Ecom_MACL-153M-LA_nowallplate.jpeg | http://grandbrass.xologic.com/vendors/4460/large/Ecom_MACL-153M-LA_nowallplate.jpeg | [47 empty] | 0 | 0 | 0 | [6 empty] | 0 | 1 | 1 | EA | 1 | Lighting Controls | [27 empty] | Dimmers | [242 empty] | <a href="https://www.lutron.com/TechnicalDocumentLibrary/0301629b.pdf" target="_blank">Installation Instructions</a> | [23 empty] | 2.000 DW |  |  | 2.2500 IN | [89 empty] | 1.000 EA | 1.000 EA | [35 empty] | No | [42 empty] | https://www.lutron.com/TechnicalDocumentLibrary/369613a_SPA.pdf | [7 empty] | Shelf Stock | [13 empty] | <a href="https://www.lutron.com/TechnicalDocumentLibrary/368-4493_Page_9.pdf" target="_blank">Tech Drawing</a> | [25 empty] | 39122206 | [13 empty] | <a href="https://www.lutron.com/TechnicalDocumentLibrary/369-119_Wallbox_Warranty.pdf" target="_blank">Warranty Information</a> |  |  |  |  | 0.270 L | [14 empty] | 0 | 0 | 0 | 0 | Lighting Fixtures | 2019-08-07 16:50 | 2024-07-20 11:24 | 0000-00-00 00:00:00 | 2024-07-20 11:24 | 0000-00-00 00:00:00
1 | Lutron Electronics | MACL-153M-BI-C | 4460-9883 | 4460 | 9883 | Lutron Electronics | Ecom_MACL-153M-BI_nowallplate.jpeg | 784276269247 | MAESTRO 150W LED MULT CAD BI | Maestro LED+ Multiloc, Ed Box Biscuit, CSA |  | 2.25 | 4.5 |  | Ecom_MACL-153M-BI_nowallplate.jpeg | http://grandbrass.xologic.com/vendors/4460/large/Ecom_MACL-153M-BI_nowallplate.jpeg | [47 empty] | 0 | 0 | 0 | [6 empty] | 0 | 1 | 1 | EA | 1 | Lighting Controls | [27 empty] | Dimmers | [242 empty] | <a href="https://www.lutron.com/TechnicalDocumentLibrary/0301629b.pdf" target="_blank">Installation Instructions</a> | [23 empty] | 2.000 DW |  |  | 2.2500 IN | [89 empty] | 1.000 EA | 1.000 EA | [35 empty] | No | [42 empty] | https://www.lutron.com/TechnicalDocumentLibrary/369613a_SPA.pdf | [7 empty] | Shelf Stock | [13 empty] | <a href="https://www.lutron.com/TechnicalDocumentLibrary/368-4493_Page_9.pdf" target="_blank">Tech Drawing</a> | [25 empty] | 39122206 | [13 empty] | <a href="https://www.lutron.com/TechnicalDocumentLibrary/369-119_Wallbox_Warranty.pdf" target="_blank">Warranty Information</a> |  |  |  |  | 0.270 L | [14 empty] | 0 | 0 | 0 | 0 | Lighting Fixtures | 2019-08-07 16:50 | 2024-07-20 11:30 | 0000-00-00 00:00:00 | 2024-07-20 11:30 | 0000-00-00 00:00:00 | [6 empty] | Biscuit
1 | Lutron Electronics | MK-D-5-HT | 4460-9884 | 4460 | 9884 | Lutron Electronics | MK-D-5-HT.jpg | 784276263672 | 5 COLOR KIT FOR MA-PRO HT | Maestro 5 piece color change kit for PRO LED+ Dimmer in Hot |  | 10 | 1.5 |  | MK-D-5-HT.jpg | http://grandbrass.xologic.com/vendors/4460/large/MK-D-5-HT.jpg | [47 empty] | 0 | 0 | 0 | [6 empty] | 0 | 1 | 1 | EA | 1 | Specialty Items | [27 empty] | Lighting Accessories | [242 empty] | <a href="https://www.lutron.com/TechnicalDocumentLibrary/040440.pdf" target="_blank">Installation Instructions</a> | [23 empty] | 5.000 DW |  |  | 3.8800 IN | [89 empty] | 1.000 EA | 1.000 EA | [35 empty] | No | [42 empty] | https://www.lutron.com/TechnicalDocumentLibrary/3691112_SPA.pdf | [7 empty] | Shelf Stock | [39 empty] | 39122221 | [13 empty] | <a href="https://assets.lutron.com/a/documents/369-119_Wallbox_Warranty.pdf" target="_blank">Warranty Information</a> |  |  |  |  | 0.290 L | [14 empty] | 0 | 0 | 0 | 0 | Lighting Fixtures | 2019-08-07 16:50 | 2024-07-20 11:26 | 0000-00-00 00:00:00 | 2024-07-20 11:26 | 0000-00-00 00:00:00
1 | Lutron Electronics | MRF2S-8SDV010-AL | 4460-9885 | 4460 | 9885 | Lutron Electronics | MRF2S-8SDV010-AL.jpg | 784276262200 | MAESTRO RF 434MHZ 8A 0-10V VAC AL | Maestro RF 0â€“10 V Vacancy Sensor Dimmer, 434MHZ, 8A, in almond |  | 1.82 | 4.13 |  | MRF2S-8SDV010-AL.jpg | http://grandbrass.xologic.com/vendors/4460/large/MRF2S-8SDV010-AL.jpg | [47 empty] | 0 | 0 | 0 | [6 empty] | 0 | 1 | 1 | EA | 1 | Lighting Controls | [27 empty] | Other Lighting Controls | [242 empty] | <a href="https://www.lutron.com/TechnicalDocumentLibrary/032400.pdf" target="_blank">Installation Instructions</a> | [23 empty] | 2.000 DW |  |  | 1.5700 IN | [89 empty] | 1.000 EA | 1.000 EA | [35 empty] | No | [42 empty] | https://www.lutron.com/TechnicalDocumentLibrary/3691097_ENG.pdf | [7 empty] | Shelf Stock | [39 empty] | 39122236 | [13 empty] | <a href="https://www.lutron.com/TechnicalDocumentLibrary/369-119_Wallbox_Warranty.pdf" target="_blank">Warranty Information</a> |  |  |  |  | 0.230 L | [14 empty] | 0 | 0 | 0 | 0 | Lighting Fixtures | 2019-08-07 16:50 | 2024-07-20 11:28 | 0000-00-00 00:00:00 | 2024-07-20 11:28 | 0000-00-00 00:00:00 | [6 empty] | Almond
1 | Lutron Electronics | MRF2S-8SDV010-IV | 4460-9886 | 4460 | 9886 | Lutron Electronics | MRF2S-8SDV010-IV.jpg | 784276262248 | MAESTRO RF 434MHZ 8A 0-10V VAC IV | Maestro RF 0â€“10 V Vacancy Sensor Dimmer, 434MHZ, 8A, in ivory |  | 1.82 | 4.13 |  | MRF2S-8SDV010-IV.jpg | http://grandbrass.xologic.com/vendors/4460/large/MRF2S-8SDV010-IV.jpg | [47 empty] | 0 | 0 | 0 | [6 empty] | 0 | 1 | 1 | EA | 1 | Lighting Controls | [27 empty] | Other Lighting Controls | [242 empty] | <a href="https://www.lutron.com/TechnicalDocumentLibrary/032400.pdf" target="_blank">Installation Instructions</a> | [23 empty] | 2.000 DW |  |  | 1.5700 IN | [89 empty] | 1.000 EA | 1.000 EA | [35 empty] | No | [42 empty] | https://www.lutron.com/TechnicalDocumentLibrary/3691097_ENG.pdf | [7 empty] | Shelf Stock | [39 empty] | 39122236 | [13 empty] | <a href="https://www.lutron.com/TechnicalDocumentLibrary/369-119_Wallbox_Warranty.pdf" target="_blank">Warranty Information</a> |  |  |  |  | 0.230 L | [14 empty] | 0 | 0 | 0 | 0 | Lighting Fixtures | 2019-08-07 16:50 | 2024-07-20 11:28 | 0000-00-00 00:00:00 | 2024-07-20 11:28 | 0000-00-00 00:00:00 | [6 empty] | Ivory
1 | Lutron Electronics | MRF2S-8SS-GR | 4460-9887 | 4460 | 9887 | Lutron Electronics | MRF2S-8SS-GR.png | 784276262293 | MAESTRO RF 434MHZ 8A SWTCH OCC GR | MAESTRO RF 434MHZ 8A SWTCH OCC GRAY |  | 1.82 | 4.13 |  | MRF2S-8SS-GR.png | http://grandbrass.xologic.com/vendors/4460/large/MRF2S-8SS-GR.png | [47 empty] | 0 | 0 | 0 | [6 empty] | 0 | 1 | 1 | EA | 1 | Lighting Controls | [27 empty] | Other Lighting Controls | [242 empty] | <a href="https://www.lutron.com/TechnicalDocumentLibrary/032400.pdf" target="_blank">Installation Instructions</a> | [23 empty] | 2.000 DW |  |  | 1.5700 IN | [89 empty] | 1.000 EA | 1.000 EA | [35 empty] | No | [42 empty] | https://www.lutron.com/TechnicalDocumentLibrary/3691097_ENG.pdf | [7 empty] | Shelf Stock | [39 empty] | 39122236 | [13 empty] | <a href="https://www.lutron.com/TechnicalDocumentLibrary/369-119_Wallbox_Warranty.pdf" target="_blank">Warranty Information</a> |  |  |  |  | 0.230 L | [14 empty] | 0 | 0 | 0 | 0 | Lighting Fixtures | 2019-08-07 16:50 | 2024-07-20 11:43 | 0000-00-00 00:00:00 | 2024-07-20 11:43 | 0000-00-00 00:00:00 | [6 empty] | Gray
1 | Lutron Electronics | MRF2S-8SSV-AL | 4460-9888 | 4460 | 9888 | Lutron Electronics | MRF2S-8SSV-AL.png | 784276262323 | MAESTRO RF 434MHZ 8A SWTCH VAC AL | MAESTRO RF 434MHZ 8A SWTCH VAC ALMOND |  | 1.82 | 4.13 |  | MRF2S-8SSV-AL.png | http://grandbrass.xologic.com/vendors/4460/large/MRF2S-8SSV-AL.png | [47 empty] | 0 | 0 | 0 | [6 empty] | 0 | 1 | 1 | EA | 1 | Lighting Controls | [27 empty] | Other Lighting Controls | [242 empty] | <a href="https://www.lutron.com/TechnicalDocumentLibrary/032400.pdf" target="_blank">Installation Instructions</a> | [23 empty] | 2.000 DW |  |  | 1.5700 IN | [89 empty] | 1.000 EA | 1.000 EA | [35 empty] | No | [42 empty] | https://www.lutron.com/TechnicalDocumentLibrary/3691097_ENG.pdf | [7 empty] | Shelf Stock | [39 empty] | 39122236 | [13 empty] | <a href="https://www.lutron.com/TechnicalDocumentLibrary/369-119_Wallbox_Warranty.pdf" target="_blank">Warranty Information</a> |  |  |  |  | 0.230 L | [14 empty] | 0 | 0 | 0 | 0 | Lighting Fixtures | 2019-08-07 16:50 | 2024-07-20 11:26 | 0000-00-00 00:00:00 | 2024-07-20 11:26 | 0000-00-00 00:00:00 | [6 empty] | Almond
1 | Lutron Electronics | MK-D-5-WH | 4460-9890 | 4460 | 9890 | Lutron Electronics | MK-D-5-WH.jpg | 784276263818 | 5 COLOR KIT FOR MA-PRO WH | Maestro 5 piece color change kit for PRO LED+ Dimmer in White |  | 10 | 1.5 |  | MK-D-5-WH.jpg | http://grandbrass.xologic.com/vendors/4460/large/MK-D-5-WH.jpg | [47 empty] | 0 | 0 | 0 | [6 empty] | 0 | 1 | 1 | EA | 1 | Specialty Items | [27 empty] | Lighting Accessories | [242 empty] | <a href="https://www.lutron.com/TechnicalDocumentLibrary/040440.pdf" target="_blank">Installation Instructions</a> | [23 empty] | 5.000 DW |  |  | 3.8800 IN | [89 empty] | 1.000 EA | 1.000 EA | [35 empty] | No | [42 empty] | https://www.lutron.com/TechnicalDocumentLibrary/3691112_SPA.pdf | [7 empty] | Shelf Stock | [39 empty] | 39122221 | [13 empty] | <a href="https://assets.lutron.com/a/documents/369-119_Wallbox_Warranty.pdf" target="_blank">Warranty Information</a> |  |  |  |  | 0.290 L | [14 empty] | 0 | 0 | 0 | 0 | Lighting Fixtures | 2019-08-07 16:50 | 2024-07-20 11:28 | 0000-00-00 00:00:00 | 2024-07-20 11:28 | 0000-00-00 00:00:00 | [6 empty] | White
1 | Lutron Electronics | MA-PRO-TP | 4460-9893 | 4460 | 9893 | Lutron Electronics | MA-PRO-TP.jpeg?w=1500 | 784276261746 | MAESTRO PRO LED DIMMER TP | Maestro PRO LED+ Dimmer, Single-pole, 3-way, multilocation, Taupe |  | 2.25 | 4.5 | [50 empty] | 0 | 0 | 0 | [6 empty] | 0 | 1 | 1 | EA | 1 | Lighting Controls | [27 empty] | Dimmers | [242 empty] | <a href="https://www.lutron.com/TechnicalDocumentLibrary/0301943.pdf" target="_blank">Installation Instructions</a> | [23 empty] | 40.000 DW |  |  | 2.2500 IN | [89 empty] | 1.000 EA | 1.000 EA | [35 empty] | No | [42 empty] | https://www.lutron.com/TechnicalDocumentLibrary/3691112_FRE.pdf | [7 empty] | Shelf Stock | [39 empty] | 39122206 | [6 empty] | <a href="https://lutron.widen.net/content/mywnd9xzlc/mp4/Maestro-LED+-Single-Pole-Installation_English.mp4" target="_blank">Product Video Clip</a> | [6 empty] | <a href="https://www.lutron.com/TechnicalDocumentLibrary/369-119_Wallbox_Warranty.pdf" target="_blank">Warranty Information</a> |  |  |  |  | 0.270 L | [14 empty] | 0 | 0 | 0 | 0 | Lighting Fixtures | 2019-08-07 16:50 | 2024-07-20 11:33 | 0000-00-00 00:00:00 | 2024-07-20 11:33 | 0000-00-00 00:00:00 | [6 empty] | Taupe
1 | Lutron Electronics | MK-D-PD | 4460-9895 | 4460 | 9895 | Lutron Electronics | MK-D-PD.jpg | 784276263498 | COLOR KIT FOR MA-PRO PD | Maestro 1 piece color change kit for PRO LED+ Dimmer in Palladium |  | 2.25 | 4.5 |  | MK-D-PD.jpg | http://grandbrass.xologic.com/vendors/4460/large/MK-D-PD.jpg | [47 empty] | 0 | 0 | 0 | [6 empty] | 0 | 1 | 1 | EA | 1 | Specialty Items | [27 empty] | Lighting Accessories | [242 empty] | <a href="https://www.lutron.com/TechnicalDocumentLibrary/040440.pdf" target="_blank">Installation Instructions</a> | [23 empty] | 5.000 DW |  |  | 2.2500 IN | [89 empty] | 1.000 EA | 1.000 EA | [35 empty] | No | [42 empty] | https://www.lutron.com/TechnicalDocumentLibrary/3691112_SPA.pdf | [7 empty] | Shelf Stock | [39 empty] | 39122221 | [13 empty] | <a href="https://www.lutron.com/TechnicalDocumentLibrary/369-119_Wallbox_Warranty.pdf" target="_blank">Warranty Information</a> |  |  |  |  | 0.100 L | [14 empty] | 0 | 0 | 0 | 0 | Lighting Fixtures | 2019-08-07 16:50 | 2024-07-20 11:32 | 0000-00-00 00:00:00 | 2024-07-20 11:32 | 0000-00-00 00:00:00 | [6 empty] | Palladium
1 | Lutron Electronics | MA-PRO-LA | 4460-9897 | 4460 | 9897 | Lutron Electronics | MA-PRO-LA.jpeg?w=1500 | 784276261623 | MAESTRO PRO LED DIMMER LA | Maestro PRO LED+ Dimmer, Single-pole, 3-way, multilocation, Light Almond |  | 2.3 | 4.5 | [50 empty] | 0 | 0 | 0 | [6 empty] | 0 | 1 | 1 | EA | 1 | Lighting Controls | [27 empty] | Dimmers | [242 empty] | <a href="https://www.lutron.com/TechnicalDocumentLibrary/0301943.pdf" target="_blank">Installation Instructions</a> | [23 empty] | 65.000 DW |  |  | 2.3000 IN | [89 empty] | 1.000 EA | 1.000 EA | [35 empty] | No | [42 empty] | https://www.lutron.com/TechnicalDocumentLibrary/3691112_FRE.pdf | [7 empty] | Shelf Stock | [39 empty] | 39122206 | [6 empty] | <a href="https://lutron.widen.net/content/mywnd9xzlc/mp4/Maestro-LED+-Single-Pole-Installation_English.mp4" target="_blank">Product Video Clip</a> | [6 empty] | <a href="https://www.lutron.com/TechnicalDocumentLibrary/369-119_Wallbox_Warranty.pdf" target="_blank">Warranty Information</a> |  |  |  |  | 0.270 L | [14 empty] | 0 | 0 | 0 | 0 | Lighting Fixtures | 2019-08-07 16:50 | 2024-07-20 11:28 | 0000-00-00 00:00:00 | 2024-07-20 11:28 | 0000-00-00 00:00:00 | [13 empty] | 40 Watt A-19 | 1 | 40 Watt A-19
1 | Lutron Electronics | MA-PRO-MN | 4460-9898 | 4460 | 9898 | Lutron Electronics | MA-PRO-MN.jpeg?w=1500 | 784276261647 | MAESTRO PRO LED DIMMER MN | Maestro PRO LED+ Dimmer, Single-pole, 3-way, multilocation, Midnight |  | 2.4 | 4.6 | [50 empty] | 0 | 0 | 0 | [6 empty] | 0 | 1 | 1 | EA | 1 | Lighting Controls | [27 empty] | Dimmers | [242 empty] | <a href="https://www.lutron.com/TechnicalDocumentLibrary/0301943.pdf" target="_blank">Installation Instructions</a> | [23 empty] | 40.000 DW |  |  | 2.4000 IN | [89 empty] | 1.000 EA | 1.000 EA | [35 empty] | No | [42 empty] | https://www.lutron.com/TechnicalDocumentLibrary/3691112_FRE.pdf | [7 empty] | Shelf Stock | [39 empty] | 39122206 | [6 empty] | <a href="https://lutron.widen.net/content/mywnd9xzlc/mp4/Maestro-LED+-Single-Pole-Installation_English.mp4" target="_blank">Product Video Clip</a> | [6 empty] | <a href="https://www.lutron.com/TechnicalDocumentLibrary/369-119_Wallbox_Warranty.pdf" target="_blank">Warranty Information</a> |  |  |  |  | 0.270 L | [14 empty] | 0 | 0 | 0 | 0 | Lighting Fixtures | 2019-08-07 16:50 | 2024-07-20 11:32 | 0000-00-00 00:00:00 | 2024-07-20 11:32 | 0000-00-00 00:00:00 | [6 empty] | Midnight
1 | Lutron Electronics | MK-D-5-MN | 4460-9899 | 4460 | 9899 | Lutron Electronics | MK-D-5-MN.jpg | 784276263719 | 5 COLOR KIT FOR MA-PRO MN | Maestro 5 piece color change kit for PRO LED+ Dimmer in Midnight |  | 10 | 1.5 |  | MK-D-5-MN.jpg | http://grandbrass.xologic.com/vendors/4460/large/MK-D-5-MN.jpg | [47 empty] | 0 | 0 | 0 | [6 empty] | 0 | 1 | 1 | EA | 1 | Specialty Items | [27 empty] | Lighting Accessories | [242 empty] | <a href="https://www.lutron.com/TechnicalDocumentLibrary/040440.pdf" target="_blank">Installation Instructions</a> | [23 empty] | 5.000 DW |  |  | 3.8800 IN | [89 empty] | 1.000 EA | 1.000 EA | [35 empty] | No | [42 empty] | https://www.lutron.com/TechnicalDocumentLibrary/3691112_SPA.pdf | [7 empty] | Shelf Stock | [39 empty] | 39122221 | [13 empty] | <a href="https://assets.lutron.com/a/documents/369-119_Wallbox_Warranty.pdf" target="_blank">Warranty Information</a> |  |  |  |  | 0.290 L | [14 empty] | 0 | 0 | 0 | 0 | Lighting Fixtures | 2019-08-07 16:50 | 2024-07-20 11:26 | 0000-00-00 00:00:00 | 2024-07-20 11:26 | 0000-00-00 00:00:00 | [6 empty] | Midnight
1 | Lutron Electronics | MA-PRO-AL | 4460-9901 | 4460 | 9901 | Lutron Electronics | MA-PRO-AL.jpeg?w=1500 | 784276261500 | MAESTRO PRO LED DIMMER AL | Maestro PRO LED+ Dimmer, Single-pole, 3-way, multilocation, Almond |  | 2.25 | 4.5 | [50 empty] | 0 | 0 | 0 | [6 empty] | 0 | 1 | 1 | EA | 1 | Lighting Controls | [27 empty] | Dimmers | [242 empty] | <a href="https://www.lutron.com/TechnicalDocumentLibrary/0301943.pdf" target="_blank">Installation Instructions</a> | [23 empty] | 25.000 DW |  |  | 2.2500 IN | [89 empty] | 1.000 EA | 1.000 EA | [35 empty] | No | [42 empty] | https://www.lutron.com/TechnicalDocumentLibrary/3691112_FRE.pdf | [7 empty] | Shelf Stock | [39 empty] | 39122206 | [6 empty] | <a href="https://lutron.widen.net/content/mywnd9xzlc/mp4/Maestro-LED+-Single-Pole-Installation_English.mp4" target="_blank">Product Video Clip</a> | [6 empty] | <a href="https://www.lutron.com/TechnicalDocumentLibrary/369-119_Wallbox_Warranty.pdf" target="_blank">Warranty Information</a> |  |  |  |  | 0.270 L | [14 empty] | 0 | 0 | 0 | 0 | Lighting Fixtures | 2019-08-07 16:50 | 2024-07-20 11:35 | 0000-00-00 00:00:00 | 2024-07-20 11:35 | 0000-00-00 00:00:00 | [6 empty] | Almond
1 | Lutron Electronics | MA-PRO-BI | 4460-9902 | 4460 | 9902 | Lutron Electronics | MA-PRO-BI.jpeg?w=1500 | 784276261524 | MAESTRO PRO LED DIMMER BI | Maestro PRO LED+ Dimmer, Single-pole, 3-way, multilocation, Biscuit |  | 2.25 | 4.5 | [50 empty] | 0 | 0 | 0 | [6 empty] | 0 | 1 | 1 | EA | 1 | Lighting Controls | [27 empty] | Dimmers | [242 empty] | <a href="https://www.lutron.com/TechnicalDocumentLibrary/0301943.pdf" target="_blank">Installation Instructions</a> | [23 empty] | 40.000 DW |  |  | 2.2500 IN | [89 empty] | 1.000 EA | 1.000 EA | [35 empty] | No | [42 empty] | https://www.lutron.com/TechnicalDocumentLibrary/3691112_FRE.pdf | [7 empty] | Shelf Stock | [39 empty] | 39122206 | [6 empty] | <a href="https://lutron.widen.net/content/mywnd9xzlc/mp4/Maestro-LED+-Single-Pole-Installation_English.mp4" target="_blank">Product Video Clip</a> | [6 empty] | <a href="https://www.lutron.com/TechnicalDocumentLibrary/369-119_Wallbox_Warranty.pdf" target="_blank">Warranty Information</a> |  |  |  |  | 0.270 L | [14 empty] | 0 | 0 | 0 | 0 | Lighting Fixtures | 2019-08-07 16:50 | 2024-07-20 11:25 | 0000-00-00 00:00:00 | 2024-07-20 11:25 | 0000-00-00 00:00:00 | [6 empty] | Biscuit
1 | Lutron Electronics | PJ2-3BRL-GBL-F01 | 4460-9903 | 4460 | 9903 | Lutron Electronics | Ecom_PJ2-3BRL-GBL-F01.jpeg | 784276260756 | PICO RF 434MHZ FAN CONTROL BLACK | Lutron Pico Smart Remote for Fan Speed Control - Black |  | 3.77 | 5.88 |  | Ecom_PJ2-3BRL-GBL-F01.jpeg | http://grandbrass.xologic.com/vendors/4460/large/Ecom_PJ2-3BRL-GBL-F01.jpeg | [47 empty] | 0 | 0 | 0 | [6 empty] | 0 | 1 | 1 | EA | 1 | Lighting Controls | [27 empty] | Other Lighting Controls | [242 empty] | <a href="https://www.lutron.com/TechnicalDocumentLibrary/040429.pdf" target="_blank">Installation Instructions</a> | [23 empty] | 2.000 DW |  |  | 0.4400 IN | [89 empty] | 1.000 EA | 1.000 EA | [35 empty] | No | [42 empty] | https://www.lutron.com/TechnicalDocumentLibrary/3691113.pdf | [7 empty] | Shelf Stock | [39 empty] | 52161525 | [6 empty] | <a href="https://lutron.widen.net/content/fomoe9knmc/mp4/Ecom_PicoBenefits_video.mp4" target="_blank">Product Video Clip</a> | [6 empty] | <a href="https://www.lutron.com/TechnicalDocumentLibrary/369-119_Wallbox_Warranty.pdf" target="_blank">Warranty Information</a> |  |  |  |  | 0.050 L | [14 empty] | 0 | 0 | 0 | 0 | Lighting Fixtures | 2019-08-07 16:50 | 2024-07-20 11:43 | 0000-00-00 00:00:00 | 2024-07-20 11:43 | 0000-00-00 00:00:00
1 | Lutron Electronics | MACL-153M-GR-C | 4460-9905 | 4460 | 9905 | Lutron Electronics | MACL-153M-GRC.jpg | 784276269308 | MAESTRO 150W LED MULT CAD GR | Maestro LED+ Multiloc, Ed Box Gray, CSA |  | 2.25 | 4.5 |  | MACL-153M-GRC.jpg | http://grandbrass.xologic.com/vendors/4460/large/MACL-153M-GRC.jpg | [47 empty] | 0 | 0 | 0 | [6 empty] | 0 | 1 | 1 | EA | 1 | Lighting Controls | [27 empty] | Dimmers | [242 empty] | <a href="https://www.lutron.com/TechnicalDocumentLibrary/0301629b.pdf" target="_blank">Installation Instructions</a> | [23 empty] | 2.000 DW |  |  | 2.2500 IN | [89 empty] | 1.000 EA | 1.000 EA | [35 empty] | No | [42 empty] | https://www.lutron.com/TechnicalDocumentLibrary/369613a_SPA.pdf | [7 empty] | Shelf Stock | [13 empty] | <a href="https://www.lutron.com/TechnicalDocumentLibrary/368-4493_Page_9.pdf" target="_blank">Tech Drawing</a> | [25 empty] | 39122206 | [13 empty] | <a href="https://www.lutron.com/TechnicalDocumentLibrary/369-119_Wallbox_Warranty.pdf" target="_blank">Warranty Information</a> |  |  |  |  | 0.270 L | [14 empty] | 0 | 0 | 0 | 0 | Lighting Fixtures | 2019-08-07 16:50 | 2024-07-20 11:33 | 0000-00-00 00:00:00 | 2024-07-20 11:33 | 0000-00-00 00:00:00 | [6 empty] | Gray
1 | Lutron Electronics | MACL-153M-IV-C | 4460-9906 | 4460 | 9906 | Lutron Electronics | Ecom_MACL-153M-IV_nowallplate.jpeg | 784276269322 | MAESTRO 150W LED MULT CAD IV | Maestro LED+ Multiloc, Ed Box Ivory, CSA |  | 2.25 | 4.5 |  | Ecom_MACL-153M-IV_nowallplate.jpeg | http://grandbrass.xologic.com/vendors/4460/large/Ecom_MACL-153M-IV_nowallplate.jpeg | [47 empty] | 0 | 0 | 0 | [6 empty] | 0 | 1 | 1 | EA | 1 | Lighting Controls | [27 empty] | Dimmers | [242 empty] | <a href="https://www.lutron.com/TechnicalDocumentLibrary/0301629b.pdf" target="_blank">Installation Instructions</a> | [23 empty] | 2.000 DW |  |  | 2.2500 IN | [89 empty] | 1.000 EA | 1.000 EA | [35 empty] | No | [42 empty] | https://www.lutron.com/TechnicalDocumentLibrary/369613a_SPA.pdf | [7 empty] | Shelf Stock | [13 empty] | <a href="https://www.lutron.com/TechnicalDocumentLibrary/368-4493_Page_9.pdf" target="_blank">Tech Drawing</a> | [25 empty] | 39122206 | [13 empty] | <a href="https://www.lutron.com/TechnicalDocumentLibrary/369-119_Wallbox_Warranty.pdf" target="_blank">Warranty Information</a> |  |  |  |  | 0.270 L | [14 empty] | 0 | 0 | 0 | 0 | Lighting Fixtures | 2019-08-07 16:50 | 2024-07-20 11:40 | 0000-00-00 00:00:00 | 2024-07-20 11:40 | 0000-00-00 00:00:00 | [6 empty] | Ivory
1 | Lutron Electronics | PJ2-3BRL-GLA-F01 | 4460-9907 | 4460 | 9907 | Lutron Electronics | Ecom_PJ2-3BRL-GLA-F01.jpeg | 784276260749 | PICO RF 434MHZ FAN CONTROL LT ALMD | Lutron Pico Smart Remote for Fan Speed Control - Light Almond |  | 3.77 | 5.88 |  | Ecom_PJ2-3BRL-GLA-F01.jpeg | http://grandbrass.xologic.com/vendors/4460/large/Ecom_PJ2-3BRL-GLA-F01.jpeg | [47 empty] | 0 | 0 | 0 | [6 empty] | 0 | 1 | 1 | EA | 1 | Lighting Controls | [27 empty] | Other Lighting Controls | [242 empty] | <a href="https://www.lutron.com/TechnicalDocumentLibrary/040429.pdf" target="_blank">Installation Instructions</a> | [23 empty] | 2.000 DW |  |  | 0.4400 IN | [89 empty] | 1.000 EA | 1.000 EA | [35 empty] | No | [42 empty] | https://www.lutron.com/TechnicalDocumentLibrary/3691113.pdf | [7 empty] | Shelf Stock | [39 empty] | 52161525 | [6 empty] | <a href="https://lutron.widen.net/content/fomoe9knmc/mp4/Ecom_PicoBenefits_video.mp4" target="_blank">Product Video Clip</a> | [6 empty] | <a href="https://www.lutron.com/TechnicalDocumentLibrary/369-119_Wallbox_Warranty.pdf" target="_blank">Warranty Information</a> |  |  |  |  | 0.050 L | [14 empty] | 0 | 0 | 0 | 0 | Lighting Fixtures | 2019-08-07 16:52 | 2024-07-20 11:26 | 0000-00-00 00:00:00 | 2024-07-20 11:26 | 0000-00-00 00:00:00
1 | Lutron Electronics | MRF2S-8SD010-AL | 4460-9908 | 4460 | 9908 | Lutron Electronics | MRF2S-8SD010-AL.jpg | 784276262149 | MAESTRO RF 434MHZ 8A 0-10V OCC AL | Maestro RF 0â€“10 V Occupancy/Vacancy Sensor Dimmer, 434MHZ, 8A, in almond |  | 1.82 | 4.13 |  | MRF2S-8SD010-AL.jpg | http://grandbrass.xologic.com/vendors/4460/large/MRF2S-8SD010-AL.jpg | [47 empty] | 0 | 0 | 0 | [6 empty] | 0 | 1 | 1 | EA | 1 | Lighting Controls | [27 empty] | Other Lighting Controls | [242 empty] | <a href="https://www.lutron.com/TechnicalDocumentLibrary/032400.pdf" target="_blank">Installation Instructions</a> | [23 empty] | 2.000 DW |  |  | 1.5700 IN | [89 empty] | 1.000 EA | 1.000 EA | [35 empty] | No | [42 empty] | https://www.lutron.com/TechnicalDocumentLibrary/3691097_ENG.pdf | [7 empty] | Shelf Stock | [39 empty] | 39122236 | [13 empty] | <a href="https://www.lutron.com/TechnicalDocumentLibrary/369-119_Wallbox_Warranty.pdf" target="_blank">Warranty Information</a> |  |  |  |  | 0.230 L | [14 empty] | 0 | 0 | 0 | 0 | Lighting Fixtures | 2019-08-07 16:52 | 2024-07-20 11:26 | 0000-00-00 00:00:00 | 2024-07-20 11:26 | 0000-00-00 00:00:00 | [6 empty] | Almond
1 | Lutron Electronics | MRF2S-8SDV010-LA | 4460-9909 | 4460 | 9909 | Lutron Electronics | MRF2S-8SDV010-LA.jpg | 784276262217 | MAESTRO RF 434MHZ 8A 0-10V VAC LA | Maestro RF 0â€“10 V Vacancy Sensor Dimmer, 434MHZ, 8A, in light almond |  | 1.82 | 4.13 |  | MRF2S-8SDV010-LA.jpg | http://grandbrass.xologic.com/vendors/4460/large/MRF2S-8SDV010-LA.jpg | [47 empty] | 0 | 0 | 0 | [6 empty] | 0 | 1 | 1 | EA | 1 | Lighting Controls | [27 empty] | Other Lighting Controls | [242 empty] | <a href="https://www.lutron.com/TechnicalDocumentLibrary/032400.pdf" target="_blank">Installation Instructions</a> | [23 empty] | 2.000 DW |  |  | 1.5700 IN | [89 empty] | 1.000 EA | 1.000 EA | [35 empty] | No | [42 empty] | https://www.lutron.com/TechnicalDocumentLibrary/3691097_ENG.pdf | [7 empty] | Shelf Stock | [39 empty] | 39122236 | [13 empty] | <a href="https://www.lutron.com/TechnicalDocumentLibrary/369-119_Wallbox_Warranty.pdf" target="_blank">Warranty Information</a> |  |  |  |  | 0.230 L | [14 empty] | 0 | 0 | 0 | 0 | Lighting Fixtures | 2019-08-07 16:52 | 2024-07-20 11:28 | 0000-00-00 00:00:00 | 2024-07-20 11:28 | 0000-00-00 00:00:00
1 | Lutron Electronics | MRF2S-8SSV-LA | 4460-9910 | 4460 | 9910 | Lutron Electronics | MRF2S-8SSV-LA.png | 784276262330 | MAESTRO RF 434MHZ 8A SWTCH VAC LA | MAESTRO RF 434MHZ 8A SWTCH VAC LIGHT ALMOND |  | 1.82 | 4.13 |  | MRF2S-8SSV-LA.png | http://grandbrass.xologic.com/vendors/4460/large/MRF2S-8SSV-LA.png | [47 empty] | 0 | 0 | 0 | [6 empty] | 0 | 1 | 1 | EA | 1 | Lighting Controls | [27 empty] | Other Lighting Controls | [242 empty] | <a href="https://www.lutron.com/TechnicalDocumentLibrary/032400.pdf" target="_blank">Installation Instructions</a> | [23 empty] | 2.000 DW |  |  | 1.5700 IN | [89 empty] | 1.000 EA | 1.000 EA | [35 empty] | No | [42 empty] | https://www.lutron.com/TechnicalDocumentLibrary/3691097_ENG.pdf | [7 empty] | Shelf Stock | [39 empty] | 39122236 | [13 empty] | <a href="https://www.lutron.com/TechnicalDocumentLibrary/369-119_Wallbox_Warranty.pdf" target="_blank">Warranty Information</a> |  |  |  |  | 0.230 L | [14 empty] | 0 | 0 | 0 | 0 | Lighting Fixtures | 2019-08-07 16:52 | 2024-07-20 11:32 | 0000-00-00 00:00:00 | 2024-07-20 11:32 | 0000-00-00 00:00:00
1 | Lutron Electronics | MRF2S-8SD010-WH | 4460-9911 | 4460 | 9911 | Lutron Electronics | MRF2S-8SD010-WH.jpg | 784276262095 | MAESTRO RF 434MHZ 8A 0-10V OCC WH | Maestro RF 0â€“10 V Occupancy/Vacancy Sensor Dimmer, 434MHZ, 8A, in white |  | 2.4 | 4.5 |  | MRF2S-8SD010-WH.jpg | http://grandbrass.xologic.com/vendors/4460/large/MRF2S-8SD010-WH.jpg | [47 empty] | 0 | 0 | 0 | [6 empty] | 0 | 1 | 1 | EA | 1 | Lighting Controls | [27 empty] | Other Lighting Controls | [242 empty] | <a href="https://www.lutron.com/TechnicalDocumentLibrary/032400.pdf" target="_blank">Installation Instructions</a> | [23 empty] | 35.000 DW |  |  | 2.4000 IN | [89 empty] | 1.000 EA | 1.000 EA | [35 empty] | No | [42 empty] | https://www.lutron.com/TechnicalDocumentLibrary/3691097_ENG.pdf | [7 empty] | Shelf Stock | [39 empty] | 39122236 | [13 empty] | <a href="https://www.lutron.com/TechnicalDocumentLibrary/369-119_Wallbox_Warranty.pdf" target="_blank">Warranty Information</a> |  |  |  |  | 0.250 L | [14 empty] | 0 | 0 | 0 | 0 | Lighting Fixtures | 2019-08-07 16:52 | 2024-07-20 11:27 | 0000-00-00 00:00:00 | 2024-07-20 11:27 | 0000-00-00 00:00:00 | [6 empty] | White
1 | Lutron Electronics | MRF2S-8SSV-WH | 4460-9912 | 4460 | 9912 | Lutron Electronics | MRF2S-8SSV-WH.jpg | 784276262125 | MAESTRO RF 434MHZ 8A SWTCH VAC WH | MAESTRO RF 434MHZ 8A SWTCH VAC WHITE |  | 2.3 | 4.5 |  | MRF2S-8SSV-WH.jpg | http://grandbrass.xologic.com/vendors/4460/large/MRF2S-8SSV-WH.jpg | [47 empty] | 0 | 0 | 0 | [6 empty] | 0 | 1 | 1 | EA | 1 | Lighting Controls | [27 empty] | Other Lighting Controls | [242 empty] | <a href="https://www.lutron.com/TechnicalDocumentLibrary/032400.pdf" target="_blank">Installation Instructions</a> | [23 empty] | 10.000 DW |  |  | 2.3000 IN | [89 empty] | 1.000 EA | 1.000 EA | [35 empty] | No | [42 empty] | https://www.lutron.com/TechnicalDocumentLibrary/3691097_ENG.pdf | [7 empty] | Shelf Stock | [39 empty] | 39122236 | [13 empty] | <a href="https://www.lutron.com/TechnicalDocumentLibrary/369-119_Wallbox_Warranty.pdf" target="_blank">Warranty Information</a> |  |  |  |  | 0.230 L | [14 empty] | 0 | 0 | 0 | 0 | Lighting Fixtures | 2019-08-07 16:52 | 2024-07-20 11:26 | 0000-00-00 00:00:00 | 2024-07-20 11:26 | 0000-00-00 00:00:00 | [6 empty] | White
1 | Lutron Electronics | MK-D-5-TP | 4460-9913 | 4460 | 9913 | Lutron Electronics | MK-D-5-TP.jpg | 784276263801 | 5 COLOR KIT FOR MA-PRO TP | Maestro 5 piece color change kit for PRO LED+ Dimmer in Taupe |  | 10 | 1.5 |  | MK-D-5-TP.jpg | http://grandbrass.xologic.com/vendors/4460/large/MK-D-5-TP.jpg | [47 empty] | 0 | 0 | 0 | [6 empty] | 0 | 1 | 1 | EA | 1 | Specialty Items | [27 empty] | Lighting Accessories | [242 empty] | <a href="https://www.lutron.com/TechnicalDocumentLibrary/040440.pdf" target="_blank">Installation Instructions</a> | [23 empty] | 5.000 DW |  |  | 3.8800 IN | [89 empty] | 1.000 EA | 1.000 EA | [35 empty] | No | [42 empty] | https://www.lutron.com/TechnicalDocumentLibrary/3691112_SPA.pdf | [7 empty] | Shelf Stock | [39 empty] | 39122221 | [13 empty] | <a href="https://assets.lutron.com/a/documents/369-119_Wallbox_Warranty.pdf" target="_blank">Warranty Information</a> |  |  |  |  | 0.290 L | [14 empty] | 0 | 0 | 0 | 0 | Lighting Fixtures | 2019-08-07 16:52 | 2024-07-20 11:32 | 0000-00-00 00:00:00 | 2024-07-20 11:32 | 0000-00-00 00:00:00 | [6 empty] | Taupe
1 | Lutron Electronics | MA-PRO-PD | 4460-9914 | 4460 | 9914 | Lutron Electronics | MA-PRO-PD.jpeg?w=1500 | 784276261678 | MAESTRO PRO LED DIMMER PD | Maestro PRO LED+ Dimmer, Single-pole, 3-way, multilocation, Palladium |  | 2.25 | 4.5 | [50 empty] | 0 | 0 | 0 | [6 empty] | 0 | 1 | 1 | EA | 1 | Lighting Controls | [27 empty] | Dimmers | [242 empty] | <a href="https://www.lutron.com/TechnicalDocumentLibrary/0301943.pdf" target="_blank">Installation Instructions</a> | [23 empty] | 40.000 DW |  |  | 2.2500 IN | [89 empty] | 1.000 EA | 1.000 EA | [35 empty] | No | [42 empty] | https://www.lutron.com/TechnicalDocumentLibrary/3691112_FRE.pdf | [7 empty] | Shelf Stock | [39 empty] | 39122206 | [6 empty] | <a href="https://lutron.widen.net/content/mywnd9xzlc/mp4/Maestro-LED+-Single-Pole-Installation_English.mp4" target="_blank">Product Video Clip</a> | [6 empty] | <a href="https://www.lutron.com/TechnicalDocumentLibrary/369-119_Wallbox_Warranty.pdf" target="_blank">Warranty Information</a> |  |  |  |  | 0.270 L | [14 empty] | 0 | 0 | 0 | 0 | Lighting Fixtures | 2019-08-07 16:52 | 2024-07-20 11:26 | 0000-00-00 00:00:00 | 2024-07-20 11:26 | 0000-00-00 00:00:00 | [6 empty] | Palladium
1 | Lutron Electronics | MA-PRO-WH | 4460-9915 | 4460 | 9915 | Lutron Electronics | MA-PRO-WH.jpeg?w=1500 | 784276261760 | MAESTRO PRO LED DIMMER WH | Maestro PRO LED+ Dimmer, Single-pole, 3-way, multilocation, White |  | 2.3 | 4.5 | [50 empty] | 0 | 0 | 0 | [6 empty] | 0 | 1 | 1 | EA | 1 | Lighting Controls | [27 empty] | Dimmers | [242 empty] | <a href="https://www.lutron.com/TechnicalDocumentLibrary/0301943.pdf" target="_blank">Installation Instructions</a> | [23 empty] | 40.000 DW |  |  | 2.3000 IN | [89 empty] | 1.000 EA | 1.000 EA | [35 empty] | No | [42 empty] | https://www.lutron.com/TechnicalDocumentLibrary/3691112_FRE.pdf | [7 empty] | Shelf Stock | [39 empty] | 39122206 | [6 empty] | <a href="https://lutron.widen.net/content/mywnd9xzlc/mp4/Maestro-LED+-Single-Pole-Installation_English.mp4" target="_blank">Product Video Clip</a> | [6 empty] | <a href="https://www.lutron.com/TechnicalDocumentLibrary/369-119_Wallbox_Warranty.pdf" target="_blank">Warranty Information</a> |  |  |  |  | 0.270 L | [14 empty] | 0 | 0 | 0 | 0 | Lighting Fixtures | 2019-08-07 16:52 | 2024-07-20 11:22 | 0000-00-00 00:00:00 | 2024-07-20 11:22 | 0000-00-00 00:00:00 | [6 empty] | White
1 | Lutron Electronics | MK-D-BI | 4460-9916 | 4460 | 9916 | Lutron Electronics | MK-D-BI.jpg | 784276263344 | COLOR KIT FOR MA-PRO BI | Maestro 1 piece color change kit for PRO LED+ Dimmer in Biscuit |  | 2.25 | 4.5 |  | MK-D-BI.jpg | http://grandbrass.xologic.com/vendors/4460/large/MK-D-BI.jpg | [47 empty] | 0 | 0 | 0 | [6 empty] | 0 | 1 | 1 | EA | 1 | Specialty Items | [27 empty] | Lighting Accessories | [242 empty] | <a href="https://www.lutron.com/TechnicalDocumentLibrary/040440.pdf" target="_blank">Installation Instructions</a> | [23 empty] | 5.000 DW |  |  | 2.2500 IN | [89 empty] | 1.000 EA | 1.000 EA | [35 empty] | No | [42 empty] | https://www.lutron.com/TechnicalDocumentLibrary/3691112_SPA.pdf | [7 empty] | Shelf Stock | [39 empty] | 39122221 | [13 empty] | <a href="https://www.lutron.com/TechnicalDocumentLibrary/369-119_Wallbox_Warranty.pdf" target="_blank">Warranty Information</a> |  |  |  |  | 0.100 L | [14 empty] | 0 | 0 | 0 | 0 | Lighting Fixtures | 2019-08-07 16:52 | 2024-07-20 11:27 | 0000-00-00 00:00:00 | 2024-07-20 11:27 | 0000-00-00 00:00:00 | [6 empty] | Biscuit
1 | Lutron Electronics | MK-D-5-AL | 4460-9920 | 4460 | 9920 | Lutron Electronics | MK-D-5-AL.jpg | 784276263573 | 5 COLOR KIT FOR MA-PRO AL | Maestro 5 piece color change kit for PRO LED+ Dimmer in Almond |  | 10 | 1.5 |  | MK-D-5-AL.jpg | http://grandbrass.xologic.com/vendors/4460/large/MK-D-5-AL.jpg | [47 empty] | 0 | 0 | 0 | [6 empty] | 0 | 1 | 1 | EA | 1 | Specialty Items | [27 empty] | Lighting Accessories | [242 empty] | <a href="https://www.lutron.com/TechnicalDocumentLibrary/040440.pdf" target="_blank">Installation Instructions</a> | [23 empty] | 5.000 DW |  |  | 3.8800 IN | [89 empty] | 1.000 EA | 1.000 EA | [35 empty] | No | [42 empty] | https://www.lutron.com/TechnicalDocumentLibrary/3691112_SPA.pdf | [7 empty] | Shelf Stock | [39 empty] | 39122221 | [13 empty] | <a href="https://assets.lutron.com/a/documents/369-119_Wallbox_Warranty.pdf" target="_blank">Warranty Information</a> |  |  |  |  | 0.290 L | [14 empty] | 0 | 0 | 0 | 0 | Lighting Fixtures | 2019-08-07 16:52 | 2024-07-20 11:27 | 0000-00-00 00:00:00 | 2024-07-20 11:27 | 0000-00-00 00:00:00 | [6 empty] | Almond
1 | Lutron Electronics | PD-FSQN-BL | 4460-9923 | 4460 | 9923 | Lutron Electronics | PD-FSQN-BL.jpeg | 784276260824 | CasÃ©ta Smart Fan Speed Control Black | Lutron Caseta Wireless Smart Fan Speed Control Switch, 120V, 1.5A, Single-Pole, Black |  | 3.38 | 4.5 |  | PD-FSQN-BL.jpeg | http://grandbrass.xologic.com/vendors/4460/large/PD-FSQN-BL.jpeg | [47 empty] | 0 | 0 | 0 | [6 empty] | 0 | 1 | 1 | EA | 1 | Lighting Controls | [27 empty] | Dimmers | [242 empty] | <a href="https://www.lutron.com/TechnicalDocumentLibrary/0301911.pdf" target="_blank">Installation Instructions</a> | [23 empty] | 2.000 DW |  |  | 2.2500 IN | [89 empty] | 1.000 EA | 1.000 EA | [35 empty] | No | [42 empty] | https://www.lutron.com/TechnicalDocumentLibrary/369987_SPA.pdf | [7 empty] | Shelf Stock | [39 empty] | 39122206 | [6 empty] | <a href="https://lutron.widen.net/content/twinpx9ws6/mp4/Caseta-Hub-Story.mp4" target="_blank">Product Video Clip</a> | [6 empty] | <a href="https://www.lutron.com/TechnicalDocumentLibrary/369-119_Wallbox_Warranty.pdf" target="_blank">Warranty Information</a> |  |  |  |  | 0.350 L | [14 empty] | 0 | 0 | 0 | 0 | Lighting Fixtures | 2019-08-07 16:52 | 2024-07-20 11:35 | 0000-00-00 00:00:00 | 2024-07-20 11:35 | 0000-00-00 00:00:00 | [6 empty] | Black
1 | Lutron Electronics | RRD-PRO-AL | 4460-9928 | 4460 | 9928 | Lutron Electronics | RRD-PRO-AL.jpg | 784276270229 | RA2 PRO LED+ DIMMER, ALMOND | RadioRA 2 Dimmer, Almond, Incandescent/Halogen, Magnetic Low-Voltage, Electronic Low-Voltage, Approved LEDs, CFL, Multi-location/single-pole, neutral required, 120V 600W/600VA |  | 2.25 | 4.5 |  | RRD-PRO-AL.jpg | http://grandbrass.xologic.com/vendors/4460/large/RRD-PRO-AL.jpg | [47 empty] | 0 | 0 | 0 | [6 empty] | 0 | 1 | 1 | EA | 1 | Lighting Controls | [27 empty] | Dimmers | [242 empty] | <a href="https://www.lutron.com/TechnicalDocumentLibrary/044357.pdf" target="_blank">Installation Instructions</a> | [23 empty] | 40.000 DW |  |  | 2.2500 IN | [89 empty] | 1.000 EA | 1.000 EA | [35 empty] | No | [42 empty] | https://www.lutron.com/TechnicalDocumentLibrary/369225_SPA.pdf | [7 empty] | Shelf Stock | [39 empty] | 39122206 | [13 empty] | <a href="https://www.lutron.com/TechnicalDocumentLibrary/043492.pdf" target="_blank">Warranty Information</a> |  |  |  |  | 0.270 L | [14 empty] | 0 | 0 | 0 | 0 | Lighting Fixtures | 2019-11-01 16:34 | 2024-07-20 11:28 | 0000-00-00 00:00:00 | 2024-07-20 11:28 | 0000-00-00 00:00:00 | [6 empty] | Almond
1 | Lutron Electronics | RRD-PRO-HT | 4460-9929 | 4460 | 9929 | Lutron Electronics | RRD-PRO-HT.jpg | 784276270328 | RA2 PRO LED+ DIMMER, HOT | RadioRA 2 Dimmer, Hot, Incandescent/Halogen, Magnetic Low-Voltage, Electronic Low-Voltage, Approved LEDs, CFL, Multi-location/single-pole, neutral required, 120V 600W/600VA |  | 2.25 | 4.5 |  | RRD-PRO-HT.jpg | http://grandbrass.xologic.com/vendors/4460/large/RRD-PRO-HT.jpg | [47 empty] | 0 | 0 | 0 | [6 empty] | 0 | 1 | 1 | EA | 1 | Lighting Controls | [27 empty] | Dimmers | [242 empty] | <a href="https://www.lutron.com/TechnicalDocumentLibrary/044357.pdf" target="_blank">Installation Instructions</a> | [23 empty] | 25.000 DW |  |  | 2.2500 IN | [89 empty] | 1.000 EA | 1.000 EA | [35 empty] | No | [42 empty] | https://www.lutron.com/TechnicalDocumentLibrary/369225_SPA.pdf | [7 empty] | Shelf Stock | [39 empty] | 39122206 | [13 empty] | <a href="https://www.lutron.com/TechnicalDocumentLibrary/043492.pdf" target="_blank">Warranty Information</a> |  |  |  |  | 0.270 L | [14 empty] | 0 | 0 | 0 | 0 | Lighting Fixtures | 2019-11-01 16:36 | 2024-07-20 11:27 | 0000-00-00 00:00:00 | 2024-07-20 11:27 | 0000-00-00 00:00:00
1 | Lutron Electronics | RRD-PRO-TP | 4460-9931 | 4460 | 9931 | Lutron Electronics | RRD-PRO-TP.jpg | 784276270458 | RA2 PRO LED+ DIMMER, TAUPE | RadioRA 2 Dimmer, Taupe, Incandescent/Halogen, Magnetic Low-Voltage, Electronic Low-Voltage, Approved LEDs, CFL, Multi-location/single-pole, neutral required, 120V 600W/600VA |  | 2.25 | 4.5 |  | RRD-PRO-TP.jpg | http://grandbrass.xologic.com/vendors/4460/large/RRD-PRO-TP.jpg | [47 empty] | 0 | 0 | 0 | [6 empty] | 0 | 1 | 1 | EA | 1 | Lighting Controls | [27 empty] | Dimmers | [242 empty] | <a href="https://www.lutron.com/TechnicalDocumentLibrary/044357.pdf" target="_blank">Installation Instructions</a> | [23 empty] | 40.000 DW |  |  | 2.2500 IN | [89 empty] | 1.000 EA | 1.000 EA | [35 empty] | No | [42 empty] | https://www.lutron.com/TechnicalDocumentLibrary/369225_SPA.pdf | [7 empty] | Shelf Stock | [39 empty] | 39122206 | [13 empty] | <a href="https://www.lutron.com/TechnicalDocumentLibrary/043492.pdf" target="_blank">Warranty Information</a> |  |  |  |  | 0.270 L | [14 empty] | 0 | 0 | 0 | 0 | Lighting Fixtures | 2019-11-01 16:36 | 2024-07-20 11:27 | 0000-00-00 00:00:00 | 2024-07-20 11:27 | 0000-00-00 00:00:00 | [6 empty] | Taupe
1 | Lutron Electronics | RRD-PRO-GR | 4460-9932 | 4460 | 9932 | Lutron Electronics | RRD-PRO-GR.jpg | 784276270304 | RA2 PRO LED+ DIMMER, GRAY | RadioRA 2 Dimmer, Gray, Incandescent/Halogen, Magnetic Low-Voltage, Electronic Low-Voltage, Approved LEDs, CFL, Multi-location/single-pole, neutral required, 120V 600W/600VA |  | 2.25 | 4.5 |  | RRD-PRO-GR.jpg | http://grandbrass.xologic.com/vendors/4460/large/RRD-PRO-GR.jpg | [47 empty] | 0 | 0 | 0 | [6 empty] | 0 | 1 | 1 | EA | 1 | Lighting Controls | [27 empty] | Dimmers | [242 empty] | <a href="https://www.lutron.com/TechnicalDocumentLibrary/044357.pdf" target="_blank">Installation Instructions</a> | [23 empty] | 40.000 DW |  |  | 2.2500 IN | [89 empty] | 1.000 EA | 1.000 EA | [35 empty] | No | [42 empty] | https://www.lutron.com/TechnicalDocumentLibrary/369225_SPA.pdf | [7 empty] | Shelf Stock | [39 empty] | 39122206 | [13 empty] | <a href="https://www.lutron.com/TechnicalDocumentLibrary/043492.pdf" target="_blank">Warranty Information</a> |  |  |  |  | 0.270 L | [14 empty] | 0 | 0 | 0 | 0 | Lighting Fixtures | 2019-11-01 16:36 | 2024-07-20 11:30 | 0000-00-00 00:00:00 | 2024-07-20 11:30 | 0000-00-00 00:00:00 | [6 empty] | Gray
1 | Lutron Electronics | RRD-PRO-BL | 4460-9934 | 4460 | 9934 | Lutron Electronics | RRD-PRO-BL.jpg | 784276270250 | RA2 PRO LED+ DIMMER, BLACK | RadioRA 2 Dimmer, Black, Incandescent/Halogen, Magnetic Low-Voltage, Electronic Low-Voltage, Approved LEDs, CFL, Multi-location/single-pole, neutral required, 120V 600W/600VA |  | 2.25 | 4.5 |  | RRD-PRO-BL.jpg | http://grandbrass.xologic.com/vendors/4460/large/RRD-PRO-BL.jpg | [47 empty] | 0 | 0 | 0 | [6 empty] | 0 | 1 | 1 | EA | 1 | Lighting Controls | [27 empty] | Dimmers | [242 empty] | <a href="https://www.lutron.com/TechnicalDocumentLibrary/044357.pdf" target="_blank">Installation Instructions</a> | [23 empty] | 45.000 DW |  |  | 2.2500 IN | [89 empty] | 1.000 EA | 1.000 EA | [35 empty] | No | [42 empty] | https://www.lutron.com/TechnicalDocumentLibrary/369225_SPA.pdf | [7 empty] | Shelf Stock | [39 empty] | 39122206 | [13 empty] | <a href="https://www.lutron.com/TechnicalDocumentLibrary/043492.pdf" target="_blank">Warranty Information</a> |  |  |  |  | 0.270 L | [14 empty] | 0 | 0 | 0 | 0 | Lighting Fixtures | 2019-11-01 16:36 | 2024-07-20 11:26 | 0000-00-00 00:00:00 | 2024-07-20 11:26 | 0000-00-00 00:00:00 | [6 empty] | Black
1 | Lutron Electronics | RRD-PRO-BI | 4460-9936 | 4460 | 9936 | Lutron Electronics | RRD-PRO-BI.jpg | 784276270243 | RA2 PRO LED+ DIMMER, BISCUIT | RadioRA 2 Dimmer, Biscuit, Incandescent/Halogen, Magnetic Low-Voltage, Electronic Low-Voltage, Approved LEDs, CFL, Multi-location/single-pole, neutral required, 120V 600W/600VA |  | 2.25 | 4.5 |  | RRD-PRO-BI.jpg | http://grandbrass.xologic.com/vendors/4460/large/RRD-PRO-BI.jpg | [47 empty] | 0 | 0 | 0 | [6 empty] | 0 | 1 | 1 | EA | 1 | Lighting Controls | [27 empty] | Dimmers | [242 empty] | <a href="https://www.lutron.com/TechnicalDocumentLibrary/044357.pdf" target="_blank">Installation Instructions</a> | [23 empty] | 55.000 DW |  |  | 2.2500 IN | [89 empty] | 1.000 EA | 1.000 EA | [35 empty] | No | [42 empty] | https://www.lutron.com/TechnicalDocumentLibrary/369225_SPA.pdf | [7 empty] | Shelf Stock | [39 empty] | 39122206 | [13 empty] | <a href="https://www.lutron.com/TechnicalDocumentLibrary/043492.pdf" target="_blank">Warranty Information</a> |  |  |  |  | 0.270 L | [14 empty] | 0 | 0 | 0 | 0 | Lighting Fixtures | 2019-11-01 16:36 | 2024-07-20 11:28 | 0000-00-00 00:00:00 | 2024-07-20 11:28 | 0000-00-00 00:00:00 | [6 empty] | Biscuit
1 | Lutron Electronics | RRD-PRO-IV | 4460-9940 | 4460 | 9940 | Lutron Electronics | RRD-PRO-IV.jpg | 784276270335 | RA2 PRO LED+ DIMMER, IVORY | RadioRA 2 Dimmer, Ivory, Incandescent/Halogen, Magnetic Low-Voltage, Electronic Low-Voltage, Approved LEDs, CFL, Multi-location/single-pole, neutral required, 120V 600W/600VA |  | 2.25 | 4.5 |  | RRD-PRO-IV.jpg | http://grandbrass.xologic.com/vendors/4460/large/RRD-PRO-IV.jpg | [47 empty] | 0 | 0 | 0 | [6 empty] | 0 | 1 | 1 | EA | 1 | Lighting Controls | [27 empty] | Dimmers | [242 empty] | <a href="https://www.lutron.com/TechnicalDocumentLibrary/044357.pdf" target="_blank">Installation Instructions</a> | [23 empty] | 40.000 DW |  |  | 2.2500 IN | [89 empty] | 1.000 EA | 1.000 EA | [35 empty] | No | [42 empty] | https://www.lutron.com/TechnicalDocumentLibrary/369225_SPA.pdf | [7 empty] | Shelf Stock | [39 empty] | 39122206 | [13 empty] | <a href="https://www.lutron.com/TechnicalDocumentLibrary/043492.pdf" target="_blank">Warranty Information</a> |  |  |  |  | 0.270 L | [14 empty] | 0 | 0 | 0 | 0 | Lighting Fixtures | 2019-11-01 16:37 | 2024-07-20 11:24 | 0000-00-00 00:00:00 | 2024-07-20 11:24 | 0000-00-00 00:00:00 | [6 empty] | Ivory
1 | Lutron Electronics | RRD-PRO-MN | 4460-9941 | 4460 | 9941 | Lutron Electronics | RRD-PRO-MN.jpg | 784276270366 | RA2 PRO LED+ DIMMER, MIDNIGHT | RadioRA 2 Dimmer, Midnight, Incandescent/Halogen, Magnetic Low-Voltage, Electronic Low-Voltage, Approved LEDs, CFL, Multi-location/single-pole, neutral required, 120V 600W/600VA |  | 2.25 | 4.5 |  | RRD-PRO-MN.jpg | http://grandbrass.xologic.com/vendors/4460/large/RRD-PRO-MN.jpg | [47 empty] | 0 | 0 | 0 | [6 empty] | 0 | 1 | 1 | EA | 1 | Lighting Controls | [27 empty] | Dimmers | [242 empty] | <a href="https://www.lutron.com/TechnicalDocumentLibrary/044357.pdf" target="_blank">Installation Instructions</a> | [23 empty] | 55.000 DW |  |  | 2.2500 IN | [89 empty] | 1.000 EA | 1.000 EA | [35 empty] | No | [42 empty] | https://www.lutron.com/TechnicalDocumentLibrary/369225_SPA.pdf | [7 empty] | Shelf Stock | [39 empty] | 39122206 | [13 empty] | <a href="https://www.lutron.com/TechnicalDocumentLibrary/043492.pdf" target="_blank">Warranty Information</a> |  |  |  |  | 0.270 L | [14 empty] | 0 | 0 | 0 | 0 | Lighting Fixtures | 2019-11-01 16:37 | 2024-07-20 11:36 | 0000-00-00 00:00:00 | 2024-07-20 11:36 | 0000-00-00 00:00:00 | [6 empty] | Midnight
1 | Lutron Electronics | RRD-PRO-WH | 4460-9943 | 4460 | 9943 | Lutron Electronics | RRD-PRO-WH.jpg | 784276270465 | RA2 PRO LED+ DIMMER, WHITE | RadioRA 2 Dimmer, White, Incandescent/Halogen, Magnetic Low-Voltage, Electronic Low-Voltage, Approved LEDs, CFL, Multi-location/single-pole, neutral required, 120V 600W/600VA |  | 2.3 | 4.5 |  | RRD-PRO-WH.jpg | http://grandbrass.xologic.com/vendors/4460/large/RRD-PRO-WH.jpg | [47 empty] | 0 | 0 | 0 | [6 empty] | 0 | 1 | 1 | EA | 1 | Lighting Controls | [27 empty] | Dimmers | [242 empty] | <a href="https://www.lutron.com/TechnicalDocumentLibrary/044357.pdf" target="_blank">Installation Instructions</a> | [23 empty] | 40.000 DW |  |  | 2.3000 IN | [89 empty] | 1.000 EA | 1.000 EA | [35 empty] | No | [42 empty] | https://www.lutron.com/TechnicalDocumentLibrary/369225_SPA.pdf | [7 empty] | Shelf Stock | [39 empty] | 39122206 | [13 empty] | <a href="https://www.lutron.com/TechnicalDocumentLibrary/043492.pdf" target="_blank">Warranty Information</a> |  |  |  |  | 0.270 L | [14 empty] | 0 | 0 | 0 | 0 | Lighting Fixtures | 2019-11-01 16:37 | 2024-07-20 11:35 | 0000-00-00 00:00:00 | 2024-07-20 11:35 | 0000-00-00 00:00:00 | [6 empty] | White
1 | Lutron Electronics | RRD-PRO-LA | 4460-9944 | 4460 | 9944 | Lutron Electronics | RRD-PRO-LA.jpg | 784276270342 | RA2 PRO LED+ DIMMER, LIGHT ALMOND | RadioRA 2 Dimmer, Light Almond, Incandescent/Halogen, Magnetic Low-Voltage, Electronic Low-Voltage, Approved LEDs, CFL, Multi-location/single-pole, neutral required, 120V 600W/600VA |  | 2.25 | 4.5 |  | RRD-PRO-LA.jpg | http://grandbrass.xologic.com/vendors/4460/large/RRD-PRO-LA.jpg | [47 empty] | 0 | 0 | 0 | [6 empty] | 0 | 1 | 1 | EA | 1 | Lighting Controls | [27 empty] | Dimmers | [242 empty] | <a href="https://www.lutron.com/TechnicalDocumentLibrary/044357.pdf" target="_blank">Installation Instructions</a> | [23 empty] | 55.000 DW |  |  | 2.2500 IN | [89 empty] | 1.000 EA | 1.000 EA | [35 empty] | No | [42 empty] | https://www.lutron.com/TechnicalDocumentLibrary/369225_SPA.pdf | [7 empty] | Shelf Stock | [39 empty] | 39122206 | [13 empty] | <a href="https://www.lutron.com/TechnicalDocumentLibrary/043492.pdf" target="_blank">Warranty Information</a> |  |  |  |  | 0.270 L | [14 empty] | 0 | 0 | 0 | 0 | Lighting Fixtures | 2019-11-01 16:37 | 2024-07-20 11:24 | 0000-00-00 00:00:00 | 2024-07-20 11:24 | 0000-00-00 00:00:00
1 | Lutron Electronics | RRD-PRO-PD | 4460-9946 | 4460 | 9946 | Lutron Electronics | RRD-PRO-PD.jpg | 784276270397 | RA2 PRO LED+ DIMMER, PALLIDIUM | RadioRA 2 Dimmer, Incandescent/Halogen, Magnetic Low-Voltage, Electronic Low-Voltage, Approved LEDs, CFL, Multi-location/single-pole, neutral required, 120V 600W/600VA in palladium |  | 2.25 | 4.5 |  | RRD-PRO-PD.jpg | http://grandbrass.xologic.com/vendors/4460/large/RRD-PRO-PD.jpg | [47 empty] | 0 | 0 | 0 | [6 empty] | 0 | 1 | 1 | EA | 1 | Lighting Controls | [27 empty] | Dimmers | [242 empty] | <a href="https://www.lutron.com/TechnicalDocumentLibrary/044357.pdf" target="_blank">Installation Instructions</a> | [23 empty] | 40.000 DW |  |  | 2.2500 IN | [89 empty] | 1.000 EA | 1.000 EA | [35 empty] | No | [42 empty] | https://www.lutron.com/TechnicalDocumentLibrary/369225_SPA.pdf | [7 empty] | Shelf Stock | [39 empty] | 39122206 | [13 empty] | <a href="https://www.lutron.com/TechnicalDocumentLibrary/043492.pdf" target="_blank">Warranty Information</a> |  |  |  |  | 0.270 L | [14 empty] | 0 | 0 | 0 | 0 | Lighting Fixtures | 2019-11-01 16:38 | 2024-07-20 11:33 | 0000-00-00 00:00:00 | 2024-07-20 11:33 | 0000-00-00 00:00:00 | [6 empty] | Palladium
1 | Lutron Electronics | RRD-PRO-SW | 4460-9948 | 4460 | 9948 | Lutron Electronics | RRD-PRO-SW.jpg | 784276270434 | RA2 PRO LED+ DIMMER, SNOW | RadioRA 2 Dimmer, Snow, Incandescent/Halogen, Magnetic Low-Voltage, Electronic Low-Voltage, Approved LEDs, CFL, Multi-location/single-pole, neutral required, 120V 600W/600VA |  | 2.25 | 4.5 |  | RRD-PRO-SW.jpg | http://grandbrass.xologic.com/vendors/4460/large/RRD-PRO-SW.jpg | [47 empty] | 0 | 0 | 0 | [6 empty] | 0 | 1 | 1 | EA | 1 | Lighting Controls | [27 empty] | Dimmers | [242 empty] | <a href="https://www.lutron.com/TechnicalDocumentLibrary/044357.pdf" target="_blank">Installation Instructions</a> | [23 empty] | 45.000 DW |  |  | 2.2500 IN | [89 empty] | 1.000 EA | 1.000 EA | [35 empty] | No | [42 empty] | https://www.lutron.com/TechnicalDocumentLibrary/369225_SPA.pdf | [7 empty] | Shelf Stock | [39 empty] | 39122206 | [13 empty] | <a href="https://www.lutron.com/TechnicalDocumentLibrary/043492.pdf" target="_blank">Warranty Information</a> |  |  |  |  | 0.270 L | [14 empty] | 0 | 0 | 0 | 0 | Lighting Fixtures | 2019-11-01 16:38 | 2024-07-20 11:40 | 0000-00-00 00:00:00 | 2024-07-20 11:40 | 0000-00-00 00:00:00 | [6 empty] | Snow
1 | Lutron Electronics | Z3-1BRL-WH-L0-C | 4460-9949 | 4460 | 9949 | Lutron Electronics | Z3-1BRL-WH-L0-C.jpg | 784276272858 | Lutron Rotary Connected - Canada | Lutron Aurora Always Ready Smart Bulb Dimmer is a flexible and easy-to-use device that provides convenient control of compatible ZigbeeR bulbs. |  | 3.8 | 6.2 |  | Z3-1BRL-WH-L0-C.jpg | http://grandbrass.xologic.com/vendors/4460/large/Z3-1BRL-WH-L0-C.jpg | [47 empty] | 0 | 0 | 0 | [6 empty] | 0 | 1 | 1 | EA | 1 | Lighting Controls | [27 empty] | Other Lighting Controls | [242 empty] | <a href="https://www.lutron.com/TechnicalDocumentLibrary/0301869-03.pdf" target="_blank">Installation Instructions</a> | [23 empty] | 2.000 DW |  |  | 2.5000 IN | [89 empty] | 1.000 EA | 1.000 EA | [35 empty] | No | [42 empty] | https://www.lutron.com/TechnicalDocumentLibrary/3691108_SPA.pdf | [7 empty] | Shelf Stock | [39 empty] | 52161525 | [6 empty] | <a href="https://youtu.be/C2P7P3YlcME" target="_blank">Product Video Clip</a> | [6 empty] | <a href="https://www.lutron.com/TechnicalDocumentLibrary/369-119_Wallbox_Warranty.pdf" target="_blank">Warranty Information</a> |  |  |  |  | 0.200 L | [14 empty] | 0 | 0 | 0 | 0 | Lighting Fixtures | 2019-11-01 16:38 | 2024-07-20 11:30 | 0000-00-00 00:00:00 | 2024-07-20 11:30 | 0000-00-00 00:00:00 | [6 empty] | White
1 | Lutron Electronics | RRD-PRO-BR | 4460-9950 | 4460 | 9950 | Lutron Electronics | RRD-PRO-BR.jpg | 784276270267 | RA2 PRO LED+ DIMMER, BROWN | RadioRA 2 Dimmer, Brown, Incandescent/Halogen, Magnetic Low-Voltage, Electronic Low-Voltage, Approved LEDs, CFL, Multi-location/single-pole, neutral required, 120V 600W/600VA |  | 2.25 | 4.5 |  | RRD-PRO-BR.jpg | http://grandbrass.xologic.com/vendors/4460/large/RRD-PRO-BR.jpg | [47 empty] | 0 | 0 | 0 | [6 empty] | 0 | 1 | 1 | EA | 1 | Lighting Controls | [27 empty] | Dimmers | [242 empty] | <a href="https://www.lutron.com/TechnicalDocumentLibrary/044357.pdf" target="_blank">Installation Instructions</a> | [23 empty] | 55.000 DW |  |  | 2.2500 IN | [89 empty] | 1.000 EA | 1.000 EA | [35 empty] | No | [42 empty] | https://www.lutron.com/TechnicalDocumentLibrary/369225_SPA.pdf | [7 empty] | Shelf Stock | [39 empty] | 39122206 | [13 empty] | <a href="https://www.lutron.com/TechnicalDocumentLibrary/043492.pdf" target="_blank">Warranty Information</a> |  |  |  |  | 0.270 L | [14 empty] | 0 | 0 | 0 | 0 | Lighting Fixtures | 2019-11-01 16:40 | 2024-07-20 11:25 | 0000-00-00 00:00:00 | 2024-07-20 11:25 | 0000-00-00 00:00:00 | [6 empty] | Brown
4 | Lutron Electronics | FSQ-2FH-DK | 4460-9961 | 4460 | 9961 | Lutron Electronics | FSQ-2FH-DK.jpg | 27557101493 | 120V 1.5AMP QUIET FAN DUAL KNB | Lutron 120V, 1.5AMP, Quiet fan dual knob, clamshell |  | 4.1 | 3 |  | FSQ-2FH-DK.jpg | http://grandbrass.xologic.com/vendors/4460/large/FSQ-2FH-DK.jpg | [47 empty] | 0 | 0 | 0 | [6 empty] | 0 | 1 | 1 | EA | 1 | Fan Accessories |  |  | Control And Automation |  | Switches |  | Speed Switch | [20 empty] | Fan Wall Mount Controls | [242 empty] | <a href="https://www.lutron.com/TechnicalDocumentLibrary/033206.pdf" target="_blank">Installation Instructions</a> | [23 empty] | 10.000 DW |  |  | 6.1000 IN | [89 empty] | 1.000 EA | 1.000 EA | [35 empty] | No | [42 empty] | https://www.lutron.com/TechnicalDocumentLibrary/033206.pdf | [7 empty] | Shelf Stock | [39 empty] | 39122240 | [13 empty] | <a href="https://assets.lutron.com/a/documents/369-119_Wallbox_Warranty.pdf" target="_blank">Warranty Information</a> |  |  |  |  | 0.300 L | [14 empty] | 0 | 0 | 0 | 0 | Electrical | 2020-01-15 11:49 | 2024-07-20 11:28 | 0000-00-00 00:00:00 | 2025-11-29 02:00 | 0000-00-00 00:00:00 | [6 empty] | White Ivory
4 | Lutron Electronics | C5-XPJ-16A | 4460-9962 | 4460 | 9962 | Lutron Electronics | C5-XPJ-16A.jpg | 27557258593 | ECOSYSTEM SWITCHING MODULE | EcoSystem Switching Power Module for Non-Dim Loads |  | 9.4 | 7.6 |  | C5-XPJ-16A.jpg | http://grandbrass.xologic.com/vendors/4460/large/C5-XPJ-16A.jpg | [47 empty] | 0 | 0 | 0 | [6 empty] | 0 | 1 | 1 | EA | 1 | Specialty Items |  |  | Electrical Distribution Equipment |  | Power Conditioning Equipment |  | Electrical Or Power Regulators | [20 empty] | Other Specialty Items | [242 empty] | <a href="https://www.lutron.com/TechnicalDocumentLibrary/032-183a.pdf" target="_blank">Installation Instructions</a> | [23 empty] | 2.000 DW |  |  | 5.3000 IN | [89 empty] | 1.000 EA | 1.000 EA | [35 empty] | No | [42 empty] | https://www.lutron.com/TechnicalDocumentLibrary/C5-XPJ-16A.pdf | [7 empty] | Shelf Stock | [39 empty] | 39121009 | [13 empty] | <a href="https://assets.lutron.com/a/documents/3601201A_Commercial_Limited_Warranty.pdf" target="_blank">Warranty Information</a> |  |  |  |  | 2.600 L | [14 empty] | 0 | 0 | 0 | 0 | Electrical | 2020-01-15 11:49 | 2024-07-20 11:30 | 0000-00-00 00:00:00 | 2025-11-29 02:00 | 0000-00-00 00:00:00
1 | Lutron Electronics | Z3-1BRL-WH-L0-2 | 4460-9963 | 4460 | 9963 | Lutron Electronics | Z3-1BRL-WH-L0-2.jpg | 784276274036 | AURORA 2-PACK | Aurora Always Ready Smart Bulb Dimmer 2 -Pack |  | 2.25 | 4.5 |  | Z3-1BRL-WH-L0-2.jpg | http://grandbrass.xologic.com/vendors/4460/large/Z3-1BRL-WH-L0-2.jpg | [47 empty] | 0 | 0 | 0 | [6 empty] | 0 | 1 | 1 | EA | 1 | Lighting Controls | [27 empty] | Other Lighting Controls | [242 empty] | <a href="https://www.lutron.com/TechnicalDocumentLibrary/0301869-03.pdf" target="_blank">Installation Instructions</a> | [23 empty] | 20.000 DW |  |  | 2.2500 IN | [89 empty] | 1.000 EA | 1.000 EA | [35 empty] | No | [42 empty] | https://www.lutron.com/TechnicalDocumentLibrary/3691108_SPA.pdf | [7 empty] | Shelf Stock | [39 empty] | 52161525 | [6 empty] | <a href="https://youtu.be/C2P7P3YlcME" target="_blank">Product Video Clip</a> | [6 empty] | <a href="https://www.lutron.com/TechnicalDocumentLibrary/369-119_Wallbox_Warranty.pdf" target="_blank">Warranty Information</a> |  |  |  |  | 0.130 L | [14 empty] | 0 | 0 | 0 | 0 | Lighting Fixtures | 2020-01-15 11:50 | 2024-07-20 11:27 | 0000-00-00 00:00:00 | 2024-07-20 11:27 | 0000-00-00 00:00:00 | [6 empty] | White
1 | Lutron Electronics | PD-OSENS-WH | 4460-9964 | 4460 | 9964 | Lutron Electronics | pd-osens-wh | 784276276849 | CasÃ©ta Motion Sensor Multi Location | Lutron Caseta Motion Sensor - Occupancy/Multi-location Works with Alexa and the Google Assistant, White |  | 2.25 | 4.5 | [50 empty] | 0 | 0 | 0 | [6 empty] | 0 | 1 | 1 | EA | 1 | Lighting Controls | [27 empty] | Other Lighting Controls | [242 empty] | <a href="https://www.lutron.com/TechnicalDocumentLibrary/0301947.pdf" target="_blank">Installation Instructions</a> | [23 empty] | 30.000 DW |  |  | 2.2500 IN | [89 empty] | 1.000 EA | 1.000 EA | [35 empty] | No | [42 empty] | https://www.lutron.com/TechnicalDocumentLibrary/369480_ENG.pdf | [7 empty] | Shelf Stock | [39 empty] | 39122230 | [6 empty] | <a href="https://lutron.widen.net/content/dsiex7hr8w/original/Ecom_CasetaGeneral_benefitsvideo.mp4" target="_blank">Product Video Clip</a> | [6 empty] | <a href="https://www.lutron.com/TechnicalDocumentLibrary/369-119_Wallbox_Warranty.pdf" target="_blank">Warranty Information</a> |  |  |  |  | 0.200 L | [14 empty] | 0 | 0 | 0 | 0 | Lighting Fixtures | 2020-03-02 09:54 | 2024-07-20 11:28 | 0000-00-00 00:00:00 | 2024-07-20 11:28 | 0000-00-00 00:00:00 | [6 empty] | White
1 | Lutron Electronics | UMA-AS-WH | 4460-9965 | 4460 | 9965 | Lutron Electronics | UMA-AS-WH.jpg | 27557968232 | MAESTRO ACCESSORY SWITCH WHITE (BAA) | Maestro Companion switch for multi-location use, 120V, Gloss finish in white, BAA compliant |  | 2.3 | 4.5 |  | UMA-AS-WH.jpg | http://grandbrass.xologic.com/vendors/4460/large/UMA-AS-WH.jpg | [47 empty] | 0 | 0 | 0 | [6 empty] | 0 | 1 | 1 | EA | 1 | Specialty Items | [27 empty] | Lighting Accessories | [242 empty] | <a href="https://www.lutron.com/TechnicalDocumentLibrary/030865c.pdf" target="_blank">Installation Instructions</a> | [23 empty] | 20.000 DW |  |  | 2.4000 IN | [89 empty] | 1.000 EA | 1.000 EA | [35 empty] | No | [42 empty] | https://www.lutron.com/TechnicalDocumentLibrary/369904_SPA.pdf | [7 empty] | Shelf Stock | [39 empty] | 39122221 | [13 empty] | <a href="https://www.lutron.com/TechnicalDocumentLibrary/369-119_Wallbox_Warranty.pdf" target="_blank">Warranty Information</a> |  |  |  |  | 0.250 L | [14 empty] | 0 | 0 | 0 | 0 | Lighting Fixtures | 2020-03-02 09:58 | 2024-07-20 11:35 | 0000-00-00 00:00:00 | 2024-07-20 11:35 | 0000-00-00 00:00:00 | [6 empty] | White
1 | Lutron Electronics | ULRF2-VHLB-P-WH | 4460-9966 | 4460 | 9966 | Lutron Electronics | ULRF2-VHLB-P-WH.jpg | 27557981347 | LUTRON BAA HALL VAC | Radio Powr Savr Wireless Vacancy Sensor, Hall-mount, 434 MHz, White finish, BAA |  | 2.4 | 4.6 |  | ULRF2-VHLB-P-WH.jpg | http://grandbrass.xologic.com/vendors/4460/large/ULRF2-VHLB-P-WH.jpg | [47 empty] | 0 | 0 | 0 | [6 empty] | 0 | 1 | 1 | EA | 1 | Lighting Controls | [27 empty] | Other Lighting Controls | [242 empty] | <a href="https://www.lutron.com/TechnicalDocumentLibrary/041-375A_ALL.pdf" target="_blank">Installation Instructions</a> | [23 empty] | 60.000 DW |  |  | 2.4000 IN | [89 empty] | 1.000 EA | 1.000 EA | [35 empty] | No | [42 empty] | https://www.lutron.com/TechnicalDocumentLibrary/Spec_Sheet_369481a_ENG.pdf | [7 empty] | Shelf Stock | [39 empty] | 39122230 | [13 empty] | <a href="https://www.lutron.com/TechnicalDocumentLibrary/369-119_Wallbox_Warranty.pdf" target="_blank">Warranty Information</a> |  |  |  |  | 0.300 L | [14 empty] | 0 | 0 | 0 | 0 | Lighting Fixtures | 2020-03-02 09:58 | 2024-07-20 11:30 | 0000-00-00 00:00:00 | 2024-07-20 11:30 | 0000-00-00 00:00:00 | [6 empty] | White
1 | Lutron Electronics | ULRF2-OWLB-P-WH | 4460-9969 | 4460 | 9969 | Lutron Electronics | ULRF2-OWLB-P-WH.jpg | 27557981293 | LUTRON BAA WALL OCC | Radio Powr Savr Wireless Occupancy/Vacancy Sensor, Wall-mount, 434 MHz, White finish, BAA |  | 2.4 | 4.6 |  | ULRF2-OWLB-P-WH.jpg | http://grandbrass.xologic.com/vendors/4460/large/ULRF2-OWLB-P-WH.jpg | [47 empty] | 0 | 0 | 0 | [6 empty] | 0 | 1 | 1 | EA | 1 | Lighting Controls | [27 empty] | Other Lighting Controls | [242 empty] | <a href="https://www.lutron.com/TechnicalDocumentLibrary/041-375A_ALL.pdf" target="_blank">Installation Instructions</a> | [23 empty] | 60.000 DW |  |  | 2.3000 IN | [89 empty] | 1.000 EA | 1.000 EA | [35 empty] | No | [42 empty] | https://www.lutron.com/TechnicalDocumentLibrary/Spec_Sheet_369481a_ENG.pdf | [7 empty] | Shelf Stock | [39 empty] | 39122230 | [13 empty] | <a href="https://www.lutron.com/TechnicalDocumentLibrary/369-119_Wallbox_Warranty.pdf" target="_blank">Warranty Information</a> |  |  |  |  | 0.250 L | [14 empty] | 0 | 0 | 0 | 0 | Lighting Fixtures | 2020-03-02 09:59 | 2024-07-20 11:26 | 0000-00-00 00:00:00 | 2024-07-20 11:26 | 0000-00-00 00:00:00 | [6 empty] | White
1 | Lutron Electronics | PD-VSENS-WH | 4460-9972 | 4460 | 9972 | Lutron Electronics | pd-vsens-wh | 784276276856 | CasÃ©ta Vacancy Sensor | Lutron Caseta Motion Sensor Vacancy-Only, Works with Alexa and the Google Assistant, White |  | 2.25 | 4.5 | [50 empty] | 0 | 0 | 0 | [6 empty] | 0 | 1 | 1 | EA | 1 | Lighting Controls | [27 empty] | Other Lighting Controls | [242 empty] | <a href="https://www.lutron.com/TechnicalDocumentLibrary/0301947.pdf" target="_blank">Installation Instructions</a> | [23 empty] | 25.000 DW |  |  | 2.2500 IN | [89 empty] | 1.000 EA | 1.000 EA | [35 empty] | No | [42 empty] | https://www.lutron.com/TechnicalDocumentLibrary/369480_ENG.pdf | [7 empty] | Shelf Stock | [39 empty] | 39122230 | [6 empty] | <a href="https://lutron.widen.net/content/dsiex7hr8w/original/Ecom_CasetaGeneral_benefitsvideo.mp4" target="_blank">Product Video Clip</a> | [6 empty] | <a href="https://www.lutron.com/TechnicalDocumentLibrary/369-119_Wallbox_Warranty.pdf" target="_blank">Warranty Information</a> |  |  |  |  | 0.200 L | [14 empty] | 0 | 0 | 0 | 0 | Lighting Fixtures | 2020-03-02 10:00 | 2024-07-20 11:30 | 0000-00-00 00:00:00 | 2024-07-20 11:30 | 0000-00-00 00:00:00 | [6 empty] | White
1 | Lutron Electronics | ULRF2-OHLB-P-WH | 4460-9976 | 4460 | 9976 | Lutron Electronics | ULRF2-OHLB-P-WH.jpg | 27557981330 | LUTRON BAA HALL OCC | Radio Powr Savr Wireless Occupancy/Vacancy Sensor, Hall-mount, 434 MHz, White finish, BAA |  | 2.4 | 4.6 |  | ULRF2-OHLB-P-WH.jpg | http://grandbrass.xologic.com/vendors/4460/large/ULRF2-OHLB-P-WH.jpg | [47 empty] | 0 | 0 | 0 | [6 empty] | 0 | 1 | 1 | EA | 1 | Lighting Controls | [27 empty] | Other Lighting Controls | [242 empty] | <a href="https://www.lutron.com/TechnicalDocumentLibrary/041-375A_ALL.pdf" target="_blank">Installation Instructions</a> | [23 empty] | 60.000 DW |  |  | 2.4000 IN | [89 empty] | 1.000 EA | 1.000 EA | [35 empty] | No | [42 empty] | https://www.lutron.com/TechnicalDocumentLibrary/Spec_Sheet_369481a_ENG.pdf | [7 empty] | Shelf Stock | [39 empty] | 39122230 | [13 empty] | <a href="https://www.lutron.com/TechnicalDocumentLibrary/369-119_Wallbox_Warranty.pdf" target="_blank">Warranty Information</a> |  |  |  |  | 0.150 L | [14 empty] | 0 | 0 | 0 | 0 | Lighting Fixtures | 2020-03-02 10:00 | 2024-07-20 11:30 | 0000-00-00 00:00:00 | 2024-07-20 11:30 | 0000-00-00 00:00:00 | [6 empty] | White
4 | Lutron Electronics | PD-REP-WH | 4460-9977 | 4460 | 9977 | Lutron Electronics | pd-rep-wh | 784276274043 | CasÃ©ta Repeater/Range Extender | Lutron Caseta Smart Wireless Repeater/Range Extender, White |  | 5.15 | 3.69 | [50 empty] | 0 | 0 | 0 | [6 empty] | 0 | 1 | 1 | EA | 1 |  |  |  | Control And Automation |  | Programmable Control |  | Programmable Logic Controller Accessories | [263 empty] | <a href="https://assets.lutron.com/a/documents/0301939.pdf" target="_blank">Installation Instructions</a> | [23 empty] | 40.000 DW |  |  | 5.2500 IN | [89 empty] | 1.000 EA | 1.000 EA | [35 empty] | No | [42 empty] | https://www.lutron.com/TechnicalDocumentLibrary/3691131_ENG.pdf | [7 empty] | Shelf Stock | [39 empty] | 32151703 | [6 empty] | <a href="https://lutron.widen.net/content/dsiex7hr8w/original/Ecom_CasetaGeneral_benefitsvideo.mp4" target="_blank">Product Video Clip</a> | [6 empty] | <a href="https://assets.lutron.com/a/documents/369-119_Wallbox_Warranty.pdf" target="_blank">Warranty Information</a> |  |  |  |  | 0.430 L | [14 empty] | 0 | 0 | 0 | 0 | Electrical | 2020-03-02 10:00 | 2024-07-20 11:26 | 0000-00-00 00:00:00 | 2024-07-20 11:26 | 0000-00-00 00:00:00 | [6 empty] | White
1 | Lutron Electronics | ULRF2-OKLB-P-WH | 4460-9981 | 4460 | 9981 | Lutron Electronics | ULRF2-OKLB-P-WH.jpg | 27557981316 | LUTRON BAA CORNER OCC | Radio Powr Savr Wireless Occupancy/Vacancy Sensor, Corner-mount, 434 MHz, White finish, BAA |  | 2.4 | 4.6 |  | ULRF2-OKLB-P-WH.jpg | http://grandbrass.xologic.com/vendors/4460/large/ULRF2-OKLB-P-WH.jpg | [47 empty] | 0 | 0 | 0 | [6 empty] | 0 | 1 | 1 | EA | 1 | Lighting Controls | [27 empty] | Other Lighting Controls | [242 empty] | <a href="https://www.lutron.com/TechnicalDocumentLibrary/041-375A_ALL.pdf" target="_blank">Installation Instructions</a> | [23 empty] | 60.000 DW |  |  | 2.3000 IN | [89 empty] | 1.000 EA | 1.000 EA | [35 empty] | No | [42 empty] | https://www.lutron.com/TechnicalDocumentLibrary/Spec_Sheet_369481a_ENG.pdf | [7 empty] | Shelf Stock | [39 empty] | 39122230 | [13 empty] | <a href="https://www.lutron.com/TechnicalDocumentLibrary/369-119_Wallbox_Warranty.pdf" target="_blank">Warranty Information</a> |  |  |  |  | 0.300 L | [14 empty] | 0 | 0 | 0 | 0 | Lighting Fixtures | 2020-03-02 10:01 | 2024-07-20 11:22 | 0000-00-00 00:00:00 | 2024-07-20 11:22 | 0000-00-00 00:00:00 | [6 empty] | White
1 | Lutron Electronics | ULRF2-VKLB-P-WH | 4460-9987 | 4460 | 9987 | Lutron Electronics | ULRF2-VKLB-P-WH.jpg | 27557981323 | LUTRON BAA CORNER VAC | Radio Powr Savr Wireless Vacancy Sensor, Corner-mount, 434 MHz, White finish, BAA |  | 2.4 | 4.6 |  | ULRF2-VKLB-P-WH.jpg | http://grandbrass.xologic.com/vendors/4460/large/ULRF2-VKLB-P-WH.jpg | [47 empty] | 0 | 0 | 0 | [6 empty] | 0 | 1 | 1 | EA | 1 | Lighting Controls | [27 empty] | Other Lighting Controls | [242 empty] | <a href="https://www.lutron.com/TechnicalDocumentLibrary/041-375A_ALL.pdf" target="_blank">Installation Instructions</a> | [23 empty] | 60.000 DW |  |  | 2.4000 IN | [89 empty] | 1.000 EA | 1.000 EA | [35 empty] | No | [42 empty] | https://www.lutron.com/TechnicalDocumentLibrary/Spec_Sheet_369481a_ENG.pdf | [7 empty] | Shelf Stock | [39 empty] | 39122230 | [13 empty] | <a href="https://www.lutron.com/TechnicalDocumentLibrary/369-119_Wallbox_Warranty.pdf" target="_blank">Warranty Information</a> |  |  |  |  | 0.300 L | [14 empty] | 0 | 0 | 0 | 0 | Lighting Fixtures | 2020-03-02 10:05 | 2024-07-20 11:32 | 0000-00-00 00:00:00 | 2024-07-20 11:32 | 0000-00-00 00:00:00 | [6 empty] | White
1 | Lutron Electronics | RKA-S-WH | 4460-9993 | 4460 | 9993 | Lutron Electronics | RKA-S-WH.jpg | 784276028677 | SWITCH COLOR KIT | Switch color change kit, white |  | 2.25 | 4.5 |  | RKA-S-WH.jpg | http://grandbrass.xologic.com/vendors/4460/large/RKA-S-WH.jpg | [47 empty] | 0 | 0 | 0 | [6 empty] | 0 | 1 | 1 | EA | 1 | Specialty Items | [27 empty] | Lighting Accessories | [242 empty] | <a href="https://assets.lutron.com/a/documents/044-105e.pdf" target="_blank">Installation Instructions</a> | [23 empty] | 15.000 DW |  |  | 2.2500 IN | [89 empty] | 1.000 EA | 1.000 EA | [35 empty] | No | [42 empty] | https://www.lutron.com/TechnicalDocumentLibrary/3691145_ENG.pdf | [7 empty] | Shelf Stock | [39 empty] | 39122221 | [13 empty] | <a href="https://assets.lutron.com/a/documents/369-119_Wallbox_Warranty.pdf" target="_blank">Warranty Information</a> |  |  |  |  | 0.100 L | [14 empty] | 0 | 0 | 0 | 0 | Lighting Fixtures | 2021-07-09 12:06 | 2024-07-20 11:28 | 0000-00-00 00:00:00 | 2024-07-20 11:28 | 0000-00-00 00:00:00 | [6 empty] | White
4 | Lutron Electronics | RR-SEL-KIT-PRO-S | 4460-9994 | 4460 | 9994 | Lutron Electronics | RR-SEL-KIT-PRO-S.jpg | 784276280655 | RA2 SELECT KIT LATIN AMERICA | RA2 Select PRO Starter Kit contains (2) RRD-PRO-WH, (1) PJ2-4B-GWH-P03, (1) PICO-WBX-ADAPT, (3) CW-1-WH, (1) RR-SEL-REP2-BL, for Latin America |  | 9.5 | 4.75 |  | RR-SEL-KIT-PRO-S.jpg | http://grandbrass.xologic.com/vendors/4460/large/RR-SEL-KIT-PRO-S.jpg | [47 empty] | 0 | 0 | 0 | [6 empty] | 0 | 1 | 1 | EA | 1 | Specialty Items |  |  | Control And Automation |  | Controls And Accessories |  | Electrical Control Modules | [20 empty] | Other Specialty Items | [242 empty] | <a href="https://assets.lutron.com/a/documents/0301867.pdf" target="_blank">Installation Instructions</a> | [23 empty] | 15.000 DW |  |  | 7.5000 IN | [89 empty] | 1.000 EA | 1.000 EA | [35 empty] | No | [42 empty] | https://www.lutron.com/TechnicalDocumentLibrary/3691062_ENG.pdf | [7 empty] | Shelf Stock | [39 empty] | 39121552 | [13 empty] | <a href="https://assets.lutron.com/a/documents/043561.pdf" target="_blank">Warranty Information</a> |  |  |  |  | 1.750 L | [14 empty] | 0 | 0 | 0 | 0 | Electrical | 2021-07-09 12:06 | 2024-07-20 11:28 | 0000-00-00 00:00:00 | 2025-11-29 02:00 | 0000-00-00 00:00:00
1 | Lutron Electronics | DVCL-153P-WH-2 | 4460-9995 | 4460 | 9995 | Lutron Electronics | Ecom_DVCL-153P-WH_NoWallplate.jpeg | 784276803892 | DIVA CL 2 PACK | Diva C.L Dimmer - Gloss Finish, C.L/LED (Screw-based), Incandescent/Halogen, 3-way/single-pole, 150W C.L/LED or 600W inc/hal in white, 2 pack |  | 5.88 | 5.5 |  | Ecom_DVCL-153P-WH_NoWallplate.jpeg | http://grandbrass.xologic.com/vendors/4460/large/Ecom_DVCL-153P-WH_NoWallplate.jpeg | [47 empty] | 0 | 0 | 0 | [6 empty] | 0 | 1 | 1 | EA | 1 | Lighting Controls | [27 empty] | Dimmers | [242 empty] | <a href="https://www.lutron.com/TechnicalDocumentLibrary/0301882.pdf" target="_blank">Installation Instructions</a> | [23 empty] | 2.000 DW |  |  | 2.3800 IN | [89 empty] | 1.000 EA | 1.000 EA | [35 empty] | No | [42 empty] | https://www.lutron.com/TechnicalDocumentLibrary/369682.pdf | [7 empty] | Shelf Stock | [39 empty] | 39122206 | [13 empty] | <a href="https://www.lutron.com/TechnicalDocumentLibrary/369-119_Wallbox_Warranty.pdf" target="_blank">Warranty Information</a> |  |  |  |  | 0.500 L | [14 empty] | 0 | 0 | 0 | 0 | Lighting Fixtures | 2021-07-09 12:06 | 2024-07-20 11:34 | 0000-00-00 00:00:00 | 2024-07-20 11:34 | 0000-00-00 00:00:00 | [6 empty] | White
1 | Lutron Electronics | WMS-A102-BR | 4460-9996 | 4460 | 9996 | Lutron Electronics | WMS-A102-BR.jpg | 784276283694 | TAA MSTRO 1CIR DT SNS OCC SNSOR IN BROWN | TAA Maestro Dual Technology (Dual Tech) occupancy sensor switch, applies exclusive XCT Technology for minor and fine motion detection in brown |  | 3.38 | 4.5 |  | WMS-A102-BR.jpg | http://grandbrass.xologic.com/vendors/4460/large/WMS-A102-BR.jpg | [47 empty] | 0 | 0 | 0 | [6 empty] | 0 | 1 | 1 | EA | 1 | Lighting Controls | [27 empty] | Other Lighting Controls | [242 empty] | <a href="https://assets.lutron.com/a/documents/032565.pdf" target="_blank">Installation Instructions</a> | [23 empty] | 20.000 DW |  |  | 2.2500 IN | [89 empty] | 1.000 EA | 1.000 EA | [35 empty] | No | [42 empty] | https://www.lutron.com/TechnicalDocumentLibrary/369773_ENG.pdf | [7 empty] | Shelf Stock | [39 empty] | 39122236 | [13 empty] | <a href="https://assets.lutron.com/a/documents/369-119_Wallbox_Warranty.pdf" target="_blank">Warranty Information</a> |  |  |  |  | 0.320 L | [14 empty] | 0 | 0 | 0 | 0 | Lighting Fixtures | 2021-07-09 12:06 | 2024-07-20 11:28 | 0000-00-00 00:00:00 | 2024-07-20 11:28 | 0000-00-00 00:00:00 | [6 empty] | Brown
1 | Lutron Electronics | WMS-A102-V-WH | 4460-9997 | 4460 | 9997 | Lutron Electronics | WMS-A102-V-WH.jpg | 784276283700 | TAA MSTRO 1CIR DT SNS VAC SNSOR IN WHITE | TAA Maestro Dual Technology (Dual Tech) vacancy sensor switch, applies exclusive XCT Technology for minor and fine motion detection in white |  | 3.38 | 4.5 |  | WMS-A102-V-WH.jpg | http://grandbrass.xologic.com/vendors/4460/large/WMS-A102-V-WH.jpg | [47 empty] | 0 | 0 | 0 | [6 empty] | 0 | 1 | 1 | EA | 1 | Lighting Controls | [27 empty] | Other Lighting Controls | [242 empty] | <a href="https://assets.lutron.com/a/documents/032565.pdf" target="_blank">Installation Instructions</a> | [23 empty] | 20.000 DW |  |  | 2.2500 IN | [89 empty] | 1.000 EA | 1.000 EA | [35 empty] | No | [42 empty] | https://www.lutron.com/TechnicalDocumentLibrary/369773_ENG.pdf | [7 empty] | Shelf Stock | [39 empty] | 39122236 | [13 empty] | <a href="https://assets.lutron.com/a/documents/369-119_Wallbox_Warranty.pdf" target="_blank">Warranty Information</a> |  |  |  |  | 0.320 L | [14 empty] | 0 | 0 | 0 | 0 | Lighting Fixtures | 2021-07-09 12:06 | 2024-07-20 11:28 | 0000-00-00 00:00:00 | 2024-07-20 11:28 | 0000-00-00 00:00:00 | [6 empty] | White
1 | Lutron Electronics | WMS-A202-IV | 4460-9998 | 4460 | 9998 | Lutron Electronics | WMS-A202-IV.jpg | 784276283847 | TAA MSTRO 2CIR DT SENS NONEUT IN IVORY | TAA Maestro Dual Technology (Dual Tech), dual-circuit occupancy sensor switch, applies exclusive XCT Technology for minor and fine motion detection. Meets Title 24 requirements for multi-level lighting in ivory |  | 3.38 | 4.5 |  | WMS-A202-IV.jpg | http://grandbrass.xologic.com/vendors/4460/large/WMS-A202-IV.jpg | [47 empty] | 0 | 0 | 0 | [6 empty] | 0 | 1 | 1 | EA | 1 | Lighting Controls | [27 empty] | Other Lighting Controls | [242 empty] | <a href="https://assets.lutron.com/a/documents/032567.pdf" target="_blank">Installation Instructions</a> | [23 empty] | 20.000 DW |  |  | 2.2500 IN | [89 empty] | 1.000 EA | 1.000 EA | [35 empty] | No | [42 empty] | https://www.lutron.com/TechnicalDocumentLibrary/369773_ENG.pdf | [7 empty] | Shelf Stock | [39 empty] | 39122236 | [13 empty] | <a href="https://assets.lutron.com/a/documents/369-119_Wallbox_Warranty.pdf" target="_blank">Warranty Information</a> |  |  |  |  | 0.320 L | [14 empty] | 0 | 0 | 0 | 0 | Lighting Fixtures | 2021-07-09 12:06 | 2024-07-20 11:28 | 0000-00-00 00:00:00 | 2024-07-20 11:28 | 0000-00-00 00:00:00 | [6 empty] | Ivory
1 | Lutron Electronics | RMJS-PNE-DV | 4460-9999 | 4460 | 9999 | Lutron Electronics | RMJS-PNE-DV.jpg | 784276286787 | VIVE PHASE SELECTIVE POWPAK | Vive PowPak Phase Select dimming module 120/277V |  | 5.25 | 3.8 |  | RMJS-PNE-DV.jpg | http://grandbrass.xologic.com/vendors/4460/large/RMJS-PNE-DV.jpg | [47 empty] | 0 | 0 | 0 | [6 empty] | 0 | 1 | 1 | EA | 1 | Lighting Controls | [27 empty] | Dimmers | [242 empty] | <a href="https://assets.lutron.com/a/documents/041769_Phase_Select_Dimming_Module_Installation_Guide.pdf" target="_blank">Installation Instructions</a> | [23 empty] | 50.000 DW |  |  | 5.2500 IN | [89 empty] | 1.000 EA | 1.000 EA | [35 empty] | No | [42 empty] | https://www.lutron.com/TechnicalDocumentLibrary/3691150.pdf | [7 empty] | Shelf Stock | [39 empty] | 39122206 | [13 empty] | <a href="https://assets.lutron.com/a/documents/3601201A_Commercial_Limited_Warranty.pdf" target="_blank">Warranty Information</a> |  |  |  |  | 0.800 L | [14 empty] | 0 | 0 | 0 | 0 | Lighting Fixtures | 2021-07-09 12:06 | 2024-07-20 11:28 | 0000-00-00 00:00:00 | 2024-07-20 11:28 | 0000-00-00 00:00:00
4 | Lutron Electronics | FW-1-LA | 4460-10000 | 4460 | 10000 | Lutron Electronics | FW-1-LA.jpg | 27557024204 | FASSADA FASHION WALLPLATE, 1 GANG, LA | Fassada, Light Almond, Single-gang wallplate |  | 3.3 | 0.3 |  | FW-1-LA.jpg | http://grandbrass.xologic.com/vendors/4460/large/FW-1-LA.jpg | [47 empty] | 0 | 0 | 0 | [6 empty] | 0 | 1 | 1 | EA | 1 | Lighting Controls |  |  | Fittings and Hardware |  | Electrical Hardware And Supplies |  | Wallplates | [20 empty] | Switch Plates | [242 empty] | <a href="https://assets.lutron.com/a/documents/0301690.pdf" target="_blank">Installation Instructions</a> | [23 empty] | 10.000 DW |  |  | 4.9000 IN | [89 empty] | 1.000 EA | 1.000 EA | [35 empty] | No | [42 empty] | https://assets.lutron.com/a/documents/spec%20guide%20volume%201%20with%20addendums.pdf#page=58 | [7 empty] | Shelf Stock | [39 empty] | 39121704 | [13 empty] | <a href="https://www.lutron.com/TechnicalDocumentLibrary/369-119_Wallbox_Warranty.pdf" target="_blank">Warranty Information</a> |  |  |  |  | 0.100 L | [14 empty] | 0 | 0 | 0 | 0 | Electrical | 2021-07-09 12:12 | 2024-07-20 11:35 | 0000-00-00 00:00:00 | 2025-11-29 02:00 | 0000-00-00 00:00:00
4 | Lutron Electronics | FW-2-BL | 4460-10001 | 4460 | 10001 | Lutron Electronics | FW-2-BL.jpg | 27557203371 | FASSADA FASHION WALLPLATE, 2 GANG, BL | Fassada Two-gang wallplate in black |  | 5.1 | 0.5 |  | FW-2-BL.jpg | http://grandbrass.xologic.com/vendors/4460/large/FW-2-BL.jpg | [47 empty] | 0 | 0 | 0 | [6 empty] | 0 | 1 | 1 | EA | 1 | Lighting Controls |  |  | Fittings and Hardware |  | Electrical Hardware And Supplies |  | Wallplates | [20 empty] | Switch Plates | [242 empty] | <a href="https://assets.lutron.com/a/documents/0301690.pdf" target="_blank">Installation Instructions</a> | [23 empty] | 10.000 DW |  |  | 5.8000 IN | [89 empty] | 1.000 EA | 1.000 EA | [35 empty] | No | [42 empty] | https://assets.lutron.com/a/documents/spec%20guide%20volume%201%20with%20addendums.pdf#page=58 | [7 empty] | Shelf Stock | [39 empty] | 39121704 | [13 empty] | <a href="https://www.lutron.com/TechnicalDocumentLibrary/369-119_Wallbox_Warranty.pdf" target="_blank">Warranty Information</a> |  |  |  |  | 0.150 L | [14 empty] | 0 | 0 | 0 | 0 | Electrical | 2021-07-09 12:12 | 2024-07-20 11:35 | 0000-00-00 00:00:00 | 2025-11-29 02:00 | 0000-00-00 00:00:00 | [6 empty] | Black
1 | Lutron Electronics | PJ2-4B-TMN-P11 | 4460-10007 | 4460 | 10007 | Lutron Electronics | PJ2-4B-TMN-P11.jpg | 784276273862 | PICO 4B FAMILY RM SCENE MN | Pico Wireless Control, 4-button, 434 MHz, scene control of lights, family room engraving, in midnight |  | 0.5 | 5.75 |  | PJ2-4B-TMN-P11.jpg | http://grandbrass.xologic.com/vendors/4460/large/PJ2-4B-TMN-P11.jpg | [47 empty] | 0 | 0 | 0 | [6 empty] | 0 | 1 | 1 | EA | 1 | Lighting Controls | [27 empty] | Other Lighting Controls | [242 empty] | <a href="https://assets.lutron.com/a/documents/041481.pdf" target="_blank">Installation Instructions</a> | [23 empty] | 2.000 DW |  |  | 3.8800 IN | [89 empty] | 1.000 EA | 1.000 EA | [35 empty] | No | [42 empty] | https://www.lutron.com/TechnicalDocumentLibrary/3691066_ENG.pdf | [7 empty] | Shelf Stock | [39 empty] | 52161525 | [13 empty] | <a href="https://www.lutron.com/TechnicalDocumentLibrary/369-119_Wallbox_Warranty.pdf" target="_blank">Warranty Information</a> |  |  |  |  | 0.050 L | [14 empty] | 0 | 0 | 0 | 0 | Lighting Fixtures | 2021-07-09 12:22 | 2024-07-20 11:35 | 0000-00-00 00:00:00 | 2024-07-20 11:35 | 0000-00-00 00:00:00
4 | Lutron Electronics | PICO-347WBX-ADAP | 4460-10009 | 4460 | 10009 | Lutron Electronics | PICO-347WBX-ADAP.jpg | 784276805964 | PICO 347V WALLBOX ADAPTER | Pico wireless remote wallbox adapter for 347V |  | 2.25 | 4.5 |  | PICO-347WBX-ADAP.jpg | http://grandbrass.xologic.com/vendors/4460/large/PICO-347WBX-ADAP.jpg | [47 empty] | 0 | 0 | 0 | [6 empty] | 0 | 1 | 1 | EA | 1 | Lighting Controls |  |  | Electrical Distribution Equipment |  | Power Conditioning Equipment |  | Electrical Or Power Regulators | [20 empty] | Other Lighting Controls | [242 empty] | <a href="https://assets.lutron.com/a/documents/347VWallBoxAdapterInstallationInstructions.pdf" target="_blank">Installation Instructions</a> | [23 empty] | 2.000 DW |  |  | 2.2500 IN | [89 empty] | 1.000 EA | 1.000 EA | [35 empty] | No | [42 empty] | https://www.lutron.com/TechnicalDocumentLibrary/369612.pdf | [7 empty] | Shelf Stock | [39 empty] | 39121009 | [13 empty] | <a href="https://www.lutron.com/TechnicalDocumentLibrary/369-119_Wallbox_Warranty.pdf" target="_blank">Warranty Information</a> |  |  |  |  | 0.090 L | [14 empty] | 0 | 0 | 0 | 0 | Electrical | 2021-07-09 12:22 | 2024-07-20 11:35 | 0000-00-00 00:00:00 | 2025-11-29 02:00 | 0000-00-00 00:00:00
4 | Lutron Electronics | UPP-DV-M | 4460-10010 | 4460 | 10010 | Lutron Electronics | UPP-DV-M.jpg | 784276092654 | BAA DV POWER PACK | BAA Compliant DV Power Pack |  | 3.4 | 2.8 |  | UPP-DV-M.jpg | http://grandbrass.xologic.com/vendors/4460/large/UPP-DV-M.jpg | [47 empty] | 0 | 0 | 0 | [6 empty] | 0 | 1 | 1 | EA | 1 | Specialty Items |  |  | Electrical Distribution Equipment |  | General Power Distribution |  | Power Supply Units | [20 empty] | Other Specialty Items | [242 empty] | <a href="https://assets.lutron.com/a/documents/031381.pdf" target="_blank">Installation Instructions</a> | [23 empty] | 10.000 DW |  |  | 4.6000 IN | [89 empty] | 1.000 EA | 1.000 EA | [35 empty] | No | [42 empty] | https://www.lutron.com/TechnicalDocumentLibrary/369544_Eng.pdf | [7 empty] | Shelf Stock | [39 empty] | 39121004 | [13 empty] | <a href="https://assets.lutron.com/a/documents/3601201A_Commercial_Limited_Warranty.pdf" target="_blank">Warranty Information</a> |  |  |  |  | 0.350 L | [14 empty] | 0 | 0 | 0 | 0 | Electrical | 2021-07-09 12:22 | 2024-07-20 11:35 | 0000-00-00 00:00:00 | 2025-11-29 02:00 | 0000-00-00 00:00:00
4 | Lutron Electronics | RCL-153PNL-WH | 4460-10011 | 4460 | 10011 | Lutron Electronics | Ecom_RCL-153PNLH-WH_nowallplate.jpeg | 784276281416 | Dalia LED+ Rotary Dimmer White | Lutron Dalia LED+ Illuminated Rotary Light Dimmer, Single-Pole/3-Way, White |  | 3.38 | 4.5 |  | Ecom_RCL-153PNLH-WH_nowallplate.jpeg | http://grandbrass.xologic.com/vendors/4460/large/Ecom_RCL-153PNLH-WH_nowallplate.jpeg | [47 empty] | 0 | 0 | 0 | [6 empty] | 0 | 1 | 1 | EA | 1 | Lighting Controls |  |  | Lamps, Bulbs, and Lighting Fixtures |  | Stage and Studio Lighting |  | Dimmers And Accessories | [20 empty] | Dimmers | [242 empty] | <a href="https://assets.lutron.com/a/documents/0301951.pdf" target="_blank">Installation Instructions</a> | [23 empty] | 5.000 DW |  |  | 2.2500 IN | [89 empty] | 1.000 EA | 1.000 EA | [35 empty] | No | [42 empty] | https://www.lutron.com/TechnicalDocumentLibrary/3691145_FRE.pdf | [7 empty] | Shelf Stock | [39 empty] | 39112401 | [6 empty] | <a href="https://lutron.widen.net/content/2skanohnrd/original/Ecom_Dalia_Benefits.mp4" target="_blank">Product Video Clip</a> | [6 empty] | <a href="https://assets.lutron.com/a/documents/369-119_Wallbox_Warranty.pdf" target="_blank">Warranty Information</a> |  |  |  |  | 0.270 L | [14 empty] | 0 | 0 | 0 | 0 | Electrical | 2021-07-09 12:22 | 2024-07-20 11:35 | 0000-00-00 00:00:00 | 2025-11-29 02:00 | 0000-00-00 00:00:00 | [6 empty] | White
1 | Lutron Electronics | WMS-A102-LA | 4460-10012 | 4460 | 10012 | Lutron Electronics | WMS-A102-LA.jpg | 784276283656 | TAA MSTRO 1CIR DT SNS OCC SNSOR IN LA | TAA Maestro Dual Technology (Dual Tech) occupancy sensor switch, applies exclusive XCT Technology for minor and fine motion detection in light almond |  | 3.38 | 4.5 |  | WMS-A102-LA.jpg | http://grandbrass.xologic.com/vendors/4460/large/WMS-A102-LA.jpg | [47 empty] | 0 | 0 | 0 | [6 empty] | 0 | 1 | 1 | EA | 1 | Lighting Controls | [27 empty] | Other Lighting Controls | [242 empty] | <a href="https://assets.lutron.com/a/documents/032565.pdf" target="_blank">Installation Instructions</a> | [23 empty] | 20.000 DW |  |  | 2.2500 IN | [89 empty] | 1.000 EA | 1.000 EA | [35 empty] | No | [42 empty] | https://www.lutron.com/TechnicalDocumentLibrary/369773_ENG.pdf | [7 empty] | Shelf Stock | [39 empty] | 39122236 | [13 empty] | <a href="https://assets.lutron.com/a/documents/369-119_Wallbox_Warranty.pdf" target="_blank">Warranty Information</a> |  |  |  |  | 0.320 L | [14 empty] | 0 | 0 | 0 | 0 | Lighting Fixtures | 2021-07-09 12:22 | 2024-07-20 11:35 | 0000-00-00 00:00:00 | 2024-07-20 11:35 | 0000-00-00 00:00:00
1 | Lutron Electronics | WMS-A102-V-BTBU | 4460-10013 | 4460 | 10013 | Lutron Electronics | WMS-A102-V-BTBU.jpg | 784276283724 | TAA MSTRO 1CIR DT SNS VAC BULK BLACK | TAA Maestro Dual Technology (Dual Tech) vacancy sensor switch, applies exclusive XCT Technology for minor and fine motion detection in black, bulk packaging |  | 3.38 | 4.5 |  | WMS-A102-V-BTBU.jpg | http://grandbrass.xologic.com/vendors/4460/large/WMS-A102-V-BTBU.jpg | [47 empty] | 0 | 0 | 0 | [6 empty] | 0 | 1 | 1 | EA | 1 | Lighting Controls | [27 empty] | Other Lighting Controls | [242 empty] | <a href="https://assets.lutron.com/a/documents/032565.pdf" target="_blank">Installation Instructions</a> | [23 empty] | 20.000 DW |  |  | 2.2500 IN | [89 empty] | 1.000 EA | 1.000 EA | [35 empty] | No | [42 empty] | https://www.lutron.com/TechnicalDocumentLibrary/369773_ENG.pdf | [7 empty] | Shelf Stock | [39 empty] | 39122236 | [13 empty] | <a href="https://assets.lutron.com/a/documents/369-119_Wallbox_Warranty.pdf" target="_blank">Warranty Information</a> |  |  |  |  | 0.320 L | [14 empty] | 0 | 0 | 0 | 0 | Lighting Fixtures | 2021-07-09 12:22 | 2024-07-20 11:35 | 0000-00-00 00:00:00 | 2024-07-20 11:35 | 0000-00-00 00:00:00
1 | Lutron Electronics | WMS-A102-V-LA | 4460-10014 | 4460 | 10014 | Lutron Electronics | WMS-A102-V-LA.jpg | 784276283748 | TAA MSTRO 1CIR DT SNS VAC SNSOR IN LA | TAA Maestro Dual Technology (Dual Tech) vacancy sensor switch, applies exclusive XCT Technology for minor and fine motion detection in light almond |  | 3.38 | 4.5 |  | WMS-A102-V-LA.jpg | http://grandbrass.xologic.com/vendors/4460/large/WMS-A102-V-LA.jpg | [47 empty] | 0 | 0 | 0 | [6 empty] | 0 | 1 | 1 | EA | 1 | Lighting Controls | [27 empty] | Other Lighting Controls | [242 empty] | <a href="https://assets.lutron.com/a/documents/032565.pdf" target="_blank">Installation Instructions</a> | [23 empty] | 20.000 DW |  |  | 2.2500 IN | [89 empty] | 1.000 EA | 1.000 EA | [35 empty] | No | [42 empty] | https://www.lutron.com/TechnicalDocumentLibrary/369773_ENG.pdf | [7 empty] | Shelf Stock | [39 empty] | 39122236 | [13 empty] | <a href="https://assets.lutron.com/a/documents/369-119_Wallbox_Warranty.pdf" target="_blank">Warranty Information</a> |  |  |  |  | 0.320 L | [14 empty] | 0 | 0 | 0 | 0 | Lighting Fixtures | 2021-07-09 12:22 | 2024-07-20 11:35 | 0000-00-00 00:00:00 | 2024-07-20 11:35 | 0000-00-00 00:00:00
1 | Lutron Electronics | WMS-B202-AL | 4460-10015 | 4460 | 10015 | Lutron Electronics | WMS-B202-AL.jpg | 784276284097 | TAA MAESTRO 2-CIR DT OCC SENS IN ALMOND | TAA Maestro Dual Technology (Dual Tech), partial-on occupancy sensor switch, applies exclusive XCT Technology for minor and fine motion detection. Meets Title 24 requirements for multi-level lighting in almond |  | 3.38 | 4.5 |  | WMS-B202-AL.jpg | http://grandbrass.xologic.com/vendors/4460/large/WMS-B202-AL.jpg | [47 empty] | 0 | 0 | 0 | [6 empty] | 0 | 1 | 1 | EA | 1 | Lighting Controls | [27 empty] | Other Lighting Controls | [242 empty] | <a href="https://assets.lutron.com/a/documents/032568.pdf" target="_blank">Installation Instructions</a> | [23 empty] | 20.000 DW |  |  | 2.2500 IN | [89 empty] | 1.000 EA | 1.000 EA | [35 empty] | No | [42 empty] | https://www.lutron.com/TechnicalDocumentLibrary/369773_ENG.pdf | [7 empty] | Shelf Stock | [39 empty] | 39122236 | [13 empty] | <a href="https://assets.lutron.com/a/documents/369-119_Wallbox_Warranty.pdf" target="_blank">Warranty Information</a> |  |  |  |  | 0.320 L | [14 empty] | 0 | 0 | 0 | 0 | Lighting Fixtures | 2021-07-09 12:22 | 2024-07-20 11:35 | 0000-00-00 00:00:00 | 2024-07-20 11:35 | 0000-00-00 00:00:00 | [6 empty] | Almond
1 | Lutron Electronics | QSWS2-GEN-PL | 4460-10016 | 4460 | 10016 | Lutron Electronics | QSWS2-GEN-PL.jpg | 27557258555 | seeTouch QS WALLSTATION METAL FINISH M1 | seeTouch QS wallstation plastic |  | 5.3 | 3.9 |  | QSWS2-GEN-PL.jpg | http://grandbrass.xologic.com/vendors/4460/large/QSWS2-GEN-PL.jpg | [47 empty] | 0 | 0 | 0 | [6 empty] | 0 | 1 | 1 | EA | 1 | Lighting Controls | [27 empty] | Other Lighting Controls | [266 empty] | 75.000 DW |  |  | 5.3000 IN | [89 empty] | 1.000 EA | 1.000 EA | [35 empty] | No | [42 empty] | https://www.lutron.com/TechnicalDocumentLibrary/qswsSPANISH.pdf | [7 empty] | Shelf Stock | [39 empty] | 52161525 | [18 empty] | 0.500 L | [14 empty] | 0 | 0 | 0 | 0 | Lighting Fixtures | 2021-07-09 12:25 | 2024-07-20 11:33 | 0000-00-00 00:00:00 | 2024-07-20 11:33 | 0000-00-00 00:00:00 | [6 empty] | Plum
1 | Lutron Electronics | PJ2-2B-TMN-P12 | 4460-10018 | 4460 | 10018 | Lutron Electronics | PJ2-2B-TMN-P12.jpg | 784276273855 | PICO 2B BEDSIDE ICON SCENE MN | Lutron 2-Button Bedside Scene Pico Smart Remote, with "Alert/Goodnight" icons - Midnight |  | 0.5 | 5.75 |  | PJ2-2B-TMN-P12.jpg | http://grandbrass.xologic.com/vendors/4460/large/PJ2-2B-TMN-P12.jpg | [47 empty] | 0 | 0 | 0 | [6 empty] | 0 | 1 | 1 | EA | 1 | Lighting Controls | [27 empty] | Other Lighting Controls | [242 empty] | <a href="https://assets.lutron.com/a/documents/040429.pdf" target="_blank">Installation Instructions</a> | [23 empty] | 2.000 DW |  |  | 3.8800 IN | [89 empty] | 1.000 EA | 1.000 EA | [35 empty] | No | [42 empty] | https://www.lutron.com/TechnicalDocumentLibrary/3691066_ENG.pdf | [7 empty] | Shelf Stock | [39 empty] | 52161525 | [6 empty] | <a href="https://lutron.widen.net/content/fomoe9knmc/mp4/Ecom_PicoBenefits_video.mp4" target="_blank">Product Video Clip</a> | [6 empty] | <a href="https://www.lutron.com/TechnicalDocumentLibrary/369-119_Wallbox_Warranty.pdf" target="_blank">Warranty Information</a> |  |  |  |  | 0.050 L | [14 empty] | 0 | 0 | 0 | 0 | Lighting Fixtures | 2021-07-09 12:25 | 2024-07-20 11:33 | 0000-00-00 00:00:00 | 2024-07-20 11:33 | 0000-00-00 00:00:00
4 | Lutron Electronics | 5T-347-DIVIDER | 4460-10020 | 4460 | 10020 | Lutron Electronics | 5T-347-DIVIDER.JPG | 784276283281 | VOLTAGE DIVIDER | Vive Divider provides Class 2/Class 1 separation in a 101.6 mm x 101.6 mm (4 in x 4 in) junction box |  | 5.13 | 0.13 |  | 5T-347-DIVIDER.JPG | http://grandbrass.xologic.com/vendors/4460/large/5T-347-DIVIDER.JPG | [47 empty] | 0 | 0 | 0 | [6 empty] | 0 | 1 | 1 | EA | 1 | Specialty Items |  |  | Electrical Boxes And Enclosures |  | Enclosure Hardware and Accessories |  | Electrical Box Partition | [20 empty] | Other Specialty Items | [242 empty] | <a href="https://assets.lutron.com/a/documents/5T347DividerInstallationInstructions.pdf" target="_blank">Installation Instructions</a> | [23 empty] | 2.000 DW |  |  | 5.1300 IN | [89 empty] | 1.000 EA | 1.000 EA | [35 empty] | No | [42 empty] | https://www.lutron.com/TechnicalDocumentLibrary/3691140_FRE.pdf | [7 empty] | Shelf Stock | [39 empty] | 39121322 | [13 empty] | <a href="https://assets.lutron.com/a/documents/3601201A_Commercial_Limited_Warranty.pdf" target="_blank">Warranty Information</a> |  |  |  |  | 0.080 L | [14 empty] | 0 | 0 | 0 | 0 | Electrical | 2021-07-09 12:25 | 2024-07-20 11:34 | 0000-00-00 00:00:00 | 2025-11-29 02:00 | 0000-00-00 00:00:00
1 | Lutron Electronics | WMS-A102-AL | 4460-10021 | 4460 | 10021 | Lutron Electronics | WMS-A102-AL.jpg | 784276283649 | TAA MSTRO 1CIR DT SNS OCC SNSOR ALMOND | TAA Maestro Dual Technology (Dual Tech) occupancy sensor switch, applies exclusive XCT Technology for minor and fine motion detection in almond |  | 3.38 | 4.5 |  | WMS-A102-AL.jpg | http://grandbrass.xologic.com/vendors/4460/large/WMS-A102-AL.jpg | [47 empty] | 0 | 0 | 0 | [6 empty] | 0 | 1 | 1 | EA | 1 | Lighting Controls | [27 empty] | Other Lighting Controls | [242 empty] | <a href="https://assets.lutron.com/a/documents/032565.pdf" target="_blank">Installation Instructions</a> | [23 empty] | 20.000 DW |  |  | 2.2500 IN | [89 empty] | 1.000 EA | 1.000 EA | [35 empty] | No | [42 empty] | https://www.lutron.com/TechnicalDocumentLibrary/369773_ENG.pdf | [7 empty] | Shelf Stock | [39 empty] | 39122236 | [13 empty] | <a href="https://assets.lutron.com/a/documents/369-119_Wallbox_Warranty.pdf" target="_blank">Warranty Information</a> |  |  |  |  | 0.320 L | [14 empty] | 0 | 0 | 0 | 0 | Lighting Fixtures | 2021-07-09 12:25 | 2024-07-20 11:34 | 0000-00-00 00:00:00 | 2024-07-20 11:34 | 0000-00-00 00:00:00 | [6 empty] | Almond
1 | Lutron Electronics | WMS-A202-AL | 4460-10022 | 4460 | 10022 | Lutron Electronics | WMS-A202-AL.jpg | 784276283823 | TAA MSTRO 2CIR DT SENS NONEUT IN ALMOND | TAA Maestro Dual Technology (Dual Tech), dual-circuit occupancy sensor switch, applies exclusive XCT Technology for minor and fine motion detection. Meets Title 24 requirements for multi-level lighting in almond |  | 3.38 | 4.5 |  | WMS-A202-AL.jpg | http://grandbrass.xologic.com/vendors/4460/large/WMS-A202-AL.jpg | [47 empty] | 0 | 0 | 0 | [6 empty] | 0 | 1 | 1 | EA | 1 | Lighting Controls | [27 empty] | Other Lighting Controls | [242 empty] | <a href="https://assets.lutron.com/a/documents/032567.pdf" target="_blank">Installation Instructions</a> | [23 empty] | 20.000 DW |  |  | 2.2500 IN | [89 empty] | 1.000 EA | 1.000 EA | [35 empty] | No | [42 empty] | https://www.lutron.com/TechnicalDocumentLibrary/369773_ENG.pdf | [7 empty] | Shelf Stock | [39 empty] | 39122236 | [13 empty] | <a href="https://assets.lutron.com/a/documents/369-119_Wallbox_Warranty.pdf" target="_blank">Warranty Information</a> |  |  |  |  | 0.320 L | [14 empty] | 0 | 0 | 0 | 0 | Lighting Fixtures | 2021-07-09 12:25 | 2024-07-20 11:34 | 0000-00-00 00:00:00 | 2024-07-20 11:34 | 0000-00-00 00:00:00 | [6 empty] | Almond
1 | Lutron Electronics | WMS-B102-BTBU | 4460-10023 | 4460 | 10023 | Lutron Electronics | WMS-B102-BTBU.jpg | 784276283908 | TAA MAESTRO 1-CIR DT OCC SENS BULK WHITE | TAA Maestro Dual Technology (Dual Tech) occupancy sensor switch, neutral connection required applies exclusive XCT Technology for minor and fine motion detection in black, bulk packaging |  | 3.38 | 4.5 |  | WMS-B102-BTBU.jpg | http://grandbrass.xologic.com/vendors/4460/large/WMS-B102-BTBU.jpg | [47 empty] | 0 | 0 | 0 | [6 empty] | 0 | 1 | 1 | EA | 1 | Lighting Controls | [27 empty] | Other Lighting Controls | [242 empty] | <a href="https://assets.lutron.com/a/documents/032566.pdf" target="_blank">Installation Instructions</a> | [23 empty] | 20.000 DW |  |  | 2.2500 IN | [89 empty] | 1.000 EA | 1.000 EA | [35 empty] | No | [42 empty] | https://www.lutron.com/TechnicalDocumentLibrary/369773_ENG.pdf | [7 empty] | Shelf Stock | [39 empty] | 39122236 | [13 empty] | <a href="https://assets.lutron.com/a/documents/369-119_Wallbox_Warranty.pdf" target="_blank">Warranty Information</a> |  |  |  |  | 0.320 L | [14 empty] | 0 | 0 | 0 | 0 | Lighting Fixtures | 2021-07-09 12:25 | 2024-07-20 11:34 | 0000-00-00 00:00:00 | 2024-07-20 11:34 | 0000-00-00 00:00:00
4 | Lutron Electronics | QSH-CBLP-L-500 | 4460-10025 | 4460 | 10025 | Lutron Electronics | QSH-CBLP-L-500.jpg | 27557623834 | QS CTRL CBLP LONG 500FT | Sivoia QS Control Cable, plenum, 500ft |  |  |  |  | QSH-CBLP-L-500.jpg | http://grandbrass.xologic.com/vendors/4460/large/QSH-CBLP-L-500.jpg | [47 empty] | 0 | 0 | 0 | [6 empty] | 0 | 1 | 1 | EA | 1 | Specialty Items |  |  | Wire And Cable |  | Electrical Cable |  | Coaxial Cable | [20 empty] | Cables | [242 empty] | <a href="https://assets.lutron.com/a/documents/QS%20Power%20Supply%20Wiring%20and%20Power%20Draw%20Unit%20Guidelines.pdf" target="_blank">Installation Instructions</a> | [23 empty] | 15.000 DW | [92 empty] | 1.000 EA | 1.000 EA | [35 empty] | No | [42 empty] | https://www.lutron.com/TechnicalDocumentLibrary/Sivoia_QSH-CBL_QS_cable.pdf | [7 empty] | Shelf Stock | [39 empty] | 26121606 | [13 empty] | <a href="https://assets.lutron.com/a/documents/043561.pdf" target="_blank">Warranty Information</a> |  |  |  |  | 0.500 L | [14 empty] | 0 | 0 | 0 | 0 | Electrical | 2021-07-09 12:26 | 2024-07-20 11:36 | 0000-00-00 00:00:00 | 2025-11-29 02:00 | 0000-00-00 00:00:00
4 | Lutron Electronics | ULOS-CDT-2000-WH | 4460-10026 | 4460 | 10026 | Lutron Electronics | ULOS-CDT-2000-WH.jpg | 27557859950 | OCC SEN CEIL MT DUAL TECH, 2000 FT, WH | BAA LOS Series CLNG-mount Occupancy Sensor, Dual Technology self-adaptive with additional contact closure output, 20-24VDC, 2000 FT coverage, 360 degree field of view in white |  | 3 | 7 |  | ULOS-CDT-2000-WH.jpg | http://grandbrass.xologic.com/vendors/4460/large/ULOS-CDT-2000-WH.jpg | [47 empty] | 0 | 0 | 0 | [6 empty] | 0 | 1 | 1 | EA | 1 | Lighting Controls |  |  | Testing And Measuring |  | Sensors |  | Occupant Sensor | [20 empty] | Sensors | [242 empty] | <a href="https://assets.lutron.com/a/documents/031260a.pdf" target="_blank">Installation Instructions</a> | [23 empty] | 25.000 DW |  |  | 5.8000 IN | [89 empty] | 1.000 EA | 1.000 EA | [35 empty] | No | [42 empty] | https://www.lutron.com/TechnicalDocumentLibrary/369652b.pdf | [7 empty] | Shelf Stock | [39 empty] | 41111961 | [13 empty] | <a href="https://assets.lutron.com/a/documents/369-119_Wallbox_Warranty.pdf" target="_blank">Warranty Information</a> |  |  |  |  | 0.550 L | [14 empty] | 0 | 0 | 0 | 0 | Electrical | 2021-07-09 12:26 | 2024-07-20 11:36 | 0000-00-00 00:00:00 | 2025-11-29 02:00 | 0000-00-00 00:00:00 | [6 empty] | White
1 | Lutron Electronics | UMS-VPS6M2-DV-WH | 4460-10027 | 4460 | 10027 | Lutron Electronics | UMS-VPS6M2-DV-WH.jpg | 784276086554 | MSTRO PIR OCC 6A DV SWTCH | MSTRO PIR OCC 6A DV SWTCH |  | 2.25 | 4.5 |  | UMS-VPS6M2-DV-WH.jpg | http://grandbrass.xologic.com/vendors/4460/large/UMS-VPS6M2-DV-WH.jpg | [47 empty] | 0 | 0 | 0 | [6 empty] | 0 | 1 | 1 | EA | 1 | Lighting Controls | [27 empty] | Other Lighting Controls | [242 empty] | <a href="https://assets.lutron.com/a/documents/0302800.pdf" target="_blank">Installation Instructions</a> | [23 empty] | 10.000 DW |  |  | 2.2500 IN | [89 empty] | 1.000 EA | 1.000 EA | [35 empty] | No | [42 empty] | https://www.lutron.com/TechnicalDocumentLibrary/369666.pdf | [7 empty] | Shelf Stock | [39 empty] | 39122236 | [13 empty] | <a href="https://assets.lutron.com/a/documents/369-119_Wallbox_Warranty.pdf" target="_blank">Warranty Information</a> |  |  |  |  | 0.220 L | [14 empty] | 0 | 0 | 0 | 0 | Lighting Fixtures | 2021-07-09 12:26 | 2024-07-20 11:36 | 0000-00-00 00:00:00 | 2024-07-20 11:36 | 0000-00-00 00:00:00 | [6 empty] | White
1 | Lutron Electronics | P-DIM-3WAY-WH-C | 4460-10028 | 4460 | 10028 | Lutron Electronics | P-DIM-3WAY-WH-C.jpg | 784276806442 | CASETA DIMMER 3-WAY KIT WITH REM CANADA | Lutron Caseta Smart Dimmer Switch Kit with Remote, 3-Way (2 Points of Control), Works with Alexa, Apple HomeKit, and the Google Assistant, White, for Canada |  | 11.15 | 5.75 |  | P-DIM-3WAY-WH-C.jpg | http://grandbrass.xologic.com/vendors/4460/large/P-DIM-3WAY-WH-C.jpg | [47 empty] | 0 | 0 | 0 | [6 empty] | 0 | 1 | 1 | EA | 1 | Lighting Controls | [27 empty] | Dimmers | [242 empty] | <a href="https://assets.lutron.com/a/documents/Quick%20Start%20Guide%20-%20Caseta%20In-Wall%20Dimmer%20Kit%20US.pdf" target="_blank">Installation Instructions</a> | [23 empty] | 20.000 DW |  |  | 3.1000 IN | [89 empty] | 1.000 EA | 1.000 EA | [35 empty] | No | [42 empty] | https://www.lutron.com/TechnicalDocumentLibrary/369987_FRE.pdf | [7 empty] | Shelf Stock | [39 empty] | 39122206 | [13 empty] | <a href="https://assets.lutron.com/a/documents/369-119_Wallbox_Warranty.pdf" target="_blank">Warranty Information</a> |  |  |  |  | 1.000 L | [14 empty] | 0 | 0 | 0 | 0 | Lighting Fixtures | 2021-07-09 12:26 | 2024-07-20 11:43 | 0000-00-00 00:00:00 | 2024-07-20 11:43 | 0000-00-00 00:00:00 | [6 empty] | White
1 | Lutron Electronics | WMS-A102-WH | 4460-10029 | 4460 | 10029 | Lutron Electronics | WMS-A102-WH.jpg | 784276283618 | TAA MSTRO 1CIR DT SNS OCC SNSOR WHITE | TAA Maestro Dual Technology (Dual Tech) occupancy sensor switch, applies exclusive XCT Technology for minor and fine motion detection in white |  | 3.38 | 4.5 |  | WMS-A102-WH.jpg | http://grandbrass.xologic.com/vendors/4460/large/WMS-A102-WH.jpg | [47 empty] | 0 | 0 | 0 | [6 empty] | 0 | 1 | 1 | EA | 1 | Lighting Controls | [27 empty] | Other Lighting Controls | [242 empty] | <a href="https://assets.lutron.com/a/documents/032565.pdf" target="_blank">Installation Instructions</a> | [23 empty] | 20.000 DW |  |  | 2.2500 IN | [89 empty] | 1.000 EA | 1.000 EA | [35 empty] | No | [42 empty] | https://www.lutron.com/TechnicalDocumentLibrary/369773_ENG.pdf | [7 empty] | Shelf Stock | [39 empty] | 39122236 | [13 empty] | <a href="https://assets.lutron.com/a/documents/369-119_Wallbox_Warranty.pdf" target="_blank">Warranty Information</a> |  |  |  |  | 0.320 L | [14 empty] | 0 | 0 | 0 | 0 | Lighting Fixtures | 2021-07-09 12:26 | 2024-07-20 11:36 | 0000-00-00 00:00:00 | 2024-07-20 11:36 | 0000-00-00 00:00:00 | [6 empty] | White
1 | Lutron Electronics | WMS-A102-V-GR | 4460-10030 | 4460 | 10030 | Lutron Electronics | WMS-A102-V-GR.jpg | 784276283762 | TAA MSTRO 1CIR DT SNS VAC SNSOR IN GRAY | TAA Maestro Dual Technology (Dual Tech) vacancy sensor switch, applies exclusive XCT Technology for minor and fine motion detection in gray |  | 3.38 | 4.5 |  | WMS-A102-V-GR.jpg | http://grandbrass.xologic.com/vendors/4460/large/WMS-A102-V-GR.jpg | [47 empty] | 0 | 0 | 0 | [6 empty] | 0 | 1 | 1 | EA | 1 | Lighting Controls | [27 empty] | Other Lighting Controls | [242 empty] | <a href="https://assets.lutron.com/a/documents/032565.pdf" target="_blank">Installation Instructions</a> | [23 empty] | 20.000 DW |  |  | 2.2500 IN | [89 empty] | 1.000 EA | 1.000 EA | [35 empty] | No | [42 empty] | https://www.lutron.com/TechnicalDocumentLibrary/369773_ENG.pdf | [7 empty] | Shelf Stock | [39 empty] | 39122236 | [13 empty] | <a href="https://assets.lutron.com/a/documents/369-119_Wallbox_Warranty.pdf" target="_blank">Warranty Information</a> |  |  |  |  | 0.320 L | [14 empty] | 0 | 0 | 0 | 0 | Lighting Fixtures | 2021-07-09 12:26 | 2024-07-20 11:36 | 0000-00-00 00:00:00 | 2024-07-20 11:36 | 0000-00-00 00:00:00 | [6 empty] | Gray
1 | Lutron Electronics | WMS-A102-V-BR | 4460-10031 | 4460 | 10031 | Lutron Electronics | WMS-A102-V-BR.jpg | 784276283786 | TAA MSTRO 1CIR DT SNS VAC SNSOR IN BROWN | TAA Maestro Dual Technology (Dual Tech) vacancy sensor switch, applies exclusive XCT Technology for minor and fine motion detection in brown |  | 3.38 | 4.5 |  | WMS-A102-V-BR.jpg | http://grandbrass.xologic.com/vendors/4460/large/WMS-A102-V-BR.jpg | [47 empty] | 0 | 0 | 0 | [6 empty] | 0 | 1 | 1 | EA | 1 | Lighting Controls | [27 empty] | Other Lighting Controls | [242 empty] | <a href="https://assets.lutron.com/a/documents/032565.pdf" target="_blank">Installation Instructions</a> | [23 empty] | 20.000 DW |  |  | 2.2500 IN | [89 empty] | 1.000 EA | 1.000 EA | [35 empty] | No | [42 empty] | https://www.lutron.com/TechnicalDocumentLibrary/369773_ENG.pdf | [7 empty] | Shelf Stock | [39 empty] | 39122236 | [13 empty] | <a href="https://assets.lutron.com/a/documents/369-119_Wallbox_Warranty.pdf" target="_blank">Warranty Information</a> |  |  |  |  | 0.320 L | [14 empty] | 0 | 0 | 0 | 0 | Lighting Fixtures | 2021-07-09 12:26 | 2024-07-20 11:36 | 0000-00-00 00:00:00 | 2024-07-20 11:36 | 0000-00-00 00:00:00 | [6 empty] | Brown
1 | Lutron Electronics | WMS-B202-BL | 4460-10032 | 4460 | 10032 | Lutron Electronics | WMS-B202-BL.jpg | 784276284134 | TAA MAESTRO 2-CIR DT OCC SENS IN BLACK | TAA Maestro Dual Technology (Dual Tech), partial-on occupancy sensor switch, applies exclusive XCT Technology for minor and fine motion detection. Meets Title 24 requirements for multi-level lighting in black |  | 3.38 | 4.5 |  | WMS-B202-BL.jpg | http://grandbrass.xologic.com/vendors/4460/large/WMS-B202-BL.jpg | [47 empty] | 0 | 0 | 0 | [6 empty] | 0 | 1 | 1 | EA | 1 | Lighting Controls | [27 empty] | Other Lighting Controls | [242 empty] | <a href="https://assets.lutron.com/a/documents/032568.pdf" target="_blank">Installation Instructions</a> | [23 empty] | 20.000 DW |  |  | 2.2500 IN | [89 empty] | 1.000 EA | 1.000 EA | [35 empty] | No | [42 empty] | https://www.lutron.com/TechnicalDocumentLibrary/369773_ENG.pdf | [7 empty] | Shelf Stock | [39 empty] | 39122236 | [13 empty] | <a href="https://assets.lutron.com/a/documents/369-119_Wallbox_Warranty.pdf" target="_blank">Warranty Information</a> |  |  |  |  | 0.320 L | [14 empty] | 0 | 0 | 0 | 0 | Lighting Fixtures | 2021-07-09 12:26 | 2024-07-20 11:36 | 0000-00-00 00:00:00 | 2024-07-20 11:36 | 0000-00-00 00:00:00 | [6 empty] | Black
4 | Lutron Electronics | SR-7BI-BL-EGN | 4460-10034 | 4460 | 10034 | Lutron Electronics | RRD-W7B-WH_lo.jpg | 27557390293 | SEETCH 7BTN FPL KIT W/INSERT | seeTouch 7 button, faceplate kit with insert, black, English, general engraving |  | 8.9 | 1.4 |  | RRD-W7B-WH_lo.jpg | http://grandbrass.xologic.com/vendors/4460/large/RRD-W7B-WH_lo.jpg | [47 empty] | 0 | 0 | 0 | [6 empty] | 0 | 1 | 1 | EA | 1 | Specialty Items |  |  | Electrical Distribution Equipment |  | Distribution and Control Centers |  | Lighting Control Systems | [20 empty] | Other Specialty Items | [242 empty] | <a href="https://assets.lutron.com/a/documents/030731a.pdf" target="_blank">Installation Instructions</a> | [23 empty] | 10.000 DW |  |  | 6.1000 IN | [89 empty] | 1.000 EA | 1.000 EA | [35 empty] | No | [42 empty] | https://www.lutron.com/TechnicalDocumentLibrary/so-7b.pdf | [7 empty] | Shelf Stock | [39 empty] | 39121107 | [13 empty] | <a href="https://assets.lutron.com/a/documents/3601201A_Commercial_Limited_Warranty.pdf" target="_blank">Warranty Information</a> |  |  |  |  | 0.700 L | [14 empty] | 0 | 0 | 0 | 0 | Electrical | 2021-07-09 12:29 | 2024-07-20 11:32 | 0000-00-00 00:00:00 | 2025-11-29 02:00 | 0000-00-00 00:00:00 | [6 empty] | Black
1 | Lutron Electronics | SLV-603PH-IV-CSA | 4460-10035 | 4460 | 10035 | Lutron Electronics | SLV-603PH-IV-CSA.jpg | 27557695763 | SKYLARK 600W 3WAY LOW VOLTAGE - IVORY | Skylark 450W, single pole/3-way, magnetic low voltage, preset dimmer in a clamshell packaging, ivory(Canada) |  | 2.4 | 6 |  | SLV-603PH-IV-CSA.jpg | http://grandbrass.xologic.com/vendors/4460/large/SLV-603PH-IV-CSA.jpg | [47 empty] | 0 | 0 | 0 | [6 empty] | 0 | 1 | 1 | EA | 1 | Lighting Controls | [27 empty] | Dimmers | [242 empty] | <a href="https://assets.lutron.com/a/documents/0301296.pdf" target="_blank">Installation Instructions</a> | [23 empty] | 2.000 DW |  |  | 6.9000 IN | [89 empty] | 1.000 EA | 1.000 EA | [35 empty] | No | [42 empty] | https://www.lutron.com/technicaldocumentlibrary/spec%20guide%20volume%201%20with%20addendums.pdf#page=20 | [7 empty] | Shelf Stock | [39 empty] | 39122206 | [13 empty] | <a href="https://www.lutron.com/TechnicalDocumentLibrary/369-119_Wallbox_Warranty.pdf" target="_blank">Warranty Information</a> |  |  |  |  | 0.240 L | [14 empty] | 0 | 0 | 0 | 0 | Lighting Fixtures | 2021-07-09 12:29 | 2024-07-20 11:32 | 0000-00-00 00:00:00 | 2024-07-20 11:32 | 0000-00-00 00:00:00 | [6 empty] | Ivory
1 | Lutron Electronics | PJ2-4B-TMN-P12 | 4460-10036 | 4460 | 10036 | Lutron Electronics | PJ2-4B-TMN-P12.jpg | 784276273879 | PICO 4B KITCHEN SCENE MN | Pico Wireless Control, 4-button, 434 MHz, scene control of lights, kitchen engraving, in midnight |  | 0.5 | 5.75 |  | PJ2-4B-TMN-P12.jpg | http://grandbrass.xologic.com/vendors/4460/large/PJ2-4B-TMN-P12.jpg | [47 empty] | 0 | 0 | 0 | [6 empty] | 0 | 1 | 1 | EA | 1 | Lighting Controls | [27 empty] | Other Lighting Controls | [242 empty] | <a href="https://assets.lutron.com/a/documents/041481.pdf" target="_blank">Installation Instructions</a> | [23 empty] | 2.000 DW |  |  | 3.8800 IN | [89 empty] | 1.000 EA | 1.000 EA | [35 empty] | No | [42 empty] | https://www.lutron.com/TechnicalDocumentLibrary/3691066_ENG.pdf | [7 empty] | Shelf Stock | [39 empty] | 52161525 | [13 empty] | <a href="https://www.lutron.com/TechnicalDocumentLibrary/369-119_Wallbox_Warranty.pdf" target="_blank">Warranty Information</a> |  |  |  |  | 0.050 L | [14 empty] | 0 | 0 | 0 | 0 | Lighting Fixtures | 2021-07-09 12:29 | 2024-07-20 11:32 | 0000-00-00 00:00:00 | 2024-07-20 11:32 | 0000-00-00 00:00:00
4 | Lutron Electronics | ULOS-CIR-1500-WH | 4460-10037 | 4460 | 10037 | Lutron Electronics | ULOS-CIR-1500-WH.jpg | 27557860062 | OCC SEN CEIL MNT INFRARED, 1500FT, WH | BAA LOS Series CLNG-mount Occupancy Sensor, Passive infrared self-adaptive, White finish only, 20-24VDC in white, 1500 FT coverage, 360 degree field of view |  | 5.7 | 2.9 |  | ULOS-CIR-1500-WH.jpg | http://grandbrass.xologic.com/vendors/4460/large/ULOS-CIR-1500-WH.jpg | [47 empty] | 0 | 0 | 0 | [6 empty] | 0 | 1 | 1 | EA | 1 | Lighting Controls |  |  | Testing And Measuring |  | Sensors |  | Occupant Sensor | [20 empty] | Sensors | [242 empty] | <a href="https://assets.lutron.com/a/documents/031260a.pdf" target="_blank">Installation Instructions</a> | [23 empty] | 25.000 DW |  |  | 7.1000 IN | [89 empty] | 1.000 EA | 1.000 EA | [35 empty] | No | [42 empty] | https://www.lutron.com/TechnicalDocumentLibrary/369656b(1).pdf | [7 empty] | Shelf Stock | [39 empty] | 41111961 | [13 empty] | <a href="https://assets.lutron.com/a/documents/369-119_Wallbox_Warranty.pdf" target="_blank">Warranty Information</a> |  |  |  |  | 0.500 L | [14 empty] | 0 | 0 | 0 | 0 | Electrical | 2021-07-09 12:29 | 2024-07-20 11:32 | 0000-00-00 00:00:00 | 2025-11-29 02:00 | 0000-00-00 00:00:00 | [6 empty] | White
1 | Lutron Electronics | UPJ2-3BRL-WH-L01 | 4460-10038 | 4460 | 10038 | Lutron Electronics | Ecom_PJ2-3BRL-GWH-L01_nowallplate.jpeg | 784276226912 | BAA PICO 434 3BRL COMBO | Lutron 3-Button with Raise/Lower and Preset, Pico Smart Remote, with Light Icons - White - BAA Compliant |  | 2.25 | 4.5 |  | Ecom_PJ2-3BRL-GWH-L01_nowallplate.jpeg | http://grandbrass.xologic.com/vendors/4460/large/Ecom_PJ2-3BRL-GWH-L01_nowallplate.jpeg | [47 empty] | 0 | 0 | 0 | [6 empty] | 0 | 1 | 1 | EA | 1 | Lighting Controls | [27 empty] | Other Lighting Controls | [242 empty] | <a href="https://assets.lutron.com/a/documents/040429.pdf" target="_blank">Installation Instructions</a> | [23 empty] | 10.000 DW |  |  | 2.2500 IN | [89 empty] | 1.000 EA | 1.000 EA | [35 empty] | No | [42 empty] | https://www.lutron.com/TechnicalDocumentLibrary/369612.pdf | [7 empty] | Shelf Stock | [39 empty] | 52161525 | [6 empty] | <a href="https://lutron.widen.net/content/fomoe9knmc/mp4/Ecom_PicoBenefits_video.mp4" target="_blank">Product Video Clip</a> | [6 empty] | <a href="https://www.lutron.com/TechnicalDocumentLibrary/369-119_Wallbox_Warranty.pdf" target="_blank">Warranty Information</a> |  |  |  |  | 0.100 L | [14 empty] | 0 | 0 | 0 | 0 | Lighting Fixtures | 2021-07-09 12:29 | 2024-07-20 11:32 | 0000-00-00 00:00:00 | 2024-07-20 11:32 | 0000-00-00 00:00:00 | [6 empty] | White
1 | Lutron Electronics | WMS-A102-WTBU | 4460-10039 | 4460 | 10039 | Lutron Electronics | WMS-A102-WTBU.jpg | 784276283625 | TAA MSTRO 1CIR DT SNS OCC BULK WHITE | TAA Maestro Dual Technology (Dual Tech) occupancy sensor switch, applies exclusive XCT Technology for minor and fine motion detection in white, bulk packaging |  | 3.38 | 4.5 |  | WMS-A102-WTBU.jpg | http://grandbrass.xologic.com/vendors/4460/large/WMS-A102-WTBU.jpg | [47 empty] | 0 | 0 | 0 | [6 empty] | 0 | 1 | 1 | EA | 1 | Lighting Controls | [27 empty] | Other Lighting Controls | [242 empty] | <a href="https://assets.lutron.com/a/documents/032565.pdf" target="_blank">Installation Instructions</a> | [23 empty] | 20.000 DW |  |  | 2.2500 IN | [89 empty] | 1.000 EA | 1.000 EA | [35 empty] | No | [42 empty] | https://www.lutron.com/TechnicalDocumentLibrary/369773_ENG.pdf | [7 empty] | Shelf Stock | [39 empty] | 39122236 | [13 empty] | <a href="https://assets.lutron.com/a/documents/369-119_Wallbox_Warranty.pdf" target="_blank">Warranty Information</a> |  |  |  |  | 0.320 L | [14 empty] | 0 | 0 | 0 | 0 | Lighting Fixtures | 2021-07-09 12:29 | 2024-07-20 11:32 | 0000-00-00 00:00:00 | 2024-07-20 11:32 | 0000-00-00 00:00:00
4 | Lutron Electronics | FW-2-WH | 4460-10040 | 4460 | 10040 | Lutron Electronics | FW-2-WH.jpg | 27557024242 | FASSADA FASHION WALLPLATE, 2 GANG, WH | Fassada Two-gang wallplate in white |  | 5 | 0.5 |  | FW-2-WH.jpg | http://grandbrass.xologic.com/vendors/4460/large/FW-2-WH.jpg | [47 empty] | 0 | 0 | 0 | [6 empty] | 0 | 1 | 1 | EA | 1 | Lighting Controls |  |  | Fittings and Hardware |  | Electrical Hardware And Supplies |  | Wallplates | [20 empty] | Switch Plates | [242 empty] | <a href="https://assets.lutron.com/a/documents/0301690.pdf" target="_blank">Installation Instructions</a> | [23 empty] | 10.000 DW |  |  | 5.1000 IN | [89 empty] | 1.000 EA | 1.000 EA | [35 empty] | No | [42 empty] | https://assets.lutron.com/a/documents/spec%20guide%20volume%201%20with%20addendums.pdf#page=58 | [7 empty] | Shelf Stock | [39 empty] | 39121704 | [13 empty] | <a href="https://www.lutron.com/TechnicalDocumentLibrary/369-119_Wallbox_Warranty.pdf" target="_blank">Warranty Information</a> |  |  |  |  | 0.150 L | [14 empty] | 0 | 0 | 0 | 0 | Electrical | 2021-07-09 12:30 | 2024-07-20 11:35 | 0000-00-00 00:00:00 | 2025-11-29 02:00 | 0000-00-00 00:00:00 | [6 empty] | White
1 | Lutron Electronics | PJ2-4B-TSW-P13 | 4460-10044 | 4460 | 10044 | Lutron Electronics | PJ2-4B-TSW-P13.jpg | 784276273831 | PICO 4B ANY ROOM SCENE SW | Pico Wireless Control, 4-button, scene control of lights, any room engraving, in snow |  | 0.5 | 5.75 |  | PJ2-4B-TSW-P13.jpg | http://grandbrass.xologic.com/vendors/4460/large/PJ2-4B-TSW-P13.jpg | [47 empty] | 0 | 0 | 0 | [6 empty] | 0 | 1 | 1 | EA | 1 | Lighting Controls | [27 empty] | Other Lighting Controls | [242 empty] | <a href="https://assets.lutron.com/a/documents/041481.pdf" target="_blank">Installation Instructions</a> | [23 empty] | 2.000 DW |  |  | 3.8800 IN | [89 empty] | 1.000 EA | 1.000 EA | [35 empty] | No | [42 empty] | https://www.lutron.com/TechnicalDocumentLibrary/3691066_ENG.pdf | [7 empty] | Shelf Stock | [39 empty] | 52161525 | [13 empty] | <a href="https://www.lutron.com/TechnicalDocumentLibrary/369-119_Wallbox_Warranty.pdf" target="_blank">Warranty Information</a> |  |  |  |  | 0.050 L | [14 empty] | 0 | 0 | 0 | 0 | Lighting Fixtures | 2021-07-09 12:30 | 2024-07-20 11:35 | 0000-00-00 00:00:00 | 2024-07-20 11:35 | 0000-00-00 00:00:00
1 | Lutron Electronics | WMS-Z101-BL | 4460-10045 | 4460 | 10045 | Lutron Electronics | WMS-Z101-BL.jpg | 784276281607 | TAA MAESTRO DV 8A BLACK | TAA Compliant Maestro 0-10V Dimmer and Occupancy/Vacancy PIR Sensor, single pole/multi-location, 10-277V 8A max, black |  | 3.38 | 4.5 | [50 empty] | 0 | 0 | 0 | [6 empty] | 0 | 1 | 1 | EA | 1 | Lighting Controls | [27 empty] | Other Lighting Controls | [242 empty] | <a href="https://assets.lutron.com/a/documents/032563.pdf" target="_blank">Installation Instructions</a> | [23 empty] | 20.000 DW |  |  | 2.2500 IN | [89 empty] | 1.000 EA | 1.000 EA | [35 empty] | No | [42 empty] | https://www.lutron.com/TechnicalDocumentLibrary/369833.pdf | [7 empty] | Shelf Stock | [39 empty] | 39122236 | [13 empty] | <a href="https://assets.lutron.com/a/documents/369-119_Wallbox_Warranty.pdf" target="_blank">Warranty Information</a> |  |  |  |  | 0.320 L | [14 empty] | 0 | 0 | 0 | 0 | Lighting Fixtures | 2021-07-09 12:30 | 2024-07-20 11:35 | 0000-00-00 00:00:00 | 2024-07-20 11:35 | 0000-00-00 00:00:00 | [6 empty] | Black
1 | Lutron Electronics | RMJS-5T-347-EM | 4460-10047 | 4460 | 10047 | Lutron Electronics | RMJS-5T-347-EM.jpg | 784276283274 | POWPAK 0-10 EMERGENCY | Lutron 5A model with 0-10 V control |  | 5.25 | 3.8 |  | RMJS-5T-347-EM.jpg | http://grandbrass.xologic.com/vendors/4460/large/RMJS-5T-347-EM.jpg | [47 empty] | 0 | 0 | 0 | [6 empty] | 0 | 1 | 1 | EA | 1 | Lighting Controls | [27 empty] | Lightswitches | [242 empty] | <a href="https://assets.lutron.com/a/documents/5T347InstallationInstructions.pdf" target="_blank">Installation Instructions</a> | [23 empty] | 2.000 DW |  |  | 5.2500 IN | [89 empty] | 1.000 EA | 1.000 EA | [35 empty] | No | [42 empty] | https://www.lutron.com/TechnicalDocumentLibrary/3691140.pdf | [7 empty] | Shelf Stock | [39 empty] | 39122216 | [13 empty] | <a href="https://assets.lutron.com/a/documents/3601201A_Commercial_Limited_Warranty.pdf" target="_blank">Warranty Information</a> |  |  |  |  | 0.800 L | [14 empty] | 0 | 0 | 0 | 0 | Lighting Fixtures | 2021-07-09 12:30 | 2024-07-20 11:35 | 0000-00-00 00:00:00 | 2024-07-20 11:35 | 0000-00-00 00:00:00
1 | Lutron Electronics | UPJ2-2B-WH-L01 | 4460-10049 | 4460 | 10049 | Lutron Electronics | Ecom_PJ2-2B-GWH-L01_nowallplate.jpeg | 784276226769 | BAA PICO 434 2B COMBO | Lutron 2-Button Pico Smart Remote, with Light Icons - White - BAA Compliant |  | 2.25 | 4.5 |  | Ecom_PJ2-2B-GWH-L01_nowallplate.jpeg | http://grandbrass.xologic.com/vendors/4460/large/Ecom_PJ2-2B-GWH-L01_nowallplate.jpeg | [47 empty] | 0 | 0 | 0 | [6 empty] | 0 | 1 | 1 | EA | 1 | Lighting Controls | [27 empty] | Other Lighting Controls | [242 empty] | <a href="https://assets.lutron.com/a/documents/040429.pdf" target="_blank">Installation Instructions</a> | [23 empty] | 10.000 DW |  |  | 2.2500 IN | [89 empty] | 1.000 EA | 1.000 EA | [35 empty] | No | [42 empty] | https://www.lutron.com/TechnicalDocumentLibrary/369612.pdf | [7 empty] | Shelf Stock | [39 empty] | 52161525 | [6 empty] | <a href="https://lutron.widen.net/content/fomoe9knmc/mp4/Ecom_PicoBenefits_video.mp4" target="_blank">Product Video Clip</a> | [6 empty] | <a href="https://www.lutron.com/TechnicalDocumentLibrary/369-119_Wallbox_Warranty.pdf" target="_blank">Warranty Information</a> |  |  |  |  | 0.100 L | [14 empty] | 0 | 0 | 0 | 0 | Lighting Fixtures | 2021-07-09 12:30 | 2024-07-20 11:35 | 0000-00-00 00:00:00 | 2024-07-20 11:35 | 0000-00-00 00:00:00 | [6 empty] | White
4 | Lutron Electronics | RCL-153PNLH-BL | 4460-10050 | 4460 | 10050 | Lutron Electronics | RCL-153PNL-BL.jpeg?w=1500 | 784276281386 | DALIA LED+ DIMMER BLACK CLAMSHELL | Dalia LED+ Dimmer, 120 V, Rotary Knob, UL1472 / CSA C22.2 184.1, NOM, Black, Clamshell |  | 3.9 | 6 | [50 empty] | 0 | 0 | 0 | [6 empty] | 0 | 1 | 1 | EA | 1 |  |  |  | Lamps, Bulbs, and Lighting Fixtures |  | Stage and Studio Lighting |  | Dimmers And Accessories | [263 empty] | <a href="https://assets.lutron.com/a/documents/0301951.pdf" target="_blank">Installation Instructions</a> | [23 empty] | 2.000 DW |  |  | 2.8700 IN | [89 empty] | 1.000 EA | 1.000 EA | [35 empty] | No | [42 empty] | https://www.lutron.com/TechnicalDocumentLibrary/3691145_ENG.pdf | [7 empty] | Shelf Stock | [39 empty] | 39112401 | [6 empty] | <a href="https://lutron.widen.net/content/2skanohnrd/mp4/Ecom_Dalia_Benefits.mp4?w=2048" target="_blank">Product Video Clip</a> | [6 empty] | <a href="https://assets.lutron.com/a/documents/369-119_Wallbox_Warranty.pdf" target="_blank">Warranty Information</a> |  |  |  |  | 0.280 L | [14 empty] | 0 | 0 | 0 | 0 | Electrical | 2021-07-09 12:30 | 2024-07-20 11:35 | 0000-00-00 00:00:00 | 2024-07-20 11:35 | 0000-00-00 00:00:00 | [6 empty] | Black
4 | Lutron Electronics | RCL-153PNL-LA | 4460-10051 | 4460 | 10051 | Lutron Electronics | RCL-153PNL-LA.jpeg?w=1500 | 784276281447 | Dalia LED+ Rotary Dimmer Light Almond | Lutron Dalia LED+ Illuminated Rotary Light Dimmer, Single-Pole/3-Way, Light Almond |  | 3.38 | 4.5 | [50 empty] | 0 | 0 | 0 | [6 empty] | 0 | 1 | 1 | EA | 1 |  |  |  | Lamps, Bulbs, and Lighting Fixtures |  | Stage and Studio Lighting |  | Dimmers And Accessories | [263 empty] | <a href="https://assets.lutron.com/a/documents/0301951.pdf" target="_blank">Installation Instructions</a> | [23 empty] | 5.000 DW |  |  | 2.2500 IN | [89 empty] | 1.000 EA | 1.000 EA | [35 empty] | No | [42 empty] | https://www.lutron.com/TechnicalDocumentLibrary/3691145_FRE.pdf | [7 empty] | Shelf Stock | [39 empty] | 39112401 | [6 empty] | <a href="https://lutron.widen.net/content/2skanohnrd/mp4/Ecom_Dalia_Benefits.mp4?w=2048" target="_blank">Product Video Clip</a> | [6 empty] | <a href="https://assets.lutron.com/a/documents/369-119_Wallbox_Warranty.pdf" target="_blank">Warranty Information</a> |  |  |  |  | 0.270 L | [14 empty] | 0 | 0 | 0 | 0 | Electrical | 2021-07-09 12:30 | 2024-07-20 11:35 | 0000-00-00 00:00:00 | 2024-07-20 11:35 | 0000-00-00 00:00:00
1 | Lutron Electronics | P-BDG-PKG2WS-WHC | 4460-10052 | 4460 | 10052 | Lutron Electronics | P-BDG-PKG2WS-WHC.jpg | 784276283250 | CasÃ©ta 2 SWITCH STARTER KIT WH CANADA | Lutron Caseta Deluxe Smart Switch Kit, Works with Alexa, Apple HomeKit, and the Google Assistant, White, for Canada |  | 10.13 | 2.88 |  | P-BDG-PKG2WS-WHC.jpg | http://grandbrass.xologic.com/vendors/4460/large/P-BDG-PKG2WS-WHC.jpg | [47 empty] | 0 | 0 | 0 | [6 empty] | 0 | 1 | 1 | EA | 1 | Lighting Controls | [27 empty] | Dimmers | [242 empty] | <a href="https://assets.lutron.com/a/documents/0301979.pdf" target="_blank">Installation Instructions</a> | [23 empty] | 2.000 DW |  |  | 5.5000 IN | [89 empty] | 1.000 EA | 1.000 EA | [35 empty] | No | [42 empty] | https://www.lutron.com/TechnicalDocumentLibrary/369816_Smart_Bridge_Pro_Spec.pdf | [7 empty] | Shelf Stock | [39 empty] | 39122206 | [13 empty] | <a href="https://assets.lutron.com/a/documents/369-119_Wallbox_Warranty.pdf" target="_blank">Warranty Information</a> |  |  |  |  | 1.250 L | [14 empty] | 0 | 0 | 0 | 0 | Lighting Fixtures | 2021-07-09 12:30 | 2024-07-20 11:35 | 0000-00-00 00:00:00 | 2024-07-20 11:35 | 0000-00-00 00:00:00
1 | Lutron Electronics | RCL-RK-IV | 4460-10053 | 4460 | 10053 | Lutron Electronics | RCL-RK-IV.jpg | 784276806367 | Dalia Replacement Rotary Knob, Ivory | Lutron Dalia LED+ Replacement Rotary Knob, Ivory |  | 3.75 | 5.88 |  | RCL-RK-IV.jpg | http://grandbrass.xologic.com/vendors/4460/large/RCL-RK-IV.jpg | [47 empty] | 0 | 0 | 0 | [6 empty] | 0 | 1 | 1 | EA | 1 | Specialty Items | [27 empty] | Lighting Accessories | [242 empty] | <a href="https://assets.lutron.com/a/documents/0301951.pdf" target="_blank">Installation Instructions</a> | [23 empty] | 2.000 DW |  |  | 0.7500 IN | [89 empty] | 1.000 EA | 1.000 EA | [35 empty] | No | [42 empty] | https://www.lutron.com/TechnicalDocumentLibrary/3691145_ENG.pdf | [7 empty] | Shelf Stock | [39 empty] | 39122221 | [6 empty] | <a href="https://youtu.be/3nHViYgPYsU" target="_blank">Product Video Clip</a> | [6 empty] | <a href="https://assets.lutron.com/a/documents/369-119_Wallbox_Warranty.pdf" target="_blank">Warranty Information</a> |  |  |  |  | 0.100 L | [14 empty] | 0 | 0 | 0 | 0 | Lighting Fixtures | 2021-07-09 12:30 | 2024-07-20 11:35 | 0000-00-00 00:00:00 | 2024-07-20 11:35 | 0000-00-00 00:00:00 | [6 empty] | Ivory
1 | Lutron Electronics | P-DIM-3WAY-WH | 4460-10054 | 4460 | 10054 | Lutron Electronics | p-dim-3way-wh | 784276806435 | CasÃ©ta Dimmer 3-Way Kit with Remote | Lutron Caseta Smart Dimmer Switch Kit with Remote, 3-Way (2 Points of Control), Works with Alexa, Apple HomeKit, and the Google Assistant, White |  | 11 | 3.25 | [50 empty] | 0 | 0 | 0 | [6 empty] | 0 | 1 | 1 | EA | 1 | Lighting Controls | [27 empty] | Dimmers | [242 empty] | <a href="https://assets.lutron.com/a/documents/Quick%20Start%20Guide%20-%20Caseta%20In-Wall%20Dimmer%20Kit%20US.pdf" target="_blank">Installation Instructions</a> | [23 empty] | 20.000 DW |  |  | 5.7500 IN | [89 empty] | 1.000 EA | 1.000 EA | [35 empty] | No | [42 empty] | https://www.lutron.com/TechnicalDocumentLibrary/369987_ENG.pdf | [7 empty] | Shelf Stock | [39 empty] | 39122206 | [6 empty] | <a href="https://lutron.widen.net/content/dsiex7hr8w/original/Ecom_CasetaGeneral_benefitsvideo.mp4" target="_blank">Product Video Clip</a> | [6 empty] | <a href="https://assets.lutron.com/a/documents/369-119_Wallbox_Warranty.pdf" target="_blank">Warranty Information</a> |  |  |  |  | 0.900 L | [14 empty] | 0 | 0 | 0 | 0 | Lighting Fixtures | 2021-07-09 12:30 | 2024-07-20 11:35 | 0000-00-00 00:00:00 | 2024-07-20 11:35 | 0000-00-00 00:00:00 | [6 empty] | White
1 | Lutron Electronics | WMS-B102-LA | 4460-10055 | 4460 | 10055 | Lutron Electronics | WMS-B102-LA.jpg | 784276283922 | TAA MAESTRO 1-CIR DT OCC SENS LT ALMND | TAA Maestro Dual Technology (Dual Tech) occupancy sensor switch, neutral connection required applies exclusive XCT Technology for minor and fine motion detection in light almond |  | 3.38 | 4.5 |  | WMS-B102-LA.jpg | http://grandbrass.xologic.com/vendors/4460/large/WMS-B102-LA.jpg | [47 empty] | 0 | 0 | 0 | [6 empty] | 0 | 1 | 1 | EA | 1 | Lighting Controls | [27 empty] | Other Lighting Controls | [242 empty] | <a href="https://assets.lutron.com/a/documents/032566.pdf" target="_blank">Installation Instructions</a> | [23 empty] | 20.000 DW |  |  | 2.2500 IN | [89 empty] | 1.000 EA | 1.000 EA | [35 empty] | No | [42 empty] | https://www.lutron.com/TechnicalDocumentLibrary/369773_ENG.pdf | [7 empty] | Shelf Stock | [39 empty] | 39122236 | [13 empty] | <a href="https://assets.lutron.com/a/documents/369-119_Wallbox_Warranty.pdf" target="_blank">Warranty Information</a> |  |  |  |  | 0.320 L | [14 empty] | 0 | 0 | 0 | 0 | Lighting Fixtures | 2021-07-09 12:30 | 2024-07-20 11:35 | 0000-00-00 00:00:00 | 2024-07-20 11:35 | 0000-00-00 00:00:00
4 | Lutron Electronics | GRX-12VDC | 4460-10056 | 4460 | 10056 | Lutron Electronics | GRX-12VDC.jpg | 27557313001 | 23 | GRAFIK Eye 12 VDC power supply |  | 5.4 | 4 |  | GRX-12VDC.jpg | http://grandbrass.xologic.com/vendors/4460/large/GRX-12VDC.jpg | [47 empty] | 0 | 0 | 0 | [6 empty] | 0 | 1 | 1 | EA | 1 | Specialty Items |  |  | Electrical Distribution Equipment |  | General Power Distribution |  | Power Supply Units | [20 empty] | Power Supplies | [242 empty] | <a href="https://assets.lutron.com/a/documents/039015a.pdf" target="_blank">Installation Instructions</a> | [23 empty] | 10.000 DW |  |  | 5.4000 IN | [89 empty] | 1.000 EA | 1.000 EA | [35 empty] | No | [42 empty] | https://www.lutron.com/TechnicalDocumentLibrary/grx-12vdc.pdf | [7 empty] | Shelf Stock | [39 empty] | 39121004 | [13 empty] | <a href="https://assets.lutron.com/a/documents/3601201A_Commercial_Limited_Warranty.pdf" target="_blank">Warranty Information</a> |  |  |  |  | 0.400 L | [14 empty] | 0 | 0 | 0 | 0 | Electrical | 2021-07-09 12:31 | 2024-07-20 11:26 | 0000-00-00 00:00:00 | 2025-11-29 02:00 | 0000-00-00 00:00:00
1 | Lutron Electronics | SF-10P-BL-CSA | 4460-10057 | 4460 | 10057 | Lutron Electronics | SF-10P-BL.jpg | 27557683555 | SKYLARK FLUOR 120V 1-10LP BLACK | Skylark Dimmer with On/Off Switch, Fluorescent or LED Dimming with 3-Wire Ballasts and Drivers, single-pole, preset, 120V/8A in black, for Canada |  | 2.3 | 4.6 |  | SF-10P-BL.jpg | http://grandbrass.xologic.com/vendors/4460/large/SF-10P-BL.jpg | [47 empty] | 0 | 0 | 0 | [6 empty] | 0 | 1 | 1 | EA | 1 | Lighting Controls | [27 empty] | Dimmers | [242 empty] | <a href="https://assets.lutron.com/a/documents/032047c.pdf" target="_blank">Installation Instructions</a> | [23 empty] | 10.000 DW |  |  | 2.3000 IN | [89 empty] | 1.000 EA | 1.000 EA | [35 empty] | No | [42 empty] | https://www.lutron.com/technicaldocumentlibrary/spec%20guide%20volume%201%20with%20addendums.pdf#page=20 | [7 empty] | Shelf Stock | [39 empty] | 39122206 | [13 empty] | <a href="https://www.lutron.com/TechnicalDocumentLibrary/369-119_Wallbox_Warranty.pdf" target="_blank">Warranty Information</a> |  |  |  |  | 0.310 L | [14 empty] | 0 | 0 | 0 | 0 | Lighting Fixtures | 2021-07-09 12:31 | 2024-07-20 11:26 | 0000-00-00 00:00:00 | 2024-07-20 11:26 | 0000-00-00 00:00:00 | [6 empty] | Black
1 | Lutron Electronics | SLV-603PH-WH-CSA | 4460-10058 | 4460 | 10058 | Lutron Electronics | SLV-603PH-WH-CSA.jpg | 27557695770 | SKYLARK 600W 3WAY LOW VOLTAGE - WHITE | Skylark 450W, single pole/3-way, magnetic low voltage, preset dimmer in a clamshell packaging, white(Canada) |  | 4.2 | 2.6 |  | SLV-603PH-WH-CSA.jpg | http://grandbrass.xologic.com/vendors/4460/large/SLV-603PH-WH-CSA.jpg | [47 empty] | 0 | 0 | 0 | [6 empty] | 0 | 1 | 1 | EA | 1 | Lighting Controls | [27 empty] | Dimmers | [242 empty] | <a href="https://assets.lutron.com/a/documents/0301296.pdf" target="_blank">Installation Instructions</a> | [23 empty] | 10.000 DW |  |  | 6.1000 IN | [89 empty] | 1.000 EA | 1.000 EA | [35 empty] | No | [42 empty] | https://www.lutron.com/technicaldocumentlibrary/spec%20guide%20volume%201%20with%20addendums.pdf#page=20 | [7 empty] | Shelf Stock | [39 empty] | 39122206 | [13 empty] | <a href="https://www.lutron.com/TechnicalDocumentLibrary/369-119_Wallbox_Warranty.pdf" target="_blank">Warranty Information</a> |  |  |  |  | 0.300 L | [14 empty] | 0 | 0 | 0 | 0 | Lighting Fixtures | 2021-07-09 12:31 | 2024-07-20 11:26 | 0000-00-00 00:00:00 | 2024-07-20 11:26 | 0000-00-00 00:00:00 | [6 empty] | White
1 | Lutron Electronics | WMS-Z101-AL | 4460-10059 | 4460 | 10059 | Lutron Electronics | WMS-Z101-AL.jpg | 784276281591 | TAA MAESTRO DV 8A ALMOND | TAA Compliant Maestro 0-10V Dimmer and Occupancy/Vacancy PIR Sensor, single pole/multi-location, 10-277V 8A max, almond |  | 3.38 | 4.5 | [50 empty] | 0 | 0 | 0 | [6 empty] | 0 | 1 | 1 | EA | 1 | Lighting Controls | [27 empty] | Other Lighting Controls | [242 empty] | <a href="https://assets.lutron.com/a/documents/032563.pdf" target="_blank">Installation Instructions</a> | [23 empty] | 20.000 DW |  |  | 2.2500 IN | [89 empty] | 1.000 EA | 1.000 EA | [35 empty] | No | [42 empty] | https://www.lutron.com/TechnicalDocumentLibrary/369833.pdf | [7 empty] | Shelf Stock | [39 empty] | 39122236 | [13 empty] | <a href="https://assets.lutron.com/a/documents/369-119_Wallbox_Warranty.pdf" target="_blank">Warranty Information</a> |  |  |  |  | 0.320 L | [14 empty] | 0 | 0 | 0 | 0 | Lighting Fixtures | 2021-07-09 12:31 | 2024-07-20 11:26 | 0000-00-00 00:00:00 | 2024-07-20 11:26 | 0000-00-00 00:00:00 | [6 empty] | Almond
1 | Lutron Electronics | WMS-Z101-GR | 4460-10060 | 4460 | 10060 | Lutron Electronics | WMS-Z101-GR.jpg | 784276281638 | TAA MAESTRO DV 8A GRAY | TAA Compliant Maestro 0-10V Dimmer and Occupancy/Vacancy PIR Sensor, single pole/multi-location, 10-277V 8A max, green |  | 3.38 | 4.5 | [50 empty] | 0 | 0 | 0 | [6 empty] | 0 | 1 | 1 | EA | 1 | Lighting Controls | [27 empty] | Other Lighting Controls | [242 empty] | <a href="https://assets.lutron.com/a/documents/032563.pdf" target="_blank">Installation Instructions</a> | [23 empty] | 20.000 DW |  |  | 2.2500 IN | [89 empty] | 1.000 EA | 1.000 EA | [35 empty] | No | [42 empty] | https://www.lutron.com/TechnicalDocumentLibrary/369833.pdf | [7 empty] | Shelf Stock | [39 empty] | 39122236 | [13 empty] | <a href="https://assets.lutron.com/a/documents/369-119_Wallbox_Warranty.pdf" target="_blank">Warranty Information</a> |  |  |  |  | 0.320 L | [14 empty] | 0 | 0 | 0 | 0 | Lighting Fixtures | 2021-07-09 12:31 | 2024-07-20 11:26 | 0000-00-00 00:00:00 | 2024-07-20 11:26 | 0000-00-00 00:00:00 | [6 empty] | Gray
4 | Lutron Electronics | QSH-CBL-L-500 | 4460-10061 | 4460 | 10061 | Lutron Electronics | QSH-CBL-L-500.jpg | 27557623827 | QS CTRL CBL LONG 500FT | Sivoia QS Control Cable, non-plenum, 500ft |  |  |  |  | QSH-CBL-L-500.jpg | http://grandbrass.xologic.com/vendors/4460/large/QSH-CBL-L-500.jpg | [47 empty] | 0 | 0 | 0 | [6 empty] | 0 | 1 | 1 | EA | 1 | Specialty Items |  |  | Wire And Cable |  | Electrical Cable |  | Coaxial Cable | [20 empty] | Cables | [242 empty] | <a href="https://assets.lutron.com/a/documents/QS%20Power%20Supply%20Wiring%20and%20Power%20Draw%20Unit%20Guidelines.pdf" target="_blank">Installation Instructions</a> | [23 empty] | 15.000 DW | [92 empty] | 1.000 EA | 1.000 EA | [35 empty] | No | [42 empty] | https://www.lutron.com/TechnicalDocumentLibrary/Sivoia_QSH-CBL_QS_cable.pdf | [7 empty] | Shelf Stock | [39 empty] | 26121606 | [13 empty] | <a href="https://assets.lutron.com/a/documents/043561.pdf" target="_blank">Warranty Information</a> |  |  |  |  | 16.000 L | [14 empty] | 0 | 0 | 0 | 0 | Electrical | 2021-07-09 12:31 | 2024-07-20 11:35 | 0000-00-00 00:00:00 | 2025-11-29 02:00 | 0000-00-00 00:00:00
4 | Lutron Electronics | RCL-153PNLH-WH | 4460-10062 | 4460 | 10062 | Lutron Electronics | RCL-153PNL-WH.jpeg?w=1500 | 784276281379 | DALIA LED+ DIMMER WHITE CLAMSHELL | Dalia LED+ Dimmer, 120 V, Rotary Knob, UL1472 / CSA C22.2 184.1, NOM, White, Clamshell |  | 4 | 6 | [50 empty] | 0 | 0 | 0 | [6 empty] | 0 | 1 | 1 | EA | 1 |  |  |  | Lamps, Bulbs, and Lighting Fixtures |  | Stage and Studio Lighting |  | Dimmers And Accessories | [263 empty] | <a href="https://assets.lutron.com/a/documents/0301951.pdf" target="_blank">Installation Instructions</a> | [23 empty] | 2.000 DW |  |  | 3.0500 IN | [89 empty] | 1.000 EA | 1.000 EA | [35 empty] | No | [42 empty] | https://www.lutron.com/TechnicalDocumentLibrary/3691145_ENG.pdf | [7 empty] | Shelf Stock | [39 empty] | 39112401 | [6 empty] | <a href="https://lutron.widen.net/content/2skanohnrd/mp4/Ecom_Dalia_Benefits.mp4?w=2048" target="_blank">Product Video Clip</a> | [6 empty] | <a href="https://assets.lutron.com/a/documents/369-119_Wallbox_Warranty.pdf" target="_blank">Warranty Information</a> |  |  |  |  | 0.280 L | [14 empty] | 0 | 0 | 0 | 0 | Electrical | 2021-07-09 12:31 | 2024-07-20 11:26 | 0000-00-00 00:00:00 | 2024-07-20 11:26 | 0000-00-00 00:00:00 | [6 empty] | White
1 | Lutron Electronics | RCL-RK-BL | 4460-10063 | 4460 | 10063 | Lutron Electronics | RCL-RK-BL.jpg | 784276806374 | Dalia Replacement Rotary Knob, Black | Lutron Dalia LED+ Replacement Rotary Knob, Black |  | 3.75 | 5.88 |  | RCL-RK-BL.jpg | http://grandbrass.xologic.com/vendors/4460/large/RCL-RK-BL.jpg | [47 empty] | 0 | 0 | 0 | [6 empty] | 0 | 1 | 1 | EA | 1 | Specialty Items | [27 empty] | Lighting Accessories | [242 empty] | <a href="https://assets.lutron.com/a/documents/0301951.pdf" target="_blank">Installation Instructions</a> | [23 empty] | 2.000 DW |  |  | 0.7500 IN | [89 empty] | 1.000 EA | 1.000 EA | [35 empty] | No | [42 empty] | https://www.lutron.com/TechnicalDocumentLibrary/3691145_ENG.pdf | [7 empty] | Shelf Stock | [39 empty] | 39122221 | [6 empty] | <a href="https://youtu.be/3nHViYgPYsU" target="_blank">Product Video Clip</a> | [6 empty] | <a href="https://assets.lutron.com/a/documents/369-119_Wallbox_Warranty.pdf" target="_blank">Warranty Information</a> |  |  |  |  | 0.100 L | [14 empty] | 0 | 0 | 0 | 0 | Lighting Fixtures | 2021-07-09 12:31 | 2024-07-20 11:26 | 0000-00-00 00:00:00 | 2024-07-20 11:26 | 0000-00-00 00:00:00 | [6 empty] | Black
1 | Lutron Electronics | P-BDG-PKG1WS | 4460-10064 | 4460 | 10064 | Lutron Electronics | p-bdg-pkg1ws | 784276806459 | Smart Switch Starter Kit | Caseta Wireless Smart Switch Starter Kit, White |  | 8 | 7.6 | [50 empty] | 0 | 0 | 0 | [6 empty] | 0 | 1 | 1 | EA | 1 | Lighting Controls | [27 empty] | Dimmers | [242 empty] | <a href="https://assets.lutron.com/a/documents/0301979.pdf" target="_blank">Installation Instructions</a> | [23 empty] | 2.000 DW |  |  | 2.8300 IN | [89 empty] | 1.000 EA | 1.000 EA | [35 empty] | No | [42 empty] | https://www.lutron.com/TechnicalDocumentLibrary/369816_Smart_Bridge_Pro_Spec.pdf | [7 empty] | Shelf Stock | [39 empty] | 39122206 | [6 empty] | <a href="https://lutron.widen.net/content/dsiex7hr8w/original/Ecom_CasetaGeneral_benefitsvideo.mp4" target="_blank">Product Video Clip</a> | [6 empty] | <a href="https://www.lutron.com/TechnicalDocumentLibrary/369-119_Wallbox_Warranty.pdf" target="_blank">Warranty Information</a> |  |  |  |  | 0.950 L | [14 empty] | 0 | 0 | 0 | 0 | Lighting Fixtures | 2021-07-09 12:31 | 2024-07-20 11:43 | 0000-00-00 00:00:00 | 2024-07-20 11:43 | 0000-00-00 00:00:00
1 | Lutron Electronics | P-PKG1WS-WH-C | 4460-10065 | 4460 | 10065 | Lutron Electronics | P-PKG1WS-WH-C.jpg | 784276806480 | CASETA SMART SWITCH AND REMOTE CANADA | Lutron Caseta Smart Switch Kit with Remote, 3-Way (2 Points of Control), Works with Alexa, Apple HomeKit, and the Google Assistant, White, for Canada |  | 6 | 7.25 |  | P-PKG1WS-WH-C.jpg | http://grandbrass.xologic.com/vendors/4460/large/P-PKG1WS-WH-C.jpg | [47 empty] | 0 | 0 | 0 | [6 empty] | 0 | 1 | 1 | EA | 1 | Lighting Controls | [27 empty] | Dimmers | [242 empty] | <a href="https://assets.lutron.com/a/documents/0301979.pdf" target="_blank">Installation Instructions</a> | [23 empty] | 2.000 DW |  |  | 2.3000 IN | [89 empty] | 1.000 EA | 1.000 EA | [35 empty] | No | [42 empty] | https://www.lutron.com/TechnicalDocumentLibrary/369987_FRE.pdf | [7 empty] | Shelf Stock | [39 empty] | 39122206 | [13 empty] | <a href="https://assets.lutron.com/a/documents/369-119_Wallbox_Warranty.pdf" target="_blank">Warranty Information</a> |  |  |  |  | 0.450 L | [14 empty] | 0 | 0 | 0 | 0 | Lighting Fixtures | 2021-07-09 12:31 | 2024-07-20 11:30 | 0000-00-00 00:00:00 | 2024-07-20 11:30 | 0000-00-00 00:00:00 | [6 empty] | White
1 | Lutron Electronics | WMS-A202-LA | 4460-10066 | 4460 | 10066 | Lutron Electronics | WMS-A202-LA.jpg | 784276283830 | TAA MSTRO 2CIR DT SENS NONEUT IN LA | TAA Maestro Dual Technology (Dual Tech), dual-circuit occupancy sensor switch, applies exclusive XCT Technology for minor and fine motion detection. Meets Title 24 requirements for multi-level lighting in light almond |  | 3.38 | 4.5 |  | WMS-A202-LA.jpg | http://grandbrass.xologic.com/vendors/4460/large/WMS-A202-LA.jpg | [47 empty] | 0 | 0 | 0 | [6 empty] | 0 | 1 | 1 | EA | 1 | Lighting Controls | [27 empty] | Other Lighting Controls | [242 empty] | <a href="https://assets.lutron.com/a/documents/032567.pdf" target="_blank">Installation Instructions</a> | [23 empty] | 20.000 DW |  |  | 2.2500 IN | [89 empty] | 1.000 EA | 1.000 EA | [35 empty] | No | [42 empty] | https://www.lutron.com/TechnicalDocumentLibrary/369773_ENG.pdf | [7 empty] | Shelf Stock | [39 empty] | 39122236 | [13 empty] | <a href="https://assets.lutron.com/a/documents/369-119_Wallbox_Warranty.pdf" target="_blank">Warranty Information</a> |  |  |  |  | 0.320 L | [14 empty] | 0 | 0 | 0 | 0 | Lighting Fixtures | 2021-07-09 12:31 | 2024-07-20 11:26 | 0000-00-00 00:00:00 | 2024-07-20 11:26 | 0000-00-00 00:00:00
1 | Lutron Electronics | WMS-B102-WH | 4460-10067 | 4460 | 10067 | Lutron Electronics | WMS-B102-WH.jpg | 784276283885 | TAA MAESTRO 1-CIR DT OCC SENS IN WHITE | TAA Maestro Dual Technology (Dual Tech) occupancy sensor switch, neutral connection required applies exclusive XCT Technology for minor and fine motion detection in white |  | 3.38 | 4.5 |  | WMS-B102-WH.jpg | http://grandbrass.xologic.com/vendors/4460/large/WMS-B102-WH.jpg | [47 empty] | 0 | 0 | 0 | [6 empty] | 0 | 1 | 1 | EA | 1 | Lighting Controls | [27 empty] | Other Lighting Controls | [242 empty] | <a href="https://assets.lutron.com/a/documents/032566.pdf" target="_blank">Installation Instructions</a> | [23 empty] | 20.000 DW |  |  | 2.2500 IN | [89 empty] | 1.000 EA | 1.000 EA | [35 empty] | No | [42 empty] | https://www.lutron.com/TechnicalDocumentLibrary/369773_ENG.pdf | [7 empty] | Shelf Stock | [39 empty] | 39122236 | [13 empty] | <a href="https://assets.lutron.com/a/documents/369-119_Wallbox_Warranty.pdf" target="_blank">Warranty Information</a> |  |  |  |  | 0.320 L | [14 empty] | 0 | 0 | 0 | 0 | Lighting Fixtures | 2021-07-09 12:31 | 2024-07-20 11:26 | 0000-00-00 00:00:00 | 2024-07-20 11:26 | 0000-00-00 00:00:00 | [6 empty] | White
1 | Lutron Electronics | WMS-B202-BR | 4460-10068 | 4460 | 10068 | Lutron Electronics | WMS-B202-BR.jpg | 784276284141 | TAA MAESTRO 2-CIR DT OCC SENS IN BROWN | TAA Maestro Dual Technology (Dual Tech), partial-on occupancy sensor switch, applies exclusive XCT Technology for minor and fine motion detection. Meets Title 24 requirements for multi-level lighting in brown |  | 3.38 | 4.5 |  | WMS-B202-BR.jpg | http://grandbrass.xologic.com/vendors/4460/large/WMS-B202-BR.jpg | [47 empty] | 0 | 0 | 0 | [6 empty] | 0 | 1 | 1 | EA | 1 | Lighting Controls | [27 empty] | Other Lighting Controls | [242 empty] | <a href="https://assets.lutron.com/a/documents/032568.pdf" target="_blank">Installation Instructions</a> | [23 empty] | 20.000 DW |  |  | 2.2500 IN | [89 empty] | 1.000 EA | 1.000 EA | [35 empty] | No | [42 empty] | https://www.lutron.com/TechnicalDocumentLibrary/369773_ENG.pdf | [7 empty] | Shelf Stock | [39 empty] | 39122236 | [13 empty] | <a href="https://assets.lutron.com/a/documents/369-119_Wallbox_Warranty.pdf" target="_blank">Warranty Information</a> |  |  |  |  | 0.320 L | [14 empty] | 0 | 0 | 0 | 0 | Lighting Fixtures | 2021-07-09 12:32 | 2024-07-20 11:26 | 0000-00-00 00:00:00 | 2024-07-20 11:26 | 0000-00-00 00:00:00 | [6 empty] | Brown
1 | Lutron Electronics | WMS-A102-V-IV | 4460-10069 | 4460 | 10069 | Lutron Electronics | WMS-A102-V-IV.jpg | 784276283755 | TAA MSTRO 1CIR DT SNS VAC SNSOR IN IVORY | TAA Maestro Dual Technology (Dual Tech) vacancy sensor switch, applies exclusive XCT Technology for minor and fine motion detection in ivory |  | 3.38 | 4.5 |  | WMS-A102-V-IV.jpg | http://grandbrass.xologic.com/vendors/4460/large/WMS-A102-V-IV.jpg | [47 empty] | 0 | 0 | 0 | [6 empty] | 0 | 1 | 1 | EA | 1 | Lighting Controls | [27 empty] | Other Lighting Controls | [242 empty] | <a href="https://assets.lutron.com/a/documents/032565.pdf" target="_blank">Installation Instructions</a> | [23 empty] | 20.000 DW |  |  | 2.2500 IN | [89 empty] | 1.000 EA | 1.000 EA | [35 empty] | No | [42 empty] | https://www.lutron.com/TechnicalDocumentLibrary/369773_ENG.pdf | [7 empty] | Shelf Stock | [39 empty] | 39122236 | [13 empty] | <a href="https://assets.lutron.com/a/documents/369-119_Wallbox_Warranty.pdf" target="_blank">Warranty Information</a> |  |  |  |  | 0.320 L | [14 empty] | 0 | 0 | 0 | 0 | Lighting Fixtures | 2021-07-09 12:32 | 2024-07-20 11:32 | 0000-00-00 00:00:00 | 2024-07-20 11:32 | 0000-00-00 00:00:00 | [6 empty] | Ivory
1 | Lutron Electronics | WMS-A202-WH | 4460-10070 | 4460 | 10070 | Lutron Electronics | WMS-A202-WH.jpg | 784276283793 | TAA MSTRO 2CIR DT SENS NONEUT IN WHITE | TAA Maestro Dual Technology (Dual Tech), dual-circuit occupancy sensor switch, applies exclusive XCT Technology for minor and fine motion detection. Meets Title 24 requirements for multi-level lighting in white |  | 3.38 | 4.5 |  | WMS-A202-WH.jpg | http://grandbrass.xologic.com/vendors/4460/large/WMS-A202-WH.jpg | [47 empty] | 0 | 0 | 0 | [6 empty] | 0 | 1 | 1 | EA | 1 | Lighting Controls | [27 empty] | Other Lighting Controls | [242 empty] | <a href="https://assets.lutron.com/a/documents/032567.pdf" target="_blank">Installation Instructions</a> | [23 empty] | 20.000 DW |  |  | 2.2500 IN | [89 empty] | 1.000 EA | 1.000 EA | [35 empty] | No | [42 empty] | https://www.lutron.com/TechnicalDocumentLibrary/369773_ENG.pdf | [7 empty] | Shelf Stock | [39 empty] | 39122236 | [13 empty] | <a href="https://assets.lutron.com/a/documents/369-119_Wallbox_Warranty.pdf" target="_blank">Warranty Information</a> |  |  |  |  | 0.320 L | [14 empty] | 0 | 0 | 0 | 0 | Lighting Fixtures | 2021-07-09 12:32 | 2024-07-20 11:32 | 0000-00-00 00:00:00 | 2024-07-20 11:32 | 0000-00-00 00:00:00 | [6 empty] | White
1 | Lutron Electronics | WMS-B102-IV | 4460-10071 | 4460 | 10071 | Lutron Electronics | WMS-B102-IV.jpg | 784276283939 | TAA MAESTRO 1-CIR DT OCC SENS IN IVORY | TAA Maestro Dual Technology (Dual Tech) occupancy sensor switch, neutral connection required applies exclusive XCT Technology for minor and fine motion detection in ivory |  | 3.38 | 4.5 |  | WMS-B102-IV.jpg | http://grandbrass.xologic.com/vendors/4460/large/WMS-B102-IV.jpg | [47 empty] | 0 | 0 | 0 | [6 empty] | 0 | 1 | 1 | EA | 1 | Lighting Controls | [27 empty] | Other Lighting Controls | [242 empty] | <a href="https://assets.lutron.com/a/documents/032566.pdf" target="_blank">Installation Instructions</a> | [23 empty] | 20.000 DW |  |  | 2.2500 IN | [89 empty] | 1.000 EA | 1.000 EA | [35 empty] | No | [42 empty] | https://www.lutron.com/TechnicalDocumentLibrary/369773_ENG.pdf | [7 empty] | Shelf Stock | [39 empty] | 39122236 | [13 empty] | <a href="https://assets.lutron.com/a/documents/369-119_Wallbox_Warranty.pdf" target="_blank">Warranty Information</a> |  |  |  |  | 0.320 L | [14 empty] | 0 | 0 | 0 | 0 | Lighting Fixtures | 2021-07-09 12:32 | 2024-07-20 11:32 | 0000-00-00 00:00:00 | 2024-07-20 11:32 | 0000-00-00 00:00:00 | [6 empty] | Ivory
1 | Lutron Electronics | WMS-B202-LA | 4460-10072 | 4460 | 10072 | Lutron Electronics | WMS-B202-LA.jpg | 784276284103 | TAA MAESTRO 2-CIR DT OCC SENS IN LA | TAA Maestro Dual Technology (Dual Tech), partial-on occupancy sensor switch, applies exclusive XCT Technology for minor and fine motion detection. Meets Title 24 requirements for multi-level lighting in light almond |  | 3.38 | 4.5 |  | WMS-B202-LA.jpg | http://grandbrass.xologic.com/vendors/4460/large/WMS-B202-LA.jpg | [47 empty] | 0 | 0 | 0 | [6 empty] | 0 | 1 | 1 | EA | 1 | Lighting Controls | [27 empty] | Other Lighting Controls | [242 empty] | <a href="https://assets.lutron.com/a/documents/032568.pdf" target="_blank">Installation Instructions</a> | [23 empty] | 20.000 DW |  |  | 2.2500 IN | [89 empty] | 1.000 EA | 1.000 EA | [35 empty] | No | [42 empty] | https://www.lutron.com/TechnicalDocumentLibrary/369773_ENG.pdf | [7 empty] | Shelf Stock | [39 empty] | 39122236 | [13 empty] | <a href="https://assets.lutron.com/a/documents/369-119_Wallbox_Warranty.pdf" target="_blank">Warranty Information</a> |  |  |  |  | 0.320 L | [14 empty] | 0 | 0 | 0 | 0 | Lighting Fixtures | 2021-07-09 12:32 | 2024-07-20 11:32 | 0000-00-00 00:00:00 | 2024-07-20 11:32 | 0000-00-00 00:00:00
4 | Lutron Electronics | LMJ-CCO1-24-B | 4460-10074 | 4460 | 10074 | Lutron Electronics | LMJ-CCO1-24-B.jpg | 784276070003 | 434MHZ LV RELAY | RA2 Select/Radio RA2/HomeWorks RF contact closure output module, (1) Contact closure output, 1A @ 24 V AC or 0.5A @ 24 V DC max |  | 2.3 | 4.7 |  | LMJ-CCO1-24-B.jpg | http://grandbrass.xologic.com/vendors/4460/large/LMJ-CCO1-24-B.jpg | [47 empty] | 0 | 0 | 0 | [6 empty] | 0 | 1 | 1 | EA | 1 | Specialty Items |  |  | Control And Automation |  | Programmable Control |  | Programmable Logic Controller Accessories | [20 empty] | Other Specialty Items | [242 empty] | <a href="https://assets.lutron.com/a/documents/041424.pdf" target="_blank">Installation Instructions</a> | [23 empty] | 90.000 DW |  |  | 3.5000 IN | [89 empty] | 1.000 EA | 1.000 EA | [35 empty] | No | [42 empty] | https://www.lutron.com/TechnicalDocumentLibrary/369770_ENG.pdf | [7 empty] | Shelf Stock | [39 empty] | 32151703 | [13 empty] | <a href="https://assets.lutron.com/a/documents/043561.pdf" target="_blank">Warranty Information</a> |  |  |  |  | 0.300 L | [14 empty] | 0 | 0 | 0 | 0 | Electrical | 2021-07-09 12:35 | 2024-07-20 11:30 | 0000-00-00 00:00:00 | 2025-11-29 02:00 | 0000-00-00 00:00:00
4 | Lutron Electronics | FW-3-WH | 4460-10075 | 4460 | 10075 | Lutron Electronics | FW-3-WH.jpg | 27557024297 | FASSADA FASHION WALLPLATE, 3 GANG, WHF | Fassada Three-gang wallplate in white |  | 5.2 | 0.4 |  | FW-3-WH.jpg | http://grandbrass.xologic.com/vendors/4460/large/FW-3-WH.jpg | [47 empty] | 0 | 0 | 0 | [6 empty] | 0 | 1 | 1 | EA | 1 | Lighting Controls |  |  | Fittings and Hardware |  | Electrical Hardware And Supplies |  | Wallplates | [20 empty] | Switch Plates | [242 empty] | <a href="https://assets.lutron.com/a/documents/0301690.pdf" target="_blank">Installation Instructions</a> | [23 empty] | 10.000 DW |  |  | 7.8000 IN | [89 empty] | 1.000 EA | 1.000 EA | [35 empty] | No | [42 empty] | https://assets.lutron.com/a/documents/spec%20guide%20volume%201%20with%20addendums.pdf#page=58 | [7 empty] | Shelf Stock | [39 empty] | 39121704 | [13 empty] | <a href="https://www.lutron.com/TechnicalDocumentLibrary/369-119_Wallbox_Warranty.pdf" target="_blank">Warranty Information</a> |  |  |  |  | 0.200 L | [14 empty] | 0 | 0 | 0 | 0 | Electrical | 2021-07-09 12:35 | 2024-07-20 11:30 | 0000-00-00 00:00:00 | 2025-11-29 02:00 | 0000-00-00 00:00:00 | [6 empty] | White
1 | Lutron Electronics | SF-10P-GR-CSA | 4460-10077 | 4460 | 10077 | Lutron Electronics | SF-10P-GR.jpg | 27557683531 | SKYLARK FLUOR 120V 1-10LP GRAY | Skylark Dimmer with On/Off Switch, Fluorescent or LED Dimming with 3-Wire Ballasts and Drivers, single-pole, preset, 120V/8A in green, for Canada |  | 2.3 | 4.6 |  | SF-10P-GR.jpg | http://grandbrass.xologic.com/vendors/4460/large/SF-10P-GR.jpg | [47 empty] | 0 | 0 | 0 | [6 empty] | 0 | 1 | 1 | EA | 1 | Lighting Controls | [27 empty] | Dimmers | [242 empty] | <a href="https://assets.lutron.com/a/documents/032047c.pdf" target="_blank">Installation Instructions</a> | [23 empty] | 10.000 DW |  |  | 2.3000 IN | [89 empty] | 1.000 EA | 1.000 EA | [35 empty] | No | [42 empty] | https://www.lutron.com/technicaldocumentlibrary/spec%20guide%20volume%201%20with%20addendums.pdf#page=20 | [7 empty] | Shelf Stock | [39 empty] | 39122206 | [13 empty] | <a href="https://www.lutron.com/TechnicalDocumentLibrary/369-119_Wallbox_Warranty.pdf" target="_blank">Warranty Information</a> |  |  |  |  | 0.310 L | [14 empty] | 0 | 0 | 0 | 0 | Lighting Fixtures | 2021-07-09 12:35 | 2024-07-20 11:30 | 0000-00-00 00:00:00 | 2024-07-20 11:30 | 0000-00-00 00:00:00 | [6 empty] | Gray
4 | Lutron Electronics | NT-YS | 4460-10078 | 4460 | 10078 | Lutron Electronics | NT-YS.jpg | 27557739979 | SMALL NOVA T YOKE WITH RAILS | Small NOVA T blank yoke with rails |  | 3 | 0.1 |  | NT-YS.jpg | http://grandbrass.xologic.com/vendors/4460/large/NT-YS.jpg | [47 empty] | 0 | 0 | 0 | [6 empty] | 0 | 1 | 1 | EA | 1 | Lighting Controls |  |  | Fittings and Hardware |  | Electrical Hardware And Supplies |  | Wallplates | [20 empty] | Other Lighting Controls | [266 empty] | 10.000 DW |  |  | 5.0000 IN | [89 empty] | 1.000 EA | 1.000 EA | [35 empty] | No | [42 empty] | https://www.lutron.com/TechnicalDocumentLibrary/NovaTB.pdf | [7 empty] | Shelf Stock | [39 empty] | 39121704 | [13 empty] | <a href="https://assets.lutron.com/a/documents/369-119_Wallbox_Warranty.pdf" target="_blank">Warranty Information</a> |  |  |  |  | 0.010 L | [14 empty] | 0 | 0 | 0 | 0 | Electrical | 2021-07-09 12:35 | 2024-07-20 11:30 | 0000-00-00 00:00:00 | 2025-11-29 02:00 | 0000-00-00 00:00:00
1 | Lutron Electronics | PICO-CARVISOR-CL | 4460-10080 | 4460 | 10080 | Lutron Electronics | PICO-CARVISOR-CL.jpg | 27557996822 | PICO CAR VISOR KIT CLEAR | Vehicle visor clip for Pico controls |  | 5 | 0.2 |  | PICO-CARVISOR-CL.jpg | http://grandbrass.xologic.com/vendors/4460/large/PICO-CARVISOR-CL.jpg | [47 empty] | 0 | 0 | 0 | [6 empty] | 0 | 1 | 1 | EA | 1 | Specialty Items | [27 empty] | Lighting Accessories | [242 empty] | <a href="https://assets.lutron.com/a/documents/369612.pdf" target="_blank">Installation Instructions</a> | [23 empty] | 10.000 DW |  |  | 3.0000 IN | [89 empty] | 1.000 EA | 1.000 EA | [35 empty] | No | [42 empty] | https://www.lutron.com/TechnicalDocumentLibrary/3691066_ENG.pdf | [7 empty] | Shelf Stock | [39 empty] | 39122221 | [13 empty] | <a href="https://www.lutron.com/TechnicalDocumentLibrary/369-119_Wallbox_Warranty.pdf" target="_blank">Warranty Information</a> |  |  |  |  | 0.200 L | [14 empty] | 0 | 0 | 0 | 0 | Lighting Fixtures | 2021-07-09 12:35 | 2024-07-20 11:30 | 0000-00-00 00:00:00 | 2024-07-20 11:30 | 0000-00-00 00:00:00
1 | Lutron Electronics | T-5DC-USB-BL | 4460-10081 | 4460 | 10081 | Lutron Electronics | T-5DC-USB-BL.jpg | 784276243766 | BRIDGE POWER SUPPLY BLACK | Bridge Power Supply, Black |  | 5.15 | 3.69 |  | T-5DC-USB-BL.jpg | http://grandbrass.xologic.com/vendors/4460/large/T-5DC-USB-BL.jpg | [47 empty] | 0 | 0 | 0 | [6 empty] | 0 | 1 | 1 | EA | 1 | Lighting Controls | [6 empty] | Power Supply Units | [20 empty] | Dimmers | [242 empty] | <a href="https://assets.lutron.com/a/documents/Quick%20Start%20Guide%20-%20Caseta%20Smart%20Bridge%20Pro.pdf" target="_blank">Installation Instructions</a> | [23 empty] | 10.000 DW |  |  | 5.2500 IN | [89 empty] | 1.000 EA | 1.000 EA | [35 empty] | No | [42 empty] | https://www.lutron.com/TechnicalDocumentLibrary/3691062_ENG.pdf | [7 empty] | Shelf Stock | [39 empty] | 39122206 | [13 empty] | <a href="https://assets.lutron.com/a/documents/043561.pdf" target="_blank">Warranty Information</a> |  |  |  |  | 0.200 L | [14 empty] | 0 | 0 | 0 | 0 | Lighting Fixtures | 2021-07-09 12:35 | 2024-07-20 11:30 | 0000-00-00 00:00:00 | 2024-07-20 11:30 | 0000-00-00 00:00:00 | [6 empty] | Black
1 | Lutron Electronics | WMS-Z101-LA | 4460-10082 | 4460 | 10082 | Lutron Electronics | WMS-Z101-LA.jpg | 784276281614 | TAA MAESTRO DV 8A LIGHT ALMOND | TAA Compliant Maestro 0-10V Dimmer and Occupancy/Vacancy PIR Sensor, single pole/multi-location, 10-277V 8A max, light almond |  | 3.38 | 4.5 | [50 empty] | 0 | 0 | 0 | [6 empty] | 0 | 1 | 1 | EA | 1 | Lighting Controls | [27 empty] | Other Lighting Controls | [242 empty] | <a href="https://assets.lutron.com/a/documents/032563.pdf" target="_blank">Installation Instructions</a> | [23 empty] | 20.000 DW |  |  | 2.2500 IN | [89 empty] | 1.000 EA | 1.000 EA | [35 empty] | No | [42 empty] | https://www.lutron.com/TechnicalDocumentLibrary/369833.pdf | [7 empty] | Shelf Stock | [39 empty] | 39122236 | [13 empty] | <a href="https://assets.lutron.com/a/documents/369-119_Wallbox_Warranty.pdf" target="_blank">Warranty Information</a> |  |  |  |  | 0.320 L | [14 empty] | 0 | 0 | 0 | 0 | Lighting Fixtures | 2021-07-09 12:35 | 2024-07-20 11:30 | 0000-00-00 00:00:00 | 2024-07-20 11:30 | 0000-00-00 00:00:00
4 | Lutron Electronics | FW-1-WH | 4460-10083 | 4460 | 10083 | Lutron Electronics | FW-1-WH.jpg | 27557024174 | FASSADA FASHION WALLPLATE, 1 GANG, WH | Fassada Single-gang wallplate in white |  | 3.75 | 0.35 |  | FW-1-WH.jpg | http://grandbrass.xologic.com/vendors/4460/large/FW-1-WH.jpg | [47 empty] | 0 | 0 | 0 | [6 empty] | 0 | 1 | 1 | EA | 1 | Lighting Controls |  |  | Fittings and Hardware |  | Electrical Hardware And Supplies |  | Wallplates | [20 empty] | Switch Plates | [242 empty] | <a href="https://assets.lutron.com/a/documents/0301690.pdf" target="_blank">Installation Instructions</a> | [23 empty] | 10.000 DW |  |  | 5.0000 IN | [89 empty] | 1.000 EA | 1.000 EA | [35 empty] | No | [42 empty] | https://assets.lutron.com/a/documents/spec%20guide%20volume%201%20with%20addendums.pdf#page=58 | [7 empty] | Shelf Stock | [39 empty] | 39121704 | [13 empty] | <a href="https://www.lutron.com/TechnicalDocumentLibrary/369-119_Wallbox_Warranty.pdf" target="_blank">Warranty Information</a> |  |  |  |  | 0.010 L | [14 empty] | 0 | 0 | 0 | 0 | Electrical | 2021-07-09 12:35 | 2024-07-20 11:26 | 0000-00-00 00:00:00 | 2025-11-29 02:00 | 0000-00-00 00:00:00 | [6 empty] | White
4 | Lutron Electronics | SR-2BN-WH-EGN | 4460-10084 | 4460 | 10084 | Lutron Electronics | SG-2BN-WH-GN.MD.shad.g.jpg | 27557114974 | SEETCH 2 BUTTON FACEPLATE KIT | seeTouch button and wallplate replacement kit, 2 button, white, custom engraving |  | 8.9 | 1.4 |  | SG-2BN-WH-GN.MD.shad.g.jpg | http://grandbrass.xologic.com/vendors/4460/large/SG-2BN-WH-GN.MD.shad.g.jpg | [47 empty] | 0 | 0 | 0 | [6 empty] | 0 | 1 | 1 | EA | 1 | Specialty Items |  |  | Electrical Distribution Equipment |  | Distribution and Control Centers |  | Lighting Control Systems | [20 empty] | Other Specialty Items | [242 empty] | <a href="https://assets.lutron.com/a/documents/030731a.pdf" target="_blank">Installation Instructions</a> | [23 empty] | 10.000 DW |  |  | 6.1000 IN | [89 empty] | 1.000 EA | 1.000 EA | [35 empty] | No | [42 empty] | https://www.lutron.com/TechnicalDocumentLibrary/sg_2b.pdf | [7 empty] | Shelf Stock | [39 empty] | 39121107 | [13 empty] | <a href="https://assets.lutron.com/a/documents/3601201A_Commercial_Limited_Warranty.pdf" target="_blank">Warranty Information</a> |  |  |  |  | 0.300 L | [14 empty] | 0 | 0 | 0 | 0 | Electrical | 2021-07-09 12:35 | 2024-07-20 11:26 | 0000-00-00 00:00:00 | 2025-11-29 02:00 | 0000-00-00 00:00:00 | [6 empty] | White
1 | Lutron Electronics | PJ2-2B-TMN-P11 | 4460-10086 | 4460 | 10086 | Lutron Electronics | PJ2-2B-TMN-P11.jpg | 784276273848 | PICO 2B ENTRANCE SCENE MN | Lutron 2-Button Entry Scene Pico Smart Remote, with "Home/Away" icons - Midnight |  | 0.5 | 5.75 |  | PJ2-2B-TMN-P11.jpg | http://grandbrass.xologic.com/vendors/4460/large/PJ2-2B-TMN-P11.jpg | [47 empty] | 0 | 0 | 0 | [6 empty] | 0 | 1 | 1 | EA | 1 | Lighting Controls | [27 empty] | Other Lighting Controls | [242 empty] | <a href="https://assets.lutron.com/a/documents/040429.pdf" target="_blank">Installation Instructions</a> | [23 empty] | 2.000 DW |  |  | 3.8800 IN | [89 empty] | 1.000 EA | 1.000 EA | [35 empty] | No | [42 empty] | https://www.lutron.com/TechnicalDocumentLibrary/3691066_ENG.pdf | [7 empty] | Shelf Stock | [39 empty] | 52161525 | [6 empty] | <a href="https://lutron.widen.net/content/fomoe9knmc/mp4/Ecom_PicoBenefits_video.mp4" target="_blank">Product Video Clip</a> | [6 empty] | <a href="https://www.lutron.com/TechnicalDocumentLibrary/369-119_Wallbox_Warranty.pdf" target="_blank">Warranty Information</a> |  |  |  |  | 0.050 L | [14 empty] | 0 | 0 | 0 | 0 | Lighting Fixtures | 2021-07-09 12:35 | 2024-07-20 11:26 | 0000-00-00 00:00:00 | 2024-07-20 11:26 | 0000-00-00 00:00:00
1 | Lutron Electronics | UMRF2-F6AN-DV-WH | 4460-10089 | 4460 | 10089 | Lutron Electronics | UMRF2-F6AN-DV-WH.jpg | 27557977357 | MRF2 6A FLUOR DV M-LOC | BAA Maestro Wireless Dimmer, 3-Wire Fluorescent, Dimmer with neutral wire, multi-location/single-pole, 120V/277V/6A in white |  | 2.4 | 4.5 |  | UMRF2-F6AN-DV-WH.jpg | http://grandbrass.xologic.com/vendors/4460/large/UMRF2-F6AN-DV-WH.jpg | [47 empty] | 0 | 0 | 0 | [6 empty] | 0 | 1 | 1 | EA | 1 | Lighting Controls | [27 empty] | Dimmers | [242 empty] | <a href="https://assets.lutron.com/a/documents/0301255A.pdf" target="_blank">Installation Instructions</a> | [23 empty] | 50.000 DW |  |  | 2.4000 IN | [89 empty] | 1.000 EA | 1.000 EA | [35 empty] | No | [42 empty] | https://www.lutron.com/TechnicalDocumentLibrary/369-143.pdf | [7 empty] | Shelf Stock | [39 empty] | 39122206 | [13 empty] | <a href="https://www.lutron.com/TechnicalDocumentLibrary/369-119_Wallbox_Warranty.pdf" target="_blank">Warranty Information</a> |  |  |  |  | 0.250 L | [14 empty] | 0 | 0 | 0 | 0 | Lighting Fixtures | 2021-07-09 12:35 | 2024-07-20 11:26 | 0000-00-00 00:00:00 | 2024-07-20 11:26 | 0000-00-00 00:00:00 | [6 empty] | White
1 | Lutron Electronics | P-BDG-PKG1P | 4460-10090 | 4460 | 10090 | Lutron Electronics | P-BDG-PKG1P | 784276091183 | CasÃ©ta Lamp Dimmer Starter Kit | Lutron Caseta Wireless Smart Lighting Dimmer Switch Starter Kit |  | 7.85 | 6.75 | [50 empty] | 0 | 0 | 0 | [6 empty] | 0 | 1 | 1 | EA | 1 | Lighting Controls | [27 empty] | Dimmers | [242 empty] | <a href="https://assets.lutron.com/a/documents/0302003.pdf" target="_blank">Installation Instructions</a> | [23 empty] | 55.000 DW |  |  | 2.3000 IN | [89 empty] | 1.000 EA | 1.000 EA | [35 empty] | No | [42 empty] | https://www.lutron.com/TechnicalDocumentLibrary/369816_Smart_Bridge_Pro_Spec.pdf | [7 empty] | Shelf Stock | [39 empty] | 39122206 | [6 empty] | <a href="https://lutron.widen.net/content/dsiex7hr8w/original/Ecom_CasetaGeneral_benefitsvideo.mp4" target="_blank">Product Video Clip</a> | [6 empty] | <a href="https://assets.lutron.com/a/documents/369-119_Wallbox_Warranty.pdf" target="_blank">Warranty Information</a> |  |  |  |  | 0.900 L | [14 empty] | 0 | 0 | 0 | 0 | Lighting Fixtures | 2021-07-09 12:35 | 2024-07-20 11:26 | 0000-00-00 00:00:00 | 2024-07-20 11:26 | 0000-00-00 00:00:00
4 | Lutron Electronics | RCL-153PNL-IV | 4460-10091 | 4460 | 10091 | Lutron Electronics | RCL-153PNL-IV.jpeg?w=1500 | 784276281430 | Dalia LED+ Rotary Dimmer Ivory | Lutron Dalia LED+ Illuminated Rotary Light Dimmer, Single-Pole/3-Way, Ivory |  | 3.38 | 4.5 | [50 empty] | 0 | 0 | 0 | [6 empty] | 0 | 1 | 1 | EA | 1 |  |  |  | Lamps, Bulbs, and Lighting Fixtures |  | Stage and Studio Lighting |  | Dimmers And Accessories | [263 empty] | <a href="https://assets.lutron.com/a/documents/0301951.pdf" target="_blank">Installation Instructions</a> | [23 empty] | 5.000 DW |  |  | 2.2500 IN | [89 empty] | 1.000 EA | 1.000 EA | [35 empty] | No | [42 empty] | https://www.lutron.com/TechnicalDocumentLibrary/3691145_FRE.pdf | [7 empty] | Shelf Stock | [39 empty] | 39112401 | [6 empty] | <a href="https://lutron.widen.net/content/2skanohnrd/mp4/Ecom_Dalia_Benefits.mp4?w=2048" target="_blank">Product Video Clip</a> | [6 empty] | <a href="https://assets.lutron.com/a/documents/369-119_Wallbox_Warranty.pdf" target="_blank">Warranty Information</a> |  |  |  |  | 0.270 L | [14 empty] | 0 | 0 | 0 | 0 | Electrical | 2021-07-09 12:35 | 2024-07-20 11:26 | 0000-00-00 00:00:00 | 2024-07-20 11:26 | 0000-00-00 00:00:00 | [6 empty] | Ivory
1 | Lutron Electronics | WMS-A102-BTBU | 4460-10092 | 4460 | 10092 | Lutron Electronics | WMS-A102-BTBU.jpg | 784276283632 | TAA MSTRO 1CIR DT SNS OCC BULK BLACK | TAA Maestro Dual Technology (Dual Tech) occupancy sensor switch, applies exclusive XCT Technology for minor and fine motion detection in black, bulk packaging |  | 3.38 | 4.5 |  | WMS-A102-BTBU.jpg | http://grandbrass.xologic.com/vendors/4460/large/WMS-A102-BTBU.jpg | [47 empty] | 0 | 0 | 0 | [6 empty] | 0 | 1 | 1 | EA | 1 | Lighting Controls | [27 empty] | Other Lighting Controls | [242 empty] | <a href="https://assets.lutron.com/a/documents/032565.pdf" target="_blank">Installation Instructions</a> | [23 empty] | 20.000 DW |  |  | 2.2500 IN | [89 empty] | 1.000 EA | 1.000 EA | [35 empty] | No | [42 empty] | https://www.lutron.com/TechnicalDocumentLibrary/369773_ENG.pdf | [7 empty] | Shelf Stock | [39 empty] | 39122236 | [13 empty] | <a href="https://assets.lutron.com/a/documents/369-119_Wallbox_Warranty.pdf" target="_blank">Warranty Information</a> |  |  |  |  | 0.320 L | [14 empty] | 0 | 0 | 0 | 0 | Lighting Fixtures | 2021-07-09 12:35 | 2024-07-20 11:26 | 0000-00-00 00:00:00 | 2024-07-20 11:26 | 0000-00-00 00:00:00
1 | Lutron Electronics | WMS-B102-V-WTBU | 4460-10093 | 4460 | 10093 | Lutron Electronics | WMS-B102-V-WTBU.jpg | 784276283984 | TAA MAESTRO 1-CIR DT VAC SENS BULK WHITE | TAA Maestro Dual Technology (Dual Tech) vacancy sensor switch, neutral connection required applies exclusive XCT Technology for minor and fine motion detection in white, bulk packaging |  | 3.38 | 4.5 |  | WMS-B102-V-WTBU.jpg | http://grandbrass.xologic.com/vendors/4460/large/WMS-B102-V-WTBU.jpg | [47 empty] | 0 | 0 | 0 | [6 empty] | 0 | 1 | 1 | EA | 1 | Lighting Controls | [27 empty] | Other Lighting Controls | [242 empty] | <a href="https://assets.lutron.com/a/documents/032566.pdf" target="_blank">Installation Instructions</a> | [23 empty] | 20.000 DW |  |  | 2.2500 IN | [89 empty] | 1.000 EA | 1.000 EA | [35 empty] | No | [42 empty] | https://www.lutron.com/TechnicalDocumentLibrary/369773_ENG.pdf | [7 empty] | Shelf Stock | [39 empty] | 39122236 | [13 empty] | <a href="https://assets.lutron.com/a/documents/369-119_Wallbox_Warranty.pdf" target="_blank">Warranty Information</a> |  |  |  |  | 0.320 L | [14 empty] | 0 | 0 | 0 | 0 | Lighting Fixtures | 2021-07-09 12:35 | 2024-07-20 11:26 | 0000-00-00 00:00:00 | 2024-07-20 11:26 | 0000-00-00 00:00:00
1 | Lutron Electronics | SLV-600PH-IV-CSA | 4460-10095 | 4460 | 10095 | Lutron Electronics | SLV-600PH-IV-CSA.jpg | 27557695749 | SKYLARK 600W LOW VOLT IV CSA | Skylark 450W, single pole, magnetic low voltage, preset dimmer in a clamshell packaging, ivory (Canada) |  | 2.4 | 5.8 |  | SLV-600PH-IV-CSA.jpg | http://grandbrass.xologic.com/vendors/4460/large/SLV-600PH-IV-CSA.jpg | [47 empty] | 0 | 0 | 0 | [6 empty] | 0 | 1 | 1 | EA | 1 | Lighting Controls | [27 empty] | Dimmers | [242 empty] | <a href="https://assets.lutron.com/a/documents/0301296.pdf" target="_blank">Installation Instructions</a> | [23 empty] | 2.000 DW |  |  | 4.0000 IN | [89 empty] | 1.000 EA | 1.000 EA | [35 empty] | No | [42 empty] | https://www.lutron.com/technicaldocumentlibrary/spec%20guide%20volume%201%20with%20addendums.pdf#page=20 | [7 empty] | Shelf Stock | [39 empty] | 39122206 | [13 empty] | <a href="https://www.lutron.com/TechnicalDocumentLibrary/369-119_Wallbox_Warranty.pdf" target="_blank">Warranty Information</a> |  |  |  |  | 0.240 L | [14 empty] | 0 | 0 | 0 | 0 | Lighting Fixtures | 2021-07-09 12:35 | 2024-07-20 11:25 | 0000-00-00 00:00:00 | 2024-07-20 11:25 | 0000-00-00 00:00:00 | [6 empty] | Ivory
1 | Lutron Electronics | WMS-Z101-BR | 4460-10096 | 4460 | 10096 | Lutron Electronics | WMS-Z101-BR.jpg | 784276281621 | TAA MAESTRO DV 8A BROWN | TAA Compliant Maestro 0-10V Dimmer and Occupancy/Vacancy PIR Sensor, single pole/multi-location, 10-277V 8A max, brown |  | 3.38 | 4.5 | [50 empty] | 0 | 0 | 0 | [6 empty] | 0 | 1 | 1 | EA | 1 | Lighting Controls | [27 empty] | Other Lighting Controls | [242 empty] | <a href="https://assets.lutron.com/a/documents/032563.pdf" target="_blank">Installation Instructions</a> | [23 empty] | 20.000 DW |  |  | 2.2500 IN | [89 empty] | 1.000 EA | 1.000 EA | [35 empty] | No | [42 empty] | https://www.lutron.com/TechnicalDocumentLibrary/369833.pdf | [7 empty] | Shelf Stock | [39 empty] | 39122236 | [13 empty] | <a href="https://assets.lutron.com/a/documents/369-119_Wallbox_Warranty.pdf" target="_blank">Warranty Information</a> |  |  |  |  | 0.320 L | [14 empty] | 0 | 0 | 0 | 0 | Lighting Fixtures | 2021-07-09 12:35 | 2024-07-20 11:25 | 0000-00-00 00:00:00 | 2024-07-20 11:25 | 0000-00-00 00:00:00 | [6 empty] | Brown
1 | Lutron Electronics | PJ2-4B-GBL-L41 | 4460-10097 | 4460 | 10097 | Lutron Electronics | PJ2-4B-GBL-L41.jpeg?w=1500 | 784276101653 | PICO 4B 4 GROUP TOGGLE - BLACK | Pico Wireless Control, 4-button, scene control of lights, 4-group toggle, in black |  | 2.25 | 4.5 | [50 empty] | 0 | 0 | 0 | [6 empty] | 0 | 1 | 1 | EA | 1 | Lighting Controls | [27 empty] | Other Lighting Controls | [242 empty] | <a href="https://assets.lutron.com/a/documents/041481.pdf" target="_blank">Installation Instructions</a> | [23 empty] | 10.000 DW |  |  | 2.2500 IN | [89 empty] | 1.000 EA | 1.000 EA | [35 empty] | No | [42 empty] | https://www.lutron.com/TechnicalDocumentLibrary/369847.pdf | [7 empty] | Shelf Stock | [39 empty] | 39122220 | [6 empty] | <a href="https://lutron.widen.net/content/fomoe9knmc/MP4/Ecom_PicoBenefits_video.MP4?w=2048" target="_blank">Product Video Clip</a> | [6 empty] | <a href="https://www.lutron.com/TechnicalDocumentLibrary/369-119_Wallbox_Warranty.pdf" target="_blank">Warranty Information</a> |  |  |  |  | 0.100 L | [14 empty] | 0 | 0 | 0 | 0 | Lighting Fixtures | 2021-07-09 12:35 | 2024-07-20 11:25 | 0000-00-00 00:00:00 | 2024-07-20 11:25 | 0000-00-00 00:00:00
4 | Lutron Electronics | ULOS-CUS-1000-WH | 4460-10098 | 4460 | 10098 | Lutron Electronics | ULOS-CUS-1000-WH.jpg | 27557860048 | OCCUPANCY SEN CEILING MNT, 1000FT, WH | BAA LOS Series CLNG-mount Occupancy Sensor, Ultrasonic self-adaptive, 20-24VDC, 1000 FT coverage, 180 degree field of view in white |  | 5.7 | 2.8 |  | ULOS-CUS-1000-WH.jpg | http://grandbrass.xologic.com/vendors/4460/large/ULOS-CUS-1000-WH.jpg | [47 empty] | 0 | 0 | 0 | [6 empty] | 0 | 1 | 1 | EA | 1 | Lighting Controls |  |  | Testing And Measuring |  | Sensors |  | Occupant Sensor | [20 empty] | Sensors | [242 empty] | <a href="https://assets.lutron.com/a/documents/031260a.pdf" target="_blank">Installation Instructions</a> | [23 empty] | 25.000 DW |  |  | 7.0000 IN | [89 empty] | 1.000 EA | 1.000 EA | [35 empty] | No | [42 empty] | https://www.lutron.com/TechnicalDocumentLibrary/369651.pdf | [7 empty] | Shelf Stock | [39 empty] | 41111961 | [13 empty] | <a href="https://assets.lutron.com/a/documents/369-119_Wallbox_Warranty.pdf" target="_blank">Warranty Information</a> |  |  |  |  | 0.500 L | [14 empty] | 0 | 0 | 0 | 0 | Electrical | 2021-07-09 12:35 | 2024-07-20 11:25 | 0000-00-00 00:00:00 | 2025-11-29 02:00 | 0000-00-00 00:00:00 | [6 empty] | White
4 | Lutron Electronics | ULOS-WDT-WH | 4460-10099 | 4460 | 10099 | Lutron Electronics | ULOS-WDT-WH.jpg | 27557860086 | OCC SEN WALL MT DUAL TECH, WH | BAA LOS Series Wall-mount Occupancy Sensor, Dual Technology self-adaptive, White finish only, 20-24VDC |  | 3.1 | 7.1 |  | ULOS-WDT-WH.jpg | http://grandbrass.xologic.com/vendors/4460/large/ULOS-WDT-WH.jpg | [47 empty] | 0 | 0 | 0 | [6 empty] | 0 | 1 | 1 | EA | 1 | Lighting Controls |  |  | Testing And Measuring |  | Sensors |  | Occupant Sensor | [20 empty] | Sensors | [242 empty] | <a href="https://assets.lutron.com/a/documents/031259a.pdf" target="_blank">Installation Instructions</a> | [23 empty] | 25.000 DW |  |  | 5.8000 IN | [89 empty] | 1.000 EA | 1.000 EA | [35 empty] | No | [42 empty] | https://www.lutron.com/TechnicalDocumentLibrary/369752.pdf | [7 empty] | Shelf Stock | [39 empty] | 41111961 | [13 empty] | <a href="https://assets.lutron.com/a/documents/369-119_Wallbox_Warranty.pdf" target="_blank">Warranty Information</a> |  |  |  |  | 0.600 L | [14 empty] | 0 | 0 | 0 | 0 | Electrical | 2021-07-09 12:35 | 2024-07-20 11:25 | 0000-00-00 00:00:00 | 2025-11-29 02:00 | 0000-00-00 00:00:00 | [6 empty] | White
1 | Lutron Electronics | UMS-PPS6-DDV-WH | 4460-10100 | 4460 | 10100 | Lutron Electronics | UMS-PPS6-DDV-WH.jpg | 784276075138 | MAESTRO 2-CIR PIR SENSOR PARTIAL ON | BAA Maestro in-wall, dual circuit, single pole, partial occupancy/vacancy sensing switch; 6A lighting, 4.4A fan motor max; 120V-277V; white |  | 1 | 1 |  | UMS-PPS6-DDV-WH.jpg | http://grandbrass.xologic.com/vendors/4460/large/UMS-PPS6-DDV-WH.jpg | [47 empty] | 0 | 0 | 0 | [6 empty] | 0 | 1 | 1 | EA | 1 | Lighting Controls | [27 empty] | Other Lighting Controls | [242 empty] | <a href="https://assets.lutron.com/a/documents/032555.pdf" target="_blank">Installation Instructions</a> | [23 empty] | 10.000 DW |  |  | 1.0000 IN | [89 empty] | 1.000 EA | 1.000 EA | [35 empty] | No | [42 empty] | https://www.lutron.com/TechnicalDocumentLibrary/369758a.pdf | [7 empty] | Shelf Stock | [39 empty] | 39122236 | [13 empty] | <a href="https://assets.lutron.com/a/documents/369-119_Wallbox_Warranty.pdf" target="_blank">Warranty Information</a> |  |  |  |  | 1.000 L | [14 empty] | 0 | 0 | 0 | 0 | Lighting Fixtures | 2021-07-09 12:35 | 2024-07-20 11:25 | 0000-00-00 00:00:00 | 2024-07-20 11:25 | 0000-00-00 00:00:00 | [6 empty] | White
4 | Lutron Electronics | RCL-153PNL-BL | 4460-10101 | 4460 | 10101 | Lutron Electronics | RCL-153PNL-BL.jpeg?w=1500 | 784276281423 | Dalia LED+ Rotary Dimmer Black | Lutron Dalia LED+ Illuminated Rotary Light Dimmer, Single-Pole/3-Way, Black |  | 3.38 | 4.5 | [50 empty] | 0 | 0 | 0 | [6 empty] | 0 | 1 | 1 | EA | 1 |  |  |  | Lamps, Bulbs, and Lighting Fixtures |  | Stage and Studio Lighting |  | Dimmers And Accessories | [263 empty] | <a href="https://assets.lutron.com/a/documents/0301951.pdf" target="_blank">Installation Instructions</a> | [23 empty] | 5.000 DW |  |  | 2.2500 IN | [89 empty] | 1.000 EA | 1.000 EA | [35 empty] | No | [42 empty] | https://www.lutron.com/TechnicalDocumentLibrary/3691145_FRE.pdf | [7 empty] | Shelf Stock | [39 empty] | 39112401 | [6 empty] | <a href="https://lutron.widen.net/content/2skanohnrd/mp4/Ecom_Dalia_Benefits.mp4?w=2048" target="_blank">Product Video Clip</a> | [6 empty] | <a href="https://assets.lutron.com/a/documents/369-119_Wallbox_Warranty.pdf" target="_blank">Warranty Information</a> |  |  |  |  | 0.270 L | [14 empty] | 0 | 0 | 0 | 0 | Electrical | 2021-07-09 12:35 | 2024-07-20 11:25 | 0000-00-00 00:00:00 | 2024-07-20 11:25 | 0000-00-00 00:00:00 | [6 empty] | Black
1 | Lutron Electronics | P-BDG-PKG1WS-C | 4460-10102 | 4460 | 10102 | Lutron Electronics | P-BDG-PKG1WS-C.jpg | 784276806466 | SWITCH STARTER KIT - WH | Caseta Wireless Smart Switch Starter Kit, White, For Canada |  | 8 | 7 |  | P-BDG-PKG1WS-C.jpg | http://grandbrass.xologic.com/vendors/4460/large/P-BDG-PKG1WS-C.jpg | [47 empty] | 0 | 0 | 0 | [6 empty] | 0 | 1 | 1 | EA | 1 | Lighting Controls | [27 empty] | Dimmers | [242 empty] | <a href="https://assets.lutron.com/a/documents/0301979.pdf" target="_blank">Installation Instructions</a> | [23 empty] | 2.000 DW |  |  | 2.3000 IN | [89 empty] | 1.000 EA | 1.000 EA | [35 empty] | No | [42 empty] | https://www.lutron.com/TechnicalDocumentLibrary/369816_Smart_Bridge_Pro_Spec.pdf | [7 empty] | Shelf Stock | [39 empty] | 39122206 | [13 empty] | <a href="https://www.lutron.com/TechnicalDocumentLibrary/369-119_Wallbox_Warranty.pdf" target="_blank">Warranty Information</a> |  |  |  |  | 0.500 L | [14 empty] | 0 | 0 | 0 | 0 | Lighting Fixtures | 2021-07-09 12:35 | 2024-07-20 11:43 | 0000-00-00 00:00:00 | 2024-07-20 11:43 | 0000-00-00 00:00:00
1 | Lutron Electronics | WMS-A102-V-WTBU | 4460-10103 | 4460 | 10103 | Lutron Electronics | WMS-A102-V-WTBU.jpg | 784276283717 | TAA MSTRO 1CIR DT SNS VAC BULK WHITE | TAA Maestro Dual Technology (Dual Tech) vacancy sensor switch, applies exclusive XCT Technology for minor and fine motion detection in white, bulk packaging |  | 3.38 | 4.5 |  | WMS-A102-V-WTBU.jpg | http://grandbrass.xologic.com/vendors/4460/large/WMS-A102-V-WTBU.jpg | [47 empty] | 0 | 0 | 0 | [6 empty] | 0 | 1 | 1 | EA | 1 | Lighting Controls | [27 empty] | Other Lighting Controls | [242 empty] | <a href="https://assets.lutron.com/a/documents/032565.pdf" target="_blank">Installation Instructions</a> | [23 empty] | 20.000 DW |  |  | 2.2500 IN | [89 empty] | 1.000 EA | 1.000 EA | [35 empty] | No | [42 empty] | https://www.lutron.com/TechnicalDocumentLibrary/369773_ENG.pdf | [7 empty] | Shelf Stock | [39 empty] | 39122236 | [13 empty] | <a href="https://assets.lutron.com/a/documents/369-119_Wallbox_Warranty.pdf" target="_blank">Warranty Information</a> |  |  |  |  | 0.320 L | [14 empty] | 0 | 0 | 0 | 0 | Lighting Fixtures | 2021-07-09 12:35 | 2024-07-20 11:25 | 0000-00-00 00:00:00 | 2024-07-20 11:25 | 0000-00-00 00:00:00
1 | Lutron Electronics | WMS-B102-V-WH | 4460-10104 | 4460 | 10104 | Lutron Electronics | WMS-B102-V-WH.jpg | 784276283977 | TAA MAESTRO 1-CIR DT VAC SENS IN WHITE | TAA Maestro Dual Technology (Dual Tech) vacancy sensor switch, neutral connection required applies exclusive XCT Technology for minor and fine motion detection in white |  | 3.38 | 4.5 |  | WMS-B102-V-WH.jpg | http://grandbrass.xologic.com/vendors/4460/large/WMS-B102-V-WH.jpg | [47 empty] | 0 | 0 | 0 | [6 empty] | 0 | 1 | 1 | EA | 1 | Lighting Controls | [27 empty] | Other Lighting Controls | [242 empty] | <a href="https://assets.lutron.com/a/documents/032566.pdf" target="_blank">Installation Instructions</a> | [23 empty] | 20.000 DW |  |  | 2.2500 IN | [89 empty] | 1.000 EA | 1.000 EA | [35 empty] | No | [42 empty] | https://www.lutron.com/TechnicalDocumentLibrary/369773_ENG.pdf | [7 empty] | Shelf Stock | [39 empty] | 39122236 | [13 empty] | <a href="https://assets.lutron.com/a/documents/369-119_Wallbox_Warranty.pdf" target="_blank">Warranty Information</a> |  |  |  |  | 0.320 L | [14 empty] | 0 | 0 | 0 | 0 | Lighting Fixtures | 2021-07-09 12:35 | 2024-07-20 11:25 | 0000-00-00 00:00:00 | 2024-07-20 11:25 | 0000-00-00 00:00:00 | [6 empty] | White
4 | Lutron Electronics | RCL-153PNLH-WH-C | 4460-10105 | 4460 | 10105 | Lutron Electronics | RCL-153PNL-WH.jpeg?w=1500 | 784276283311 | DALIA LED+ 150W LED 600W | Dalia LED+ Dimmer, 120 V, Rotary Knob, UL1472 / CSA C22.2 184.1, NOM, White, Clamshell, Canada |  | 3.9 | 6 | [50 empty] | 0 | 0 | 0 | [6 empty] | 0 | 1 | 1 | EA | 1 |  |  |  | Lamps, Bulbs, and Lighting Fixtures |  | Stage and Studio Lighting |  | Dimmers And Accessories | [263 empty] | <a href="https://assets.lutron.com/a/documents/0301951.pdf" target="_blank">Installation Instructions</a> | [23 empty] | 2.000 DW |  |  | 2.8700 IN | [89 empty] | 1.000 EA | 1.000 EA | [35 empty] | No | [42 empty] | https://www.lutron.com/TechnicalDocumentLibrary/3691145_ENG.pdf | [7 empty] | Shelf Stock | [39 empty] | 39112401 | [6 empty] | <a href="https://lutron.widen.net/content/2skanohnrd/mp4/Ecom_Dalia_Benefits.mp4?w=2048" target="_blank">Product Video Clip</a> | [6 empty] | <a href="https://assets.lutron.com/a/documents/369-119_Wallbox_Warranty.pdf" target="_blank">Warranty Information</a> |  |  |  |  | 0.280 L | [14 empty] | 0 | 0 | 0 | 0 | Electrical | 2021-07-09 12:35 | 2024-07-20 11:30 | 0000-00-00 00:00:00 | 2024-07-20 11:30 | 0000-00-00 00:00:00 | [6 empty] | White
1 | Lutron Electronics | WMS-B102-V-BTBU | 4460-10106 | 4460 | 10106 | Lutron Electronics | WMS-B102-V-BTBU.jpg | 784276283991 | TAA MAESTRO 1-CIR DT VAC SENS BULK BLACK | TAA Maestro Dual Technology (Dual Tech) vacancy sensor switch, neutral connection required applies exclusive XCT Technology for minor and fine motion detection in black, bulk packaging |  | 3.38 | 4.5 |  | WMS-B102-V-BTBU.jpg | http://grandbrass.xologic.com/vendors/4460/large/WMS-B102-V-BTBU.jpg | [47 empty] | 0 | 0 | 0 | [6 empty] | 0 | 1 | 1 | EA | 1 | Lighting Controls | [27 empty] | Other Lighting Controls | [242 empty] | <a href="https://assets.lutron.com/a/documents/032566.pdf" target="_blank">Installation Instructions</a> | [23 empty] | 20.000 DW |  |  | 2.2500 IN | [89 empty] | 1.000 EA | 1.000 EA | [35 empty] | No | [42 empty] | https://www.lutron.com/TechnicalDocumentLibrary/369773_ENG.pdf | [7 empty] | Shelf Stock | [39 empty] | 39122236 | [13 empty] | <a href="https://assets.lutron.com/a/documents/369-119_Wallbox_Warranty.pdf" target="_blank">Warranty Information</a> |  |  |  |  | 0.320 L | [14 empty] | 0 | 0 | 0 | 0 | Lighting Fixtures | 2021-07-09 12:35 | 2024-07-20 11:35 | 0000-00-00 00:00:00 | 2024-07-20 11:35 | 0000-00-00 00:00:00
1 | Lutron Electronics | WMS-B202-WH | 4460-10107 | 4460 | 10107 | Lutron Electronics | WMS-B202-WH.jpg | 784276284066 | TAA MAESTRO 2-CIR DT OCC SENS IN WHITE | TAA Maestro Dual Technology (Dual Tech), partial-on occupancy sensor switch, applies exclusive XCT Technology for minor and fine motion detection. Meets Title 24 requirements for multi-level lighting in white |  | 3.38 | 4.5 |  | WMS-B202-WH.jpg | http://grandbrass.xologic.com/vendors/4460/large/WMS-B202-WH.jpg | [47 empty] | 0 | 0 | 0 | [6 empty] | 0 | 1 | 1 | EA | 1 | Lighting Controls | [27 empty] | Other Lighting Controls | [242 empty] | <a href="https://assets.lutron.com/a/documents/032568.pdf" target="_blank">Installation Instructions</a> | [23 empty] | 20.000 DW |  |  | 2.2500 IN | [89 empty] | 1.000 EA | 1.000 EA | [35 empty] | No | [42 empty] | https://www.lutron.com/TechnicalDocumentLibrary/369773_ENG.pdf | [7 empty] | Shelf Stock | [39 empty] | 39122236 | [13 empty] | <a href="https://assets.lutron.com/a/documents/369-119_Wallbox_Warranty.pdf" target="_blank">Warranty Information</a> |  |  |  |  | 0.320 L | [14 empty] | 0 | 0 | 0 | 0 | Lighting Fixtures | 2021-07-09 12:35 | 2024-07-20 11:35 | 0000-00-00 00:00:00 | 2024-07-20 11:35 | 0000-00-00 00:00:00 | [6 empty] | White
4 | Lutron Electronics | FW-1-IV | 4460-10109 | 4460 | 10109 | Lutron Electronics | FW-1-IV.jpg | 27557024181 | FASSADA FASHION WALLPLATE, 1 GANG, IV | Fassada Single-gang wallplate in ivory |  | 3.1 | 0.2 |  | FW-1-IV.jpg | http://grandbrass.xologic.com/vendors/4460/large/FW-1-IV.jpg | [47 empty] | 0 | 0 | 0 | [6 empty] | 0 | 1 | 1 | EA | 1 | Lighting Controls |  |  | Fittings and Hardware |  | Electrical Hardware And Supplies |  | Wallplates | [20 empty] | Switch Plates | [242 empty] | <a href="https://assets.lutron.com/a/documents/0301690.pdf" target="_blank">Installation Instructions</a> | [23 empty] | 10.000 DW |  |  | 5.4000 IN | [89 empty] | 1.000 EA | 1.000 EA | [35 empty] | No | [42 empty] | https://assets.lutron.com/a/documents/spec%20guide%20volume%201%20with%20addendums.pdf#page=58 | [7 empty] | Shelf Stock | [39 empty] | 39121704 | [13 empty] | <a href="https://www.lutron.com/TechnicalDocumentLibrary/369-119_Wallbox_Warranty.pdf" target="_blank">Warranty Information</a> |  |  |  |  | 0.100 L | [14 empty] | 0 | 0 | 0 | 0 | Electrical | 2021-07-09 12:36 | 2024-07-20 11:30 | 0000-00-00 00:00:00 | 2025-11-29 02:00 | 0000-00-00 00:00:00 | [6 empty] | Ivory
1 | Lutron Electronics | QSWS2-GEN-M2 | 4460-10112 | 4460 | 10112 | Lutron Electronics | QSWS2-GEN-M2.jpg | 27557435949 | seeTouch QS wallstation Metal finish M2 | seeTouch QS wallstation Metal finish M2 |  | 5.3 | 3.9 |  | QSWS2-GEN-M2.jpg | http://grandbrass.xologic.com/vendors/4460/large/QSWS2-GEN-M2.jpg | [47 empty] | 0 | 0 | 0 | [6 empty] | 0 | 1 | 1 | EA | 1 | Lighting Controls | [27 empty] | Other Lighting Controls | [266 empty] | 75.000 DW |  |  | 5.3000 IN | [89 empty] | 1.000 EA | 1.000 EA | [35 empty] | No | [42 empty] | https://www.lutron.com/TechnicalDocumentLibrary/qswsSPANISH.pdf | [7 empty] | Shelf Stock | [39 empty] | 52161525 | [18 empty] | 0.500 L | [14 empty] | 0 | 0 | 0 | 0 | Lighting Fixtures | 2021-07-09 12:36 | 2024-07-20 11:30 | 0000-00-00 00:00:00 | 2024-07-20 11:30 | 0000-00-00 00:00:00
1 | Lutron Electronics | GK-WH | 4460-10113 | 4460 | 10113 | Lutron Electronics | GK-WH.jpg | 27557660044 | GLYDER REPLACEMENT WHITE KNOB | Lutron slide dimmer replacement knob in white |  | 5.75 | 0.75 |  | GK-WH.jpg | http://grandbrass.xologic.com/vendors/4460/large/GK-WH.jpg | [47 empty] | 0 | 0 | 0 | [6 empty] | 0 | 1 | 1 | EA | 1 | Specialty Items | [27 empty] | Lighting Accessories | [242 empty] | <a href="https://assets.lutron.com/a/documents/0301690.pdf" target="_blank">Installation Instructions</a> | [23 empty] | 10.000 DW |  |  | 3.8700 IN | [89 empty] | 1.000 EA | 1.000 EA | [35 empty] | No | [42 empty] | https://assets.lutron.com/a/documents/Glyder.pdf | [7 empty] | Shelf Stock | [39 empty] | 39122221 | [13 empty] | <a href="https://assets.lutron.com/a/documents/369-119_Wallbox_Warranty.pdf" target="_blank">Warranty Information</a> |  |  |  |  | 0.100 L | [14 empty] | 0 | 0 | 0 | 0 | Lighting Fixtures | 2021-07-09 12:36 | 2024-07-20 11:30 | 0000-00-00 00:00:00 | 2024-07-20 11:30 | 0000-00-00 00:00:00 | [6 empty] | White
1 | Lutron Electronics | PJ2-4B-TSW-P11 | 4460-10114 | 4460 | 10114 | Lutron Electronics | PJ2-4B-TSW-P11.jpg | 784276273817 | PICO 4B FAMILY RM SCENE SW | Pico Wireless Control, 4-button, 434 MHz, scene control of lights, family room engraving, in snow |  | 0.5 | 5.75 |  | PJ2-4B-TSW-P11.jpg | http://grandbrass.xologic.com/vendors/4460/large/PJ2-4B-TSW-P11.jpg | [47 empty] | 0 | 0 | 0 | [6 empty] | 0 | 1 | 1 | EA | 1 | Lighting Controls | [27 empty] | Other Lighting Controls | [242 empty] | <a href="https://assets.lutron.com/a/documents/041481.pdf" target="_blank">Installation Instructions</a> | [23 empty] | 2.000 DW |  |  | 3.8800 IN | [89 empty] | 1.000 EA | 1.000 EA | [35 empty] | No | [42 empty] | https://www.lutron.com/TechnicalDocumentLibrary/3691066_ENG.pdf | [7 empty] | Shelf Stock | [39 empty] | 52161525 | [13 empty] | <a href="https://www.lutron.com/TechnicalDocumentLibrary/369-119_Wallbox_Warranty.pdf" target="_blank">Warranty Information</a> |  |  |  |  | 0.050 L | [14 empty] | 0 | 0 | 0 | 0 | Lighting Fixtures | 2021-07-09 12:36 | 2024-07-20 11:30 | 0000-00-00 00:00:00 | 2024-07-20 11:30 | 0000-00-00 00:00:00
4 | Lutron Electronics | RCL-153PNLH-IV | 4460-10116 | 4460 | 10116 | Lutron Electronics | RCL-153PNL-IV.jpeg?w=1500 | 784276281393 | DALIA LED+ DIMMER IVORY CLAMSHELL | Dalia LED+ Dimmer, 120 V, Rotary Knob, UL1472 / CSA C22.2 184.1, NOM, Ivory, Clamshell |  | 3.9 | 6 | [50 empty] | 0 | 0 | 0 | [6 empty] | 0 | 1 | 1 | EA | 1 |  |  |  | Lamps, Bulbs, and Lighting Fixtures |  | Stage and Studio Lighting |  | Dimmers And Accessories | [263 empty] | <a href="https://assets.lutron.com/a/documents/0301951.pdf" target="_blank">Installation Instructions</a> | [23 empty] | 2.000 DW |  |  | 2.8700 IN | [89 empty] | 1.000 EA | 1.000 EA | [35 empty] | No | [42 empty] | https://www.lutron.com/TechnicalDocumentLibrary/3691145_ENG.pdf | [7 empty] | Shelf Stock | [39 empty] | 39112401 | [6 empty] | <a href="https://lutron.widen.net/content/2skanohnrd/mp4/Ecom_Dalia_Benefits.mp4?w=2048" target="_blank">Product Video Clip</a> | [6 empty] | <a href="https://assets.lutron.com/a/documents/369-119_Wallbox_Warranty.pdf" target="_blank">Warranty Information</a> |  |  |  |  | 0.280 L | [14 empty] | 0 | 0 | 0 | 0 | Electrical | 2021-07-09 12:36 | 2024-07-20 11:30 | 0000-00-00 00:00:00 | 2024-07-20 11:30 | 0000-00-00 00:00:00 | [6 empty] | Ivory
1 | Lutron Electronics | RCL-RK-WH | 4460-10117 | 4460 | 10117 | Lutron Electronics | Ecom_RCL-RK-WH.jpeg | 784276806343 | Dalia Replacement Rotary Knob, White | Lutron Dalia LED+ Replacement Rotary Knob, White |  | 3.75 | 5.88 |  | Ecom_RCL-RK-WH.jpeg | http://grandbrass.xologic.com/vendors/4460/large/Ecom_RCL-RK-WH.jpeg | [47 empty] | 0 | 0 | 0 | [6 empty] | 0 | 1 | 1 | EA | 1 | Specialty Items | [27 empty] | Lighting Accessories | [242 empty] | <a href="https://assets.lutron.com/a/documents/0301951.pdf" target="_blank">Installation Instructions</a> | [23 empty] | 2.000 DW |  |  | 0.7500 IN | [89 empty] | 1.000 EA | 1.000 EA | [35 empty] | No | [42 empty] | https://www.lutron.com/TechnicalDocumentLibrary/3691145_FRE.pdf | [7 empty] | Shelf Stock | [39 empty] | 39122221 | [6 empty] | <a href="https://youtu.be/3nHViYgPYsU" target="_blank">Product Video Clip</a> | [6 empty] | <a href="https://assets.lutron.com/a/documents/369-119_Wallbox_Warranty.pdf" target="_blank">Warranty Information</a> |  |  |  |  | 0.100 L | [14 empty] | 0 | 0 | 0 | 0 | Lighting Fixtures | 2021-07-09 12:36 | 2024-07-20 11:30 | 0000-00-00 00:00:00 | 2024-07-20 11:30 | 0000-00-00 00:00:00 | [6 empty] | White
1 | Lutron Electronics | DVSTV-453PH-WH | 4460-10118 | 4460 | 10118 | Lutron Electronics | DVSTV-453PH-WH | 784276230872 | DIVA 0-10V 450W CLAM | Diva 0-10 V Controls, 120 - 277V, Single Pole 3-way |  | 3.69 | 5.88 | [50 empty] | 0 | 0 | 0 | [6 empty] | 0 | 1 | 1 | EA | 1 | Lighting Controls | [27 empty] | Dimmers | [242 empty] | <a href="https://assets.lutron.com/a/documents/0301846_Instruction_Sheet.pdf" target="_blank">Installation Instructions</a> | [23 empty] | 10.000 DW |  |  | 2.5000 IN | [89 empty] | 1.000 EA | 1.000 EA | [35 empty] | No | [42 empty] | https://www.lutron.com/TechnicalDocumentLibrary/DivaSatinColors.pdf | [7 empty] | Shelf Stock | [39 empty] | 39122206 | [13 empty] | <a href="https://www.lutron.com/TechnicalDocumentLibrary/369-119_Wallbox_Warranty.pdf" target="_blank">Warranty Information</a> |  |  |  |  | 0.250 L | [14 empty] | 0 | 0 | 0 | 0 | Lighting Fixtures | 2021-07-09 12:36 | 2024-07-20 11:30 | 0000-00-00 00:00:00 | 2024-07-20 11:30 | 0000-00-00 00:00:00 | [6 empty] | White
1 | Lutron Electronics | WMS-A102-BL | 4460-10119 | 4460 | 10119 | Lutron Electronics | WMS-A102-BL.jpg | 784276283687 | TAA MSTRO 1CIR DT SNS OCC SNSOR IN BLACK | TAA Maestro Dual Technology (Dual Tech) occupancy sensor switch, applies exclusive XCT Technology for minor and fine motion detection in black |  | 3.38 | 4.5 |  | WMS-A102-BL.jpg | http://grandbrass.xologic.com/vendors/4460/large/WMS-A102-BL.jpg | [47 empty] | 0 | 0 | 0 | [6 empty] | 0 | 1 | 1 | EA | 1 | Lighting Controls | [27 empty] | Other Lighting Controls | [242 empty] | <a href="https://assets.lutron.com/a/documents/032565.pdf" target="_blank">Installation Instructions</a> | [23 empty] | 20.000 DW |  |  | 2.2500 IN | [89 empty] | 1.000 EA | 1.000 EA | [35 empty] | No | [42 empty] | https://www.lutron.com/TechnicalDocumentLibrary/369773_ENG.pdf | [7 empty] | Shelf Stock | [39 empty] | 39122236 | [13 empty] | <a href="https://assets.lutron.com/a/documents/369-119_Wallbox_Warranty.pdf" target="_blank">Warranty Information</a> |  |  |  |  | 0.320 L | [14 empty] | 0 | 0 | 0 | 0 | Lighting Fixtures | 2021-07-09 12:36 | 2024-07-20 11:30 | 0000-00-00 00:00:00 | 2024-07-20 11:30 | 0000-00-00 00:00:00 | [6 empty] | Black
1 | Lutron Electronics | WMS-A202-GR | 4460-10120 | 4460 | 10120 | Lutron Electronics | WMS-A202-GR.jpg | 784276283854 | TAA MSTRO 2CIR DT SENS NONEUT IN GRAY | TAA Maestro Dual Technology (Dual Tech), dual-circuit occupancy sensor switch, applies exclusive XCT Technology for minor and fine motion detection. Meets Title 24 requirements for multi-level lighting in gray |  | 3.38 | 4.5 |  | WMS-A202-GR.jpg | http://grandbrass.xologic.com/vendors/4460/large/WMS-A202-GR.jpg | [47 empty] | 0 | 0 | 0 | [6 empty] | 0 | 1 | 1 | EA | 1 | Lighting Controls | [27 empty] | Other Lighting Controls | [242 empty] | <a href="https://assets.lutron.com/a/documents/032567.pdf" target="_blank">Installation Instructions</a> | [23 empty] | 20.000 DW |  |  | 2.2500 IN | [89 empty] | 1.000 EA | 1.000 EA | [35 empty] | No | [42 empty] | https://www.lutron.com/TechnicalDocumentLibrary/369773_ENG.pdf | [7 empty] | Shelf Stock | [39 empty] | 39122236 | [13 empty] | <a href="https://assets.lutron.com/a/documents/369-119_Wallbox_Warranty.pdf" target="_blank">Warranty Information</a> |  |  |  |  | 0.320 L | [14 empty] | 0 | 0 | 0 | 0 | Lighting Fixtures | 2021-07-09 12:36 | 2024-07-20 11:30 | 0000-00-00 00:00:00 | 2024-07-20 11:30 | 0000-00-00 00:00:00 | [6 empty] | Gray
1 | Lutron Electronics | WMS-A202-BL | 4460-10121 | 4460 | 10121 | Lutron Electronics | WMS-A202-BL.jpg | 784276283861 | TAA MSTRO 2CIR DT SENS NONEUT IN BLACK | TAA Maestro Dual Technology (Dual Tech), dual-circuit occupancy sensor switch, applies exclusive XCT Technology for minor and fine motion detection. Meets Title 24 requirements for multi-level lighting in black |  | 3.38 | 4.5 |  | WMS-A202-BL.jpg | http://grandbrass.xologic.com/vendors/4460/large/WMS-A202-BL.jpg | [47 empty] | 0 | 0 | 0 | [6 empty] | 0 | 1 | 1 | EA | 1 | Lighting Controls | [27 empty] | Other Lighting Controls | [242 empty] | <a href="https://assets.lutron.com/a/documents/032567.pdf" target="_blank">Installation Instructions</a> | [23 empty] | 20.000 DW |  |  | 2.2500 IN | [89 empty] | 1.000 EA | 1.000 EA | [35 empty] | No | [42 empty] | https://www.lutron.com/TechnicalDocumentLibrary/369773_ENG.pdf | [7 empty] | Shelf Stock | [39 empty] | 39122236 | [13 empty] | <a href="https://assets.lutron.com/a/documents/369-119_Wallbox_Warranty.pdf" target="_blank">Warranty Information</a> |  |  |  |  | 0.320 L | [14 empty] | 0 | 0 | 0 | 0 | Lighting Fixtures | 2021-07-09 12:36 | 2024-07-20 11:30 | 0000-00-00 00:00:00 | 2024-07-20 11:30 | 0000-00-00 00:00:00 | [6 empty] | Black
1 | Lutron Electronics | WMS-B102-V-BL | 4460-10122 | 4460 | 10122 | Lutron Electronics | WMS-B102-V-BL.jpg | 784276284042 | TAA MAESTRO 1-CIR DT VAC SENS IN BLACK | TAA Maestro Dual Technology (Dual Tech) vacancy sensor switch, neutral connection required applies exclusive XCT Technology for minor and fine motion detection in black |  | 3.38 | 4.5 |  | WMS-B102-V-BL.jpg | http://grandbrass.xologic.com/vendors/4460/large/WMS-B102-V-BL.jpg | [47 empty] | 0 | 0 | 0 | [6 empty] | 0 | 1 | 1 | EA | 1 | Lighting Controls | [27 empty] | Other Lighting Controls | [242 empty] | <a href="https://assets.lutron.com/a/documents/032566.pdf" target="_blank">Installation Instructions</a> | [23 empty] | 20.000 DW |  |  | 2.2500 IN | [89 empty] | 1.000 EA | 1.000 EA | [35 empty] | No | [42 empty] | https://www.lutron.com/TechnicalDocumentLibrary/369773_ENG.pdf | [7 empty] | Shelf Stock | [39 empty] | 39122236 | [13 empty] | <a href="https://assets.lutron.com/a/documents/369-119_Wallbox_Warranty.pdf" target="_blank">Warranty Information</a> |  |  |  |  | 0.320 L | [14 empty] | 0 | 0 | 0 | 0 | Lighting Fixtures | 2021-07-09 12:36 | 2024-07-20 11:30 | 0000-00-00 00:00:00 | 2024-07-20 11:30 | 0000-00-00 00:00:00 | [6 empty] | Black
1 | Lutron Electronics | QSN-4A5-S | 4460-10123 | 4460 | 10123 | Lutron Electronics | QSN-4A5-S.jpg | 784276277686 | ESN PHASE ADAPTIVE SURFACE MNT | PRO LED+ Phase Adaptive Fixture Controller |  | 9.5 | 17.75 |  | QSN-4A5-S.jpg | http://grandbrass.xologic.com/vendors/4460/large/QSN-4A5-S.jpg | [47 empty] | 0 | 0 | 0 | [6 empty] | 0 | 1 | 1 | EA | 1 | Lighting Controls | [27 empty] | Other Lighting Controls | [242 empty] | <a href="https://assets.lutron.com/a/documents/032582.pdf" target="_blank">Installation Instructions</a> | [23 empty] | 80.000 DW |  |  | 16.5000 IN | [89 empty] | 1.000 EA | 1.000 EA | [35 empty] | No | [42 empty] | https://www.lutron.com/TechnicalDocumentLibrary/3691137_SPA.pdf | [7 empty] | Shelf Stock | [39 empty] | 32101670 | [13 empty] | <a href="https://assets.lutron.com/a/documents/043561.pdf" target="_blank">Warranty Information</a> |  |  |  |  | 9.050 L | [14 empty] | 0 | 0 | 0 | 0 | Lighting Fixtures | 2021-07-09 12:36 | 2024-07-20 11:35 | 0000-00-00 00:00:00 | 2024-07-20 11:35 | 0000-00-00 00:00:00
4 | Lutron Electronics | LTR-F15-TR-QB | 4460-10124 | 4460 | 10124 | Lutron Electronics | LTR-F15-TR-QB.jpg | 784276153645 | DUPLEX 15A TR RECEPTACLE QB | Duplex 15 A receptacle, tamper resistant, 125V/15A with faceplate in antique brass |  | 1.63 | 4.13 |  | LTR-F15-TR-QB.jpg | http://grandbrass.xologic.com/vendors/4460/large/LTR-F15-TR-QB.jpg | [47 empty] | 0 | 0 | 0 | [6 empty] | 0 | 1 | 1 | EA | 1 | Lighting Controls |  |  | Electrical Distribution Equipment |  | Receptacles |  | Electrical Receptacles | [20 empty] | Other Lighting Controls | [242 empty] | <a href="https://www.lutron.com/TechnicalDocumentLibrary/041546.pdf" target="_blank">Installation Instructions</a> | [23 empty] | 20.000 DW |  |  | 1.2500 IN | [89 empty] | 1.000 EA | 1.000 EA | [35 empty] | No | [42 empty] | https://www.lutron.com/TechnicalDocumentLibrary/369921.pdf | [7 empty] | Shelf Stock | [39 empty] | 39121406 | [13 empty] | <a href="https://www.lutron.com/TechnicalDocumentLibrary/369-119_Wallbox_Warranty.pdf" target="_blank">Warranty Information</a> |  |  |  |  | 0.250 L | [14 empty] | 0 | 0 | 0 | 0 | Electrical | 2021-07-09 12:36 | 2024-07-20 11:35 | 0000-00-00 00:00:00 | 2025-11-29 02:00 | 0000-00-00 00:00:00
1 | Lutron Electronics | WMS-B102-V-AL | 4460-10125 | 4460 | 10125 | Lutron Electronics | WMS-B102-V-AL.jpg | 784276284004 | TAA MAESTRO 1-CIR DT VAC SENS ALMOND | TAA Maestro Dual Technology (Dual Tech) vacancy sensor switch, neutral connection required applies exclusive XCT Technology for minor and fine motion detection in almond |  | 3.38 | 4.5 |  | WMS-B102-V-AL.jpg | http://grandbrass.xologic.com/vendors/4460/large/WMS-B102-V-AL.jpg | [47 empty] | 0 | 0 | 0 | [6 empty] | 0 | 1 | 1 | EA | 1 | Lighting Controls | [27 empty] | Other Lighting Controls | [242 empty] | <a href="https://assets.lutron.com/a/documents/032566.pdf" target="_blank">Installation Instructions</a> | [23 empty] | 20.000 DW |  |  | 2.2500 IN | [89 empty] | 1.000 EA | 1.000 EA | [35 empty] | No | [42 empty] | https://www.lutron.com/TechnicalDocumentLibrary/369773_ENG.pdf | [7 empty] | Shelf Stock | [39 empty] | 39122236 | [13 empty] | <a href="https://assets.lutron.com/a/documents/369-119_Wallbox_Warranty.pdf" target="_blank">Warranty Information</a> |  |  |  |  | 0.320 L | [14 empty] | 0 | 0 | 0 | 0 | Lighting Fixtures | 2021-07-09 12:37 | 2024-07-20 11:31 | 0000-00-00 00:00:00 | 2024-07-20 11:31 | 0000-00-00 00:00:00 | [6 empty] | Almond
1 | Lutron Electronics | SF-10P-AL-CSA | 4460-10129 | 4460 | 10129 | Lutron Electronics | SF-10P-AL.jpg | 27557708128 | SKYLARK FLUOR 120V1-10LP AL | Skylark Dimmer with On/Off Switch, Fluorescent or LED Dimming with 3-Wire Ballasts and Drivers, single-pole, preset, 120V/8A in almond, for Canada |  | 2.3 | 4.6 |  | SF-10P-AL.jpg | http://grandbrass.xologic.com/vendors/4460/large/SF-10P-AL.jpg | [47 empty] | 0 | 0 | 0 | [6 empty] | 0 | 1 | 1 | EA | 1 | Lighting Controls | [27 empty] | Dimmers | [242 empty] | <a href="https://assets.lutron.com/a/documents/032047c.pdf" target="_blank">Installation Instructions</a> | [23 empty] | 10.000 DW |  |  | 2.3000 IN | [89 empty] | 1.000 EA | 1.000 EA | [35 empty] | No | [42 empty] | https://www.lutron.com/technicaldocumentlibrary/spec%20guide%20volume%201%20with%20addendums.pdf#page=20 | [7 empty] | Shelf Stock | [39 empty] | 39122206 | [13 empty] | <a href="https://www.lutron.com/TechnicalDocumentLibrary/369-119_Wallbox_Warranty.pdf" target="_blank">Warranty Information</a> |  |  |  |  | 0.310 L | [14 empty] | 0 | 0 | 0 | 0 | Lighting Fixtures | 2021-07-09 12:38 | 2024-07-20 11:28 | 0000-00-00 00:00:00 | 2024-07-20 11:28 | 0000-00-00 00:00:00 | [6 empty] | Almond
4 | Lutron Electronics | QSH-CBL-M-500 | 4460-10133 | 4460 | 10133 | Lutron Electronics | QSH-CBL-M-500.jpg | 27557623803 | QS CTRL CBL MED 500FT | Lutron QS Control Cable, non-plenum, 500ft |  | 10.5 | 7 |  | QSH-CBL-M-500.jpg | http://grandbrass.xologic.com/vendors/4460/large/QSH-CBL-M-500.jpg | [47 empty] | 0 | 0 | 0 | [6 empty] | 0 | 1 | 1 | EA | 1 | Specialty Items |  |  | Wire And Cable |  | Electrical Cable |  | Coaxial Cable | [20 empty] | Cables | [242 empty] | <a href="https://assets.lutron.com/a/documents/QS%20Power%20Supply%20Wiring%20and%20Power%20Draw%20Unit%20Guidelines.pdf" target="_blank">Installation Instructions</a> | [23 empty] | 3.000 DW |  |  | 10.5000 IN | [89 empty] | 1.000 EA | 1.000 EA | [35 empty] | No | [42 empty] | https://www.lutron.com/TechnicalDocumentLibrary/Sivoia_QSH-CBL_QS_cable.pdf | [7 empty] | Shelf Stock | [39 empty] | 26121606 | [13 empty] | <a href="https://assets.lutron.com/a/documents/043561.pdf" target="_blank">Warranty Information</a> |  |  |  |  | 20.000 L | [14 empty] | 0 | 0 | 0 | 0 | Electrical | 2021-07-09 12:38 | 2024-07-20 11:28 | 0000-00-00 00:00:00 | 2025-11-29 02:00 | 0000-00-00 00:00:00
4 | Lutron Electronics | ULOS-CIR-450-WH | 4460-10134 | 4460 | 10134 | Lutron Electronics | ULOS-CIR-450-WH.jpg | 27557860079 | OCC SEN CEIL MNT INFRARED, 450FT, WH | BAA LOS Series CLNG-mount Occupancy Sensor, Passive infrared self-adaptive, White finish only, 20-24VDC in white, 450 FT coverage, 360 degree field of view |  | 5.7 | 2.8 |  | ULOS-CIR-450-WH.jpg | http://grandbrass.xologic.com/vendors/4460/large/ULOS-CIR-450-WH.jpg | [47 empty] | 0 | 0 | 0 | [6 empty] | 0 | 1 | 1 | EA | 1 | Lighting Controls |  |  | Testing And Measuring |  | Sensors |  | Occupant Sensor | [20 empty] | Sensors | [242 empty] | <a href="https://assets.lutron.com/a/documents/031260a.pdf" target="_blank">Installation Instructions</a> | [23 empty] | 25.000 DW |  |  | 7.0000 IN | [89 empty] | 1.000 EA | 1.000 EA | [35 empty] | No | [42 empty] | https://www.lutron.com/TechnicalDocumentLibrary/369656b(1).pdf | [7 empty] | Shelf Stock | [39 empty] | 41111961 | [13 empty] | <a href="https://assets.lutron.com/a/documents/369-119_Wallbox_Warranty.pdf" target="_blank">Warranty Information</a> |  |  |  |  | 0.500 L | [14 empty] | 0 | 0 | 0 | 0 | Electrical | 2021-07-09 12:38 | 2024-07-20 11:39 | 0000-00-00 00:00:00 | 2025-11-29 02:00 | 0000-00-00 00:00:00 | [6 empty] | White
4 | Lutron Electronics | ULOS-WDT-R-WH | 4460-10135 | 4460 | 10135 | Lutron Electronics | ULOS-WDT-R-WH.jpg | 27557860093 | OCC SEN WALL MT DUAL TECH, WH, BAA | BAA LOS Series Wall-mount Occupancy Sensor, Dual Technology self-adaptive with second output, White finish only, 20-24VDC |  | 2.9 | 5.7 |  | ULOS-WDT-R-WH.jpg | http://grandbrass.xologic.com/vendors/4460/large/ULOS-WDT-R-WH.jpg | [47 empty] | 0 | 0 | 0 | [6 empty] | 0 | 1 | 1 | EA | 1 | Lighting Controls |  |  | Testing And Measuring |  | Sensors |  | Occupant Sensor | [20 empty] | Sensors | [242 empty] | <a href="https://assets.lutron.com/a/documents/031259a.pdf" target="_blank">Installation Instructions</a> | [23 empty] | 25.000 DW |  |  | 7.1000 IN | [89 empty] | 1.000 EA | 1.000 EA | [35 empty] | No | [42 empty] | https://www.lutron.com/TechnicalDocumentLibrary/369752.pdf | [7 empty] | Shelf Stock | [39 empty] | 41111961 | [13 empty] | <a href="https://assets.lutron.com/a/documents/369-119_Wallbox_Warranty.pdf" target="_blank">Warranty Information</a> |  |  |  |  | 0.600 L | [14 empty] | 0 | 0 | 0 | 0 | Electrical | 2021-07-09 12:38 | 2024-07-20 11:39 | 0000-00-00 00:00:00 | 2025-11-29 02:00 | 0000-00-00 00:00:00 | [6 empty] | White
1 | Lutron Electronics | UPJ2-2BRL-WH-L01 | 4460-10136 | 4460 | 10136 | Lutron Electronics | Ecom_PJ2-2BRL-GWH-L01.jpeg | 784276226813 | BAA PICO 434 2BRL COMBO | Lutron 2-Button with Raise/Lower, Pico Smart Remote, with Light Icons - White - BAA Compliant |  | 2.25 | 4.5 |  | Ecom_PJ2-2BRL-GWH-L01.jpeg | http://grandbrass.xologic.com/vendors/4460/large/Ecom_PJ2-2BRL-GWH-L01.jpeg | [47 empty] | 0 | 0 | 0 | [6 empty] | 0 | 1 | 1 | EA | 1 | Lighting Controls | [27 empty] | Other Lighting Controls | [242 empty] | <a href="https://assets.lutron.com/a/documents/040429.pdf" target="_blank">Installation Instructions</a> | [23 empty] | 10.000 DW |  |  | 2.2500 IN | [89 empty] | 1.000 EA | 1.000 EA | [35 empty] | No | [42 empty] | https://www.lutron.com/TechnicalDocumentLibrary/369612.pdf | [7 empty] | Shelf Stock | [39 empty] | 52161525 | [6 empty] | <a href="https://lutron.widen.net/content/fomoe9knmc/mp4/Ecom_PicoBenefits_video.mp4" target="_blank">Product Video Clip</a> | [6 empty] | <a href="https://www.lutron.com/TechnicalDocumentLibrary/369-119_Wallbox_Warranty.pdf" target="_blank">Warranty Information</a> |  |  |  |  | 0.100 L | [14 empty] | 0 | 0 | 0 | 0 | Lighting Fixtures | 2021-07-09 12:38 | 2024-07-20 11:39 | 0000-00-00 00:00:00 | 2024-07-20 11:39 | 0000-00-00 00:00:00 | [6 empty] | White
1 | Lutron Electronics | P-BDG-PKG2WS-WH | 4460-10137 | 4460 | 10137 | Lutron Electronics | p-bdg-pkg2ws-wh | 784276283243 | CasÃ©ta Switch (2 count) Starter Kit | Lutron Caseta Deluxe Smart Switch Kit, Works with Alexa, Apple HomeKit, and the Google Assistant, White |  | 10.13 | 2.88 | [50 empty] | 0 | 0 | 0 | [6 empty] | 0 | 1 | 1 | EA | 1 | Lighting Controls | [27 empty] | Dimmers | [242 empty] | <a href="https://assets.lutron.com/a/documents/0301979.pdf" target="_blank">Installation Instructions</a> | [23 empty] | 2.000 DW |  |  | 5.5000 IN | [89 empty] | 1.000 EA | 1.000 EA | [35 empty] | No | [42 empty] | https://www.lutron.com/TechnicalDocumentLibrary/369816_Smart_Bridge_Pro_Spec.pdf | [7 empty] | Shelf Stock | [39 empty] | 39122206 | [6 empty] | <a href="https://lutron.widen.net/content/dsiex7hr8w/original/Ecom_CasetaGeneral_benefitsvideo.mp4" target="_blank">Product Video Clip</a> | [6 empty] | <a href="https://assets.lutron.com/a/documents/369-119_Wallbox_Warranty.pdf" target="_blank">Warranty Information</a> |  |  |  |  | 1.250 L | [14 empty] | 0 | 0 | 0 | 0 | Lighting Fixtures | 2021-07-09 12:38 | 2024-07-20 11:39 | 0000-00-00 00:00:00 | 2024-07-20 11:39 | 0000-00-00 00:00:00 | [6 empty] | White
1 | Lutron Electronics | RCL-RK-LA | 4460-10138 | 4460 | 10138 | Lutron Electronics | RCL-RK-LA.jpg | 784276806350 | Dalia Replacement Rotary Knob Lt Almond | Lutron Dalia LED+ Replacement Rotary Knob, Light Almond |  | 3.75 | 5.88 |  | RCL-RK-LA.jpg | http://grandbrass.xologic.com/vendors/4460/large/RCL-RK-LA.jpg | [47 empty] | 0 | 0 | 0 | [6 empty] | 0 | 1 | 1 | EA | 1 | Specialty Items | [27 empty] | Lighting Accessories | [242 empty] | <a href="https://assets.lutron.com/a/documents/0301951.pdf" target="_blank">Installation Instructions</a> | [23 empty] | 2.000 DW |  |  | 0.7500 IN | [89 empty] | 1.000 EA | 1.000 EA | [35 empty] | No | [42 empty] | https://www.lutron.com/TechnicalDocumentLibrary/3691145_ENG.pdf | [7 empty] | Shelf Stock | [39 empty] | 39122221 | [6 empty] | <a href="https://youtu.be/3nHViYgPYsU" target="_blank">Product Video Clip</a> | [6 empty] | <a href="https://assets.lutron.com/a/documents/369-119_Wallbox_Warranty.pdf" target="_blank">Warranty Information</a> |  |  |  |  | 0.100 L | [14 empty] | 0 | 0 | 0 | 0 | Lighting Fixtures | 2021-07-09 12:38 | 2024-07-20 11:39 | 0000-00-00 00:00:00 | 2024-07-20 11:39 | 0000-00-00 00:00:00
1 | Lutron Electronics | WMS-A202-BTBU | 4460-10139 | 4460 | 10139 | Lutron Electronics | WMS-A202-BTBU.jpg | 784276283816 | TAA MSTRO 2CIR DT SENS NONEUT BULK BLACK | TAA Maestro Dual Technology (Dual Tech), dual-circuit occupancy sensor switch, applies exclusive XCT Technology for minor and fine motion detection. Meets Title 24 requirements for multi-level lighting in black, bulk packaging |  | 3.38 | 4.5 |  | WMS-A202-BTBU.jpg | http://grandbrass.xologic.com/vendors/4460/large/WMS-A202-BTBU.jpg | [47 empty] | 0 | 0 | 0 | [6 empty] | 0 | 1 | 1 | EA | 1 | Lighting Controls | [27 empty] | Other Lighting Controls | [242 empty] | <a href="https://assets.lutron.com/a/documents/032567.pdf" target="_blank">Installation Instructions</a> | [23 empty] | 20.000 DW |  |  | 2.2500 IN | [89 empty] | 1.000 EA | 1.000 EA | [35 empty] | No | [42 empty] | https://www.lutron.com/TechnicalDocumentLibrary/369773_ENG.pdf | [7 empty] | Shelf Stock | [39 empty] | 39122236 | [13 empty] | <a href="https://assets.lutron.com/a/documents/369-119_Wallbox_Warranty.pdf" target="_blank">Warranty Information</a> |  |  |  |  | 0.320 L | [14 empty] | 0 | 0 | 0 | 0 | Lighting Fixtures | 2021-07-09 12:38 | 2024-07-20 11:39 | 0000-00-00 00:00:00 | 2024-07-20 11:39 | 0000-00-00 00:00:00
1 | Lutron Electronics | WMS-B102-AL | 4460-10140 | 4460 | 10140 | Lutron Electronics | WMS-B102-AL.jpg | 784276283915 | TAA MAESTRO 1-CIR DT OCC SENS IN ALMOND | TAA Maestro Dual Technology (Dual Tech) occupancy sensor switch, neutral connection required applies exclusive XCT Technology for minor and fine motion detection in almond |  | 3.38 | 4.5 |  | WMS-B102-AL.jpg | http://grandbrass.xologic.com/vendors/4460/large/WMS-B102-AL.jpg | [47 empty] | 0 | 0 | 0 | [6 empty] | 0 | 1 | 1 | EA | 1 | Lighting Controls | [27 empty] | Other Lighting Controls | [242 empty] | <a href="https://assets.lutron.com/a/documents/032566.pdf" target="_blank">Installation Instructions</a> | [23 empty] | 20.000 DW |  |  | 2.2500 IN | [89 empty] | 1.000 EA | 1.000 EA | [35 empty] | No | [42 empty] | https://www.lutron.com/TechnicalDocumentLibrary/369773_ENG.pdf | [7 empty] | Shelf Stock | [39 empty] | 39122236 | [13 empty] | <a href="https://assets.lutron.com/a/documents/369-119_Wallbox_Warranty.pdf" target="_blank">Warranty Information</a> |  |  |  |  | 0.320 L | [14 empty] | 0 | 0 | 0 | 0 | Lighting Fixtures | 2021-07-09 12:38 | 2024-07-20 11:39 | 0000-00-00 00:00:00 | 2024-07-20 11:39 | 0000-00-00 00:00:00 | [6 empty] | Almond
1 | Lutron Electronics | SF-10P-LA-CSA | 4460-10142 | 4460 | 10142 | Lutron Electronics | SF-10P-LA.jpg | 27557549714 | SKYLARK FLUOR 120V 1-10LP - LT ALMOND | Skylark Dimmer with On/Off Switch, Fluorescent or LED Dimming with 3-Wire Ballasts and Drivers, single-pole, preset, 120V/8A in light almond, for Canada |  | 2.3 | 4.6 |  | SF-10P-LA.jpg | http://grandbrass.xologic.com/vendors/4460/large/SF-10P-LA.jpg | [47 empty] | 0 | 0 | 0 | [6 empty] | 0 | 1 | 1 | EA | 1 | Lighting Controls | [27 empty] | Dimmers | [242 empty] | <a href="https://assets.lutron.com/a/documents/032047c.pdf" target="_blank">Installation Instructions</a> | [23 empty] | 10.000 DW |  |  | 2.3000 IN | [89 empty] | 1.000 EA | 1.000 EA | [35 empty] | No | [42 empty] | https://www.lutron.com/technicaldocumentlibrary/spec%20guide%20volume%201%20with%20addendums.pdf#page=20 | [7 empty] | Shelf Stock | [39 empty] | 39122206 | [13 empty] | <a href="https://www.lutron.com/TechnicalDocumentLibrary/369-119_Wallbox_Warranty.pdf" target="_blank">Warranty Information</a> |  |  |  |  | 0.310 L | [14 empty] | 0 | 0 | 0 | 0 | Lighting Fixtures | 2021-07-09 12:38 | 2024-07-20 11:22 | 0000-00-00 00:00:00 | 2024-07-20 11:22 | 0000-00-00 00:00:00
1 | Lutron Electronics | DVCL-153P-WH-2-C | 4460-10143 | 4460 | 10143 | Lutron Electronics | Ecom_DVCL-153P-WH_NoWallplate.jpeg | 784276272872 | DIVA CL 2 P | Diva LED+ Dimmer - Gloss Finish, LED+, Incandescent/Halogen, 3-way/single-pole, 150W LED+ or 600W inc/hal in white for Canada |  | 5.88 | 5.5 |  | Ecom_DVCL-153P-WH_NoWallplate.jpeg | http://grandbrass.xologic.com/vendors/4460/large/Ecom_DVCL-153P-WH_NoWallplate.jpeg | [47 empty] | 0 | 0 | 0 | [6 empty] | 0 | 1 | 1 | EA | 1 | Lighting Controls | [27 empty] | Dimmers | [242 empty] | <a href="https://www.lutron.com/TechnicalDocumentLibrary/0301882.pdf" target="_blank">Installation Instructions</a> | [23 empty] | 5.000 DW |  |  | 2.3800 IN | [89 empty] | 1.000 EA | 1.000 EA | [35 empty] | No | [42 empty] | https://www.lutron.com/TechnicalDocumentLibrary/369682.pdf | [7 empty] | Shelf Stock | [39 empty] | 39122206 | [13 empty] | <a href="https://www.lutron.com/TechnicalDocumentLibrary/369-119_Wallbox_Warranty.pdf" target="_blank">Warranty Information</a> |  |  |  |  | 0.500 L | [14 empty] | 0 | 0 | 0 | 0 | Lighting Fixtures | 2021-07-09 12:38 | 2024-07-20 11:35 | 0000-00-00 00:00:00 | 2024-07-20 11:35 | 0000-00-00 00:00:00 | [6 empty] | White
4 | Lutron Electronics | ULOS-CDT-2000RWH | 4460-10144 | 4460 | 10144 | Lutron Electronics | ULOS-CDT-2000RWH.jpg | 27557859967 | OCC SEN CEIL MT DUAL TECH, 2000FT, WH | Dual technology ceiling mount sensor, white, 2000 sq ft, 360 deg field of view, with isolated relay |  | 5.7 | 2.9 |  | ULOS-CDT-2000RWH.jpg | http://grandbrass.xologic.com/vendors/4460/large/ULOS-CDT-2000RWH.jpg | [47 empty] | 0 | 0 | 0 | [6 empty] | 0 | 1 | 1 | EA | 1 | Lighting Controls |  |  | Testing And Measuring |  | Sensors |  | Occupant Sensor | [20 empty] | Sensors | [242 empty] | <a href="https://assets.lutron.com/a/documents/031260a.pdf" target="_blank">Installation Instructions</a> | [23 empty] | 25.000 DW |  |  | 7.1000 IN | [89 empty] | 1.000 EA | 1.000 EA | [35 empty] | No | [42 empty] | https://www.lutron.com/TechnicalDocumentLibrary/369652b.pdf | [7 empty] | Shelf Stock | [39 empty] | 41111961 | [13 empty] | <a href="https://assets.lutron.com/a/documents/369-119_Wallbox_Warranty.pdf" target="_blank">Warranty Information</a> |  |  |  |  | 0.550 L | [14 empty] | 0 | 0 | 0 | 0 | Electrical | 2021-07-09 12:38 | 2024-07-20 11:22 | 0000-00-00 00:00:00 | 2025-11-29 02:00 | 0000-00-00 00:00:00
1 | Lutron Electronics | ULRF2-VWLB-P-WH | 4460-10145 | 4460 | 10145 | Lutron Electronics | ULRF2-VWLB-P-WH.jpg | 27557981309 | LUTRON BAA WALL VAC | BAA Radio Powr Savr battery-powered wireless, passive infrared, 180 degree wall-mount, vacancy sensor, white |  | 2.3 | 4.5 |  | ULRF2-VWLB-P-WH.jpg | http://grandbrass.xologic.com/vendors/4460/large/ULRF2-VWLB-P-WH.jpg | [47 empty] | 0 | 0 | 0 | [6 empty] | 0 | 1 | 1 | EA | 1 | Lighting Controls | [27 empty] | Other Lighting Controls | [242 empty] | <a href="https://assets.lutron.com/a/documents/041750.pdf" target="_blank">Installation Instructions</a> | [23 empty] | 60.000 DW |  |  | 2.3000 IN | [89 empty] | 1.000 EA | 1.000 EA | [35 empty] | No | [42 empty] | https://www.lutron.com/TechnicalDocumentLibrary/Spec_Sheet_369481a_ENG.pdf | [7 empty] | Shelf Stock | [39 empty] | 39122230 | [13 empty] | <a href="https://assets.lutron.com/a/documents/043561.pdf" target="_blank">Warranty Information</a> |  |  |  |  | 0.200 L | [14 empty] | 0 | 0 | 0 | 0 | Lighting Fixtures | 2021-07-09 12:38 | 2024-07-20 11:22 | 0000-00-00 00:00:00 | 2024-07-20 11:22 | 0000-00-00 00:00:00 | [6 empty] | White
4 | Lutron Electronics | UPP-DV | 4460-10146 | 4460 | 10146 | Lutron Electronics | UPP-DV.jpg | 784276038621 | BAA DV POWER PACK, 50/60Hz | BAA Compliant DV Power Pack, 50/60Hz |  | 4.5 | 2.5 |  | UPP-DV.jpg | http://grandbrass.xologic.com/vendors/4460/large/UPP-DV.jpg | [47 empty] | 0 | 0 | 0 | [6 empty] | 0 | 1 | 1 | EA | 1 | Specialty Items |  |  | Electrical Distribution Equipment |  | General Power Distribution |  | Power Supply Units | [20 empty] | Other Specialty Items | [242 empty] | <a href="https://assets.lutron.com/a/documents/031381.pdf" target="_blank">Installation Instructions</a> | [23 empty] | 10.000 DW |  |  | 3.4000 IN | [89 empty] | 1.000 EA | 1.000 EA | [35 empty] | No | [42 empty] | https://www.lutron.com/TechnicalDocumentLibrary/369544_Eng.pdf | [7 empty] | Shelf Stock | [39 empty] | 39121004 | [13 empty] | <a href="https://assets.lutron.com/a/documents/3601201A_Commercial_Limited_Warranty.pdf" target="_blank">Warranty Information</a> |  |  |  |  | 1.000 L | [14 empty] | 0 | 0 | 0 | 0 | Electrical | 2021-07-09 12:38 | 2024-07-20 11:26 | 0000-00-00 00:00:00 | 2025-11-29 02:00 | 0000-00-00 00:00:00
1 | Lutron Electronics | WMS-A102-V-BL | 4460-10147 | 4460 | 10147 | Lutron Electronics | WMS-A102-V-BL.jpg | 784276283779 | TAA MSTRO 1CIR DT SNS VAC SNSOR IN BLACK | TAA Maestro Dual Technology (Dual Tech) vacancy sensor switch, applies exclusive XCT Technology for minor and fine motion detection in black |  | 3.38 | 4.5 |  | WMS-A102-V-BL.jpg | http://grandbrass.xologic.com/vendors/4460/large/WMS-A102-V-BL.jpg | [47 empty] | 0 | 0 | 0 | [6 empty] | 0 | 1 | 1 | EA | 1 | Lighting Controls | [27 empty] | Other Lighting Controls | [242 empty] | <a href="https://assets.lutron.com/a/documents/032565.pdf" target="_blank">Installation Instructions</a> | [23 empty] | 20.000 DW |  |  | 2.2500 IN | [89 empty] | 1.000 EA | 1.000 EA | [35 empty] | No | [42 empty] | https://www.lutron.com/TechnicalDocumentLibrary/369773_ENG.pdf | [7 empty] | Shelf Stock | [39 empty] | 39122236 | [13 empty] | <a href="https://assets.lutron.com/a/documents/369-119_Wallbox_Warranty.pdf" target="_blank">Warranty Information</a> |  |  |  |  | 0.320 L | [14 empty] | 0 | 0 | 0 | 0 | Lighting Fixtures | 2021-07-09 12:38 | 2024-07-20 11:22 | 0000-00-00 00:00:00 | 2024-07-20 11:22 | 0000-00-00 00:00:00 | [6 empty] | Black
1 | Lutron Electronics | WMS-B102-BL | 4460-10148 | 4460 | 10148 | Lutron Electronics | WMS-B102-BL.jpg | 784276283953 | TAA MAESTRO 1-CIR DT OCC SENS IN BLACK | TAA Maestro Dual Technology (Dual Tech) occupancy sensor switch, neutral connection required applies exclusive XCT Technology for minor and fine motion detection in black |  | 3.38 | 4.5 |  | WMS-B102-BL.jpg | http://grandbrass.xologic.com/vendors/4460/large/WMS-B102-BL.jpg | [47 empty] | 0 | 0 | 0 | [6 empty] | 0 | 1 | 1 | EA | 1 | Lighting Controls | [27 empty] | Other Lighting Controls | [242 empty] | <a href="https://assets.lutron.com/a/documents/032566.pdf" target="_blank">Installation Instructions</a> | [23 empty] | 20.000 DW |  |  | 2.2500 IN | [89 empty] | 1.000 EA | 1.000 EA | [35 empty] | No | [42 empty] | https://www.lutron.com/TechnicalDocumentLibrary/369773_ENG.pdf | [7 empty] | Shelf Stock | [39 empty] | 39122236 | [13 empty] | <a href="https://assets.lutron.com/a/documents/369-119_Wallbox_Warranty.pdf" target="_blank">Warranty Information</a> |  |  |  |  | 0.320 L | [14 empty] | 0 | 0 | 0 | 0 | Lighting Fixtures | 2021-07-09 12:38 | 2024-07-20 11:22 | 0000-00-00 00:00:00 | 2024-07-20 11:22 | 0000-00-00 00:00:00 | [6 empty] | Black
1 | Lutron Electronics | WMS-B202-GR | 4460-10149 | 4460 | 10149 | Lutron Electronics | WMS-B202-GR.jpg | 784276284127 | TAA MAESTRO 2-CIR DT OCC SENS IN GRAY | TAA Maestro Dual Technology (Dual Tech), partial-on occupancy sensor switch, applies exclusive XCT Technology for minor and fine motion detection. Meets Title 24 requirements for multi-level lighting in gray |  | 3.38 | 4.5 |  | WMS-B202-GR.jpg | http://grandbrass.xologic.com/vendors/4460/large/WMS-B202-GR.jpg | [47 empty] | 0 | 0 | 0 | [6 empty] | 0 | 1 | 1 | EA | 1 | Lighting Controls | [27 empty] | Other Lighting Controls | [242 empty] | <a href="https://assets.lutron.com/a/documents/032568.pdf" target="_blank">Installation Instructions</a> | [23 empty] | 20.000 DW |  |  | 2.2500 IN | [89 empty] | 1.000 EA | 1.000 EA | [35 empty] | No | [42 empty] | https://www.lutron.com/TechnicalDocumentLibrary/369773_ENG.pdf | [7 empty] | Shelf Stock | [39 empty] | 39122236 | [13 empty] | <a href="https://assets.lutron.com/a/documents/369-119_Wallbox_Warranty.pdf" target="_blank">Warranty Information</a> |  |  |  |  | 0.320 L | [14 empty] | 0 | 0 | 0 | 0 | Lighting Fixtures | 2021-07-09 12:38 | 2024-07-20 11:22 | 0000-00-00 00:00:00 | 2024-07-20 11:22 | 0000-00-00 00:00:00 | [6 empty] | Gray
4 | Lutron Electronics | SR-3BI-WH-E00 | 4460-10150 | 4460 | 10150 | Lutron Electronics | HQWA-W3BN-WH.jpg | 27557213295 | SR FCPLT KIT 3 BUTTON INSERT | seeTouch faceplate kit, 3 button, insert, white, unengraved |  | 8.9 | 1.4 |  | HQWA-W3BN-WH.jpg | http://grandbrass.xologic.com/vendors/4460/large/HQWA-W3BN-WH.jpg | [47 empty] | 0 | 0 | 0 | [6 empty] | 0 | 1 | 1 | EA | 1 | Lighting Controls |  |  | Electrical Distribution Equipment |  | Distribution and Control Centers |  | Lighting Control Systems | [20 empty] | Other Lighting Controls | [242 empty] | <a href="https://assets.lutron.com/a/documents/030731a.pdf" target="_blank">Installation Instructions</a> | [23 empty] | 10.000 DW |  |  | 6.1000 IN | [89 empty] | 1.000 EA | 1.000 EA | [35 empty] | No | [42 empty] | https://www.lutron.com/TechnicalDocumentLibrary/so-3b.pdf | [7 empty] | Shelf Stock | [39 empty] | 39121107 | [13 empty] | <a href="https://assets.lutron.com/a/documents/3601201A_Commercial_Limited_Warranty.pdf" target="_blank">Warranty Information</a> |  |  |  |  | 0.250 L | [14 empty] | 0 | 0 | 0 | 0 | Electrical | 2021-07-09 12:39 | 2024-07-20 11:40 | 0000-00-00 00:00:00 | 2025-11-29 02:00 | 0000-00-00 00:00:00 | [6 empty] | White
1 | Lutron Electronics | SF-10P-BR-CSA | 4460-10153 | 4460 | 10153 | Lutron Electronics | SF-10P-BR.jpg | 27557683548 | SKYLARK FLUOR 120V 1-10LP BROWN | Skylark Dimmer with On/Off Switch, Fluorescent or LED Dimming with 3-Wire Ballasts and Drivers, single-pole, preset, 120V/8A in brown, for Canada |  | 2.3 | 4.6 |  | SF-10P-BR.jpg | http://grandbrass.xologic.com/vendors/4460/large/SF-10P-BR.jpg | [47 empty] | 0 | 0 | 0 | [6 empty] | 0 | 1 | 1 | EA | 1 | Lighting Controls | [27 empty] | Dimmers | [242 empty] | <a href="https://assets.lutron.com/a/documents/032047c.pdf" target="_blank">Installation Instructions</a> | [23 empty] | 10.000 DW |  |  | 2.3000 IN | [89 empty] | 1.000 EA | 1.000 EA | [35 empty] | No | [42 empty] | https://www.lutron.com/technicaldocumentlibrary/spec%20guide%20volume%201%20with%20addendums.pdf#page=20 | [7 empty] | Shelf Stock | [39 empty] | 39122206 | [13 empty] | <a href="https://www.lutron.com/TechnicalDocumentLibrary/369-119_Wallbox_Warranty.pdf" target="_blank">Warranty Information</a> |  |  |  |  | 0.310 L | [14 empty] | 0 | 0 | 0 | 0 | Lighting Fixtures | 2021-07-09 12:39 | 2024-07-20 11:40 | 0000-00-00 00:00:00 | 2024-07-20 11:40 | 0000-00-00 00:00:00 | [6 empty] | Brown
4 | Lutron Electronics | N-SS-NFB-WH | 4460-10154 | 4460 | 10154 | Lutron Electronics | N-SS-NFB-WH.jpg | 27557717236 | 355-024 SM,SM N.F.B. | Nova Accessory, Wallplate Kit, Two gang, small (no fin sections removed) in white |  | 4.6 | 0.4 |  | N-SS-NFB-WH.jpg | http://grandbrass.xologic.com/vendors/4460/large/N-SS-NFB-WH.jpg | [47 empty] | 0 | 0 | 0 | [6 empty] | 0 | 1 | 1 | EA | 1 | Lighting Controls |  |  | Fittings and Hardware |  | Electrical Hardware And Supplies |  | Wallplates | [20 empty] | Switch Plates | [242 empty] | <a href="https://assets.lutron.com/a/documents/030825E.pdf" target="_blank">Installation Instructions</a> | [23 empty] | 10.000 DW |  |  | 2.4000 IN | [89 empty] | 1.000 EA | 1.000 EA | [35 empty] | No | [42 empty] | https://assets.lutron.com/a/documents/3682811b_Volume%201%20Addendum-Wallplates.pdf | [7 empty] | Shelf Stock | [39 empty] | 39121704 | [13 empty] | <a href="https://www.lutron.com/TechnicalDocumentLibrary/369-119_Wallbox_Warranty.pdf" target="_blank">Warranty Information</a> |  |  |  |  | 0.050 L | [14 empty] | 0 | 0 | 0 | 0 | Electrical | 2021-07-09 12:39 | 2024-07-20 11:40 | 0000-00-00 00:00:00 | 2025-11-29 02:00 | 0000-00-00 00:00:00 | [6 empty] | Stainless Steel
4 | Lutron Electronics | QSH-CBLP-M-500 | 4460-10157 | 4460 | 10157 | Lutron Electronics | QSH-CBLP-M-500.jpg | 27557623810 | QS CTRL CBLP MED 500FT | Lutron QS Control Cable, plenum, 500ft |  |  |  |  | QSH-CBLP-M-500.jpg | http://grandbrass.xologic.com/vendors/4460/large/QSH-CBLP-M-500.jpg | [47 empty] | 0 | 0 | 0 | [6 empty] | 0 | 1 | 1 | EA | 1 | Specialty Items |  |  | Wire And Cable |  | Electrical Cable |  | Coaxial Cable | [20 empty] | Cables | [242 empty] | <a href="https://assets.lutron.com/a/documents/QS%20Power%20Supply%20Wiring%20and%20Power%20Draw%20Unit%20Guidelines.pdf" target="_blank">Installation Instructions</a> | [23 empty] | 3.000 DW | [92 empty] | 1.000 EA | 1.000 EA | [35 empty] | No | [42 empty] | https://www.lutron.com/TechnicalDocumentLibrary/Sivoia_QSH-CBL_QS_cable.pdf | [7 empty] | Shelf Stock | [39 empty] | 26121606 | [13 empty] | <a href="https://assets.lutron.com/a/documents/043561.pdf" target="_blank">Warranty Information</a> |  |  |  |  | 22.000 L | [14 empty] | 0 | 0 | 0 | 0 | Electrical | 2021-07-09 12:39 | 2024-07-20 11:40 | 0000-00-00 00:00:00 | 2025-11-29 02:00 | 0000-00-00 00:00:00
4 | Lutron Electronics | ULOS-CDT-500R-WH | 4460-10158 | 4460 | 10158 | Lutron Electronics | ULOS-CDT-500R-WH.jpg | 27557860024 | OCC SEN CEIL MT DUAL TECH, 500FT, WH | BAA LOS Series CLNG-mount Occupancy Sensor, Dual Technology self-adaptive with additional contact closure output, relay module option, 20-24VDC, 500 FT coverage, 180 degree field of view in white |  | 2.9 | 5.8 |  | ULOS-CDT-500R-WH.jpg | http://grandbrass.xologic.com/vendors/4460/large/ULOS-CDT-500R-WH.jpg | [47 empty] | 0 | 0 | 0 | [6 empty] | 0 | 1 | 1 | EA | 1 | Lighting Controls |  |  | Testing And Measuring |  | Sensors |  | Occupant Sensor | [20 empty] | Sensors | [242 empty] | <a href="https://assets.lutron.com/a/documents/031260a.pdf" target="_blank">Installation Instructions</a> | [23 empty] | 25.000 DW |  |  | 7.0000 IN | [89 empty] | 1.000 EA | 1.000 EA | [35 empty] | No | [42 empty] | https://www.lutron.com/TechnicalDocumentLibrary/369652b.pdf | [7 empty] | Shelf Stock | [39 empty] | 41111961 | [13 empty] | <a href="https://assets.lutron.com/a/documents/369-119_Wallbox_Warranty.pdf" target="_blank">Warranty Information</a> |  |  |  |  | 0.550 L | [14 empty] | 0 | 0 | 0 | 0 | Electrical | 2021-07-09 12:39 | 2024-07-20 11:40 | 0000-00-00 00:00:00 | 2025-11-29 02:00 | 0000-00-00 00:00:00 | [6 empty] | White
4 | Lutron Electronics | ULOS-CUS-2000-WH | 4460-10159 | 4460 | 10159 | Lutron Electronics | ULOS-CUS-2000-WH.jpg | 27557860031 | OCCUPANCY SEN CEILING MNT, 2000FT, WH | BAA LOS Series CLNG-mount Occupancy Sensor, Ultrasonic self-adaptive, 20-24VDC, 2000 FT coverage, 360 degree field of view in white |  | 2.9 | 7 |  | ULOS-CUS-2000-WH.jpg | http://grandbrass.xologic.com/vendors/4460/large/ULOS-CUS-2000-WH.jpg | [47 empty] | 0 | 0 | 0 | [6 empty] | 0 | 1 | 1 | EA | 1 | Lighting Controls |  |  | Testing And Measuring |  | Sensors |  | Occupant Sensor | [20 empty] | Sensors | [242 empty] | <a href="https://assets.lutron.com/a/documents/031260a.pdf" target="_blank">Installation Instructions</a> | [23 empty] | 25.000 DW |  |  | 5.7000 IN | [89 empty] | 1.000 EA | 1.000 EA | [35 empty] | No | [42 empty] | https://www.lutron.com/TechnicalDocumentLibrary/369651.pdf | [7 empty] | Shelf Stock | [39 empty] | 41111961 | [13 empty] | <a href="https://assets.lutron.com/a/documents/369-119_Wallbox_Warranty.pdf" target="_blank">Warranty Information</a> |  |  |  |  | 0.550 L | [14 empty] | 0 | 0 | 0 | 0 | Electrical | 2021-07-09 12:39 | 2024-07-20 11:40 | 0000-00-00 00:00:00 | 2025-11-29 02:00 | 0000-00-00 00:00:00 | [6 empty] | White
1 | Lutron Electronics | UMRF2S-6ND120-WH | 4460-10160 | 4460 | 10160 | Lutron Electronics | UMRF2S-6ND120-WH.jpg | 784276150217 | MRF2 600W NEUTRAL WIRE | BAA Maestro, 600 W/600 VA Spec-Grade Neutral Wire Dimmer, 120 V, 150 W CFL/LED Dimmer, White |  | 7.75 | 5.25 |  | UMRF2S-6ND120-WH.jpg | http://grandbrass.xologic.com/vendors/4460/large/UMRF2S-6ND120-WH.jpg | [47 empty] | 0 | 0 | 0 | [6 empty] | 0 | 1 | 1 | EA | 1 | Lighting Controls | [27 empty] | Other Lighting Controls | [242 empty] | <a href="https://assets.lutron.com/a/documents/0301325.pdf" target="_blank">Installation Instructions</a> | [23 empty] | 25.000 DW |  |  | 14.0000 IN | [89 empty] | 1.000 EA | 1.000 EA | [35 empty] | No | [42 empty] | https://www.lutron.com/TechnicalDocumentLibrary/369904_ENG.pdf | [7 empty] | Shelf Stock | [39 empty] | 39122220 | [13 empty] | <a href="https://assets.lutron.com/a/documents/3601201A_Commercial_Limited_Warranty.pdf" target="_blank">Warranty Information</a> |  |  |  |  | 3.100 L | [14 empty] | 0 | 0 | 0 | 0 | Lighting Fixtures | 2021-07-09 12:39 | 2024-07-20 11:40 | 0000-00-00 00:00:00 | 2024-07-20 11:40 | 0000-00-00 00:00:00 | [6 empty] | White
1 | Lutron Electronics | PJ2-4B-TSW-P12 | 4460-10161 | 4460 | 10161 | Lutron Electronics | PJ2-4B-TSW-P12.jpg | 784276273824 | PICO 4B KITCHEN SCENE SW | Pico Wireless Control, 4-button, 434 MHz, scene control of lights, kitchen engraving, in snow |  | 0.5 | 5.75 |  | PJ2-4B-TSW-P12.jpg | http://grandbrass.xologic.com/vendors/4460/large/PJ2-4B-TSW-P12.jpg | [47 empty] | 0 | 0 | 0 | [6 empty] | 0 | 1 | 1 | EA | 1 | Lighting Controls | [27 empty] | Other Lighting Controls | [242 empty] | <a href="https://assets.lutron.com/a/documents/041481.pdf" target="_blank">Installation Instructions</a> | [23 empty] | 2.000 DW |  |  | 3.8800 IN | [89 empty] | 1.000 EA | 1.000 EA | [35 empty] | No | [42 empty] | https://www.lutron.com/TechnicalDocumentLibrary/3691066_ENG.pdf | [7 empty] | Shelf Stock | [39 empty] | 52161525 | [13 empty] | <a href="https://www.lutron.com/TechnicalDocumentLibrary/369-119_Wallbox_Warranty.pdf" target="_blank">Warranty Information</a> |  |  |  |  | 0.050 L | [14 empty] | 0 | 0 | 0 | 0 | Lighting Fixtures | 2021-07-09 12:39 | 2024-07-20 11:28 | 0000-00-00 00:00:00 | 2024-07-20 11:28 | 0000-00-00 00:00:00
4 | Lutron Electronics | RR-SEL-KIT-PRO | 4460-10162 | 4460 | 10162 | Lutron Electronics | RR-SEL-KIT-PRO.jpg | 784276280631 | RA2 SELECT STARTER PRO KIT | RA2 Select PRO Starter Kit contains (2) RRD-PRO-WH, (1) PJ2-4B-GWH-P03, (1) PICO-WBX-ADAPT, (3) CW-1-WH, (1) RR-SEL-REP2-BL |  | 9.5 | 4.75 |  | RR-SEL-KIT-PRO.jpg | http://grandbrass.xologic.com/vendors/4460/large/RR-SEL-KIT-PRO.jpg | [47 empty] | 0 | 0 | 0 | [6 empty] | 0 | 1 | 1 | EA | 1 | Specialty Items |  |  | Control And Automation |  | Controls And Accessories |  | Electrical Control Modules | [20 empty] | Other Specialty Items | [242 empty] | <a href="https://assets.lutron.com/a/documents/0301867.pdf" target="_blank">Installation Instructions</a> | [23 empty] | 15.000 DW |  |  | 7.5000 IN | [89 empty] | 1.000 EA | 1.000 EA | [35 empty] | No | [42 empty] | https://www.lutron.com/TechnicalDocumentLibrary/3691062_ENG.pdf | [7 empty] | Shelf Stock | [39 empty] | 39121552 | [13 empty] | <a href="https://assets.lutron.com/a/documents/043561.pdf" target="_blank">Warranty Information</a> |  |  |  |  | 1.750 L | [14 empty] | 0 | 0 | 0 | 0 | Electrical | 2021-07-09 12:39 | 2024-07-20 11:28 | 0000-00-00 00:00:00 | 2025-11-29 02:00 | 0000-00-00 00:00:00
1 | Lutron Electronics | WMS-Z101-WH | 4460-10163 | 4460 | 10163 | Lutron Electronics | WMS-Z101-WH.jpg | 784276281584 | TAA MAESTRO DV 8A WHITE | TAA Compliant Maestro 0-10V Dimmer and Occupancy/Vacancy PIR Sensor, single pole/multi-location, 10-277V 8A max, white |  | 3.38 | 4.5 | [50 empty] | 0 | 0 | 0 | [6 empty] | 0 | 1 | 1 | EA | 1 | Lighting Controls | [27 empty] | Other Lighting Controls | [242 empty] | <a href="https://assets.lutron.com/a/documents/032563.pdf" target="_blank">Installation Instructions</a> | [23 empty] | 20.000 DW |  |  | 2.2500 IN | [89 empty] | 1.000 EA | 1.000 EA | [35 empty] | No | [42 empty] | https://www.lutron.com/TechnicalDocumentLibrary/369833.pdf | [7 empty] | Shelf Stock | [39 empty] | 39122236 | [13 empty] | <a href="https://assets.lutron.com/a/documents/369-119_Wallbox_Warranty.pdf" target="_blank">Warranty Information</a> |  |  |  |  | 0.320 L | [14 empty] | 0 | 0 | 0 | 0 | Lighting Fixtures | 2021-07-09 12:39 | 2024-07-20 11:28 | 0000-00-00 00:00:00 | 2024-07-20 11:28 | 0000-00-00 00:00:00 | [6 empty] | White
1 | Lutron Electronics | RMJS-5T-347 | 4460-10164 | 4460 | 10164 | Lutron Electronics | RMJS-5T-347.jpg | 784276283267 | POWPAK 0-10 | 5A model with 0-10V control |  | 5.25 | 3.8 |  | RMJS-5T-347.jpg | http://grandbrass.xologic.com/vendors/4460/large/RMJS-5T-347.jpg | [47 empty] | 0 | 0 | 0 | [6 empty] | 0 | 1 | 1 | EA | 1 | Lighting Controls | [27 empty] | Lightswitches | [242 empty] | <a href="https://assets.lutron.com/a/documents/5T347InstallationInstructions.pdf" target="_blank">Installation Instructions</a> | [23 empty] | 15.000 DW |  |  | 5.2500 IN | [89 empty] | 1.000 EA | 1.000 EA | [35 empty] | No | [42 empty] | https://www.lutron.com/TechnicalDocumentLibrary/3691140.pdf | [7 empty] | Shelf Stock | [39 empty] | 39122216 | [13 empty] | <a href="https://assets.lutron.com/a/documents/3601201A_Commercial_Limited_Warranty.pdf" target="_blank">Warranty Information</a> |  |  |  |  | 0.800 L | [14 empty] | 0 | 0 | 0 | 0 | Lighting Fixtures | 2021-07-09 12:39 | 2024-07-20 11:28 | 0000-00-00 00:00:00 | 2024-07-20 11:28 | 0000-00-00 00:00:00 | [13 empty] | 40 Watt A-19 | 1 | 40 Watt A-19
4 | Lutron Electronics | ULOS-CUS-500-WH | 4460-10165 | 4460 | 10165 | Lutron Electronics | ULOS-CUS-500-WH.jpg | 27557860055 | OCCUPANCY SEN CEILING MNT, 500FT, WH | BAA LOS Series CLNG-mount Occupancy Sensor, Ultrasonic self-adaptive, 20-24VDC, 500 FT coverage, 180 degree field of view in white |  | 2.9 | 7 |  | ULOS-CUS-500-WH.jpg | http://grandbrass.xologic.com/vendors/4460/large/ULOS-CUS-500-WH.jpg | [47 empty] | 0 | 0 | 0 | [6 empty] | 0 | 1 | 1 | EA | 1 | Lighting Controls |  |  | Testing And Measuring |  | Sensors |  | Occupant Sensor | [20 empty] | Sensors | [49 empty] | <a href="https://www.lutron.com/TechnicalDocumentLibrary/367-1126.pdf" target="_blank">Manufacturer Brochure</a> | [192 empty] | <a href="https://www.lutron.com/TechnicalDocumentLibrary/031260a.pdf" target="_blank">Installation Instructions</a> | [23 empty] | 25.000 DW |  |  | 5.7000 IN | [7 empty] | <a href="https://www.lutron.com/TechnicalDocumentLibrary/Sensors.pdf" target="_blank">Line Drawing</a> | [81 empty] | 1.000 EA | 1.000 EA | [35 empty] | No | [42 empty] | https://www.lutron.com/TechnicalDocumentLibrary/369651.pdf | [7 empty] | Shelf Stock | [13 empty] | <a href="https://www.lutron.com/TechnicalDocumentLibrary/Sensors.pdf" target="_blank">Tech Drawing</a> | [25 empty] | 41111961 | [13 empty] | <a href="https://www.lutron.com/TechnicalDocumentLibrary/369-119_Wallbox_Warranty.pdf" target="_blank">Warranty Information</a> |  |  |  |  | 0.550 L | [14 empty] | 0 | 0 | 0 | 0 | Electrical | 2021-07-09 12:39 | 2024-07-20 11:28 | 0000-00-00 00:00:00 | 2025-11-29 02:00 | 0000-00-00 00:00:00 | [6 empty] | White
1 | Lutron Electronics | WMS-A102-GR | 4460-10167 | 4460 | 10167 | Lutron Electronics | WMS-A102-GR.jpg | 784276283670 | TAA MSTRO 1CIR DT SNS OCC SNSOR IN GRAY | TAA Maestro Dual Technology (Dual Tech) occupancy sensor switch, applies exclusive XCT Technology for minor and fine motion detection in gray |  | 3.38 | 4.5 |  | WMS-A102-GR.jpg | http://grandbrass.xologic.com/vendors/4460/large/WMS-A102-GR.jpg | [47 empty] | 0 | 0 | 0 | [6 empty] | 0 | 1 | 1 | EA | 1 | Lighting Controls | [27 empty] | Other Lighting Controls | [242 empty] | <a href="https://assets.lutron.com/a/documents/032565.pdf" target="_blank">Installation Instructions</a> | [23 empty] | 20.000 DW |  |  | 2.2500 IN | [89 empty] | 1.000 EA | 1.000 EA | [35 empty] | No | [42 empty] | https://www.lutron.com/TechnicalDocumentLibrary/369773_ENG.pdf | [7 empty] | Shelf Stock | [39 empty] | 39122236 | [13 empty] | <a href="https://assets.lutron.com/a/documents/369-119_Wallbox_Warranty.pdf" target="_blank">Warranty Information</a> |  |  |  |  | 0.320 L | [14 empty] | 0 | 0 | 0 | 0 | Lighting Fixtures | 2021-07-09 12:39 | 2024-07-20 11:28 | 0000-00-00 00:00:00 | 2024-07-20 11:28 | 0000-00-00 00:00:00 | [6 empty] | Gray
1 | Lutron Electronics | WMS-B102-V-LA | 4460-10168 | 4460 | 10168 | Lutron Electronics | WMS-B102-V-LA.jpg | 784276284011 | TAA MAESTRO 1-CIR DT VAC SENS LT ALMOND | TAA Maestro Dual Technology (Dual Tech) vacancy sensor switch, neutral connection required applies exclusive XCT Technology for minor and fine motion detection in light almond |  | 3.38 | 4.5 |  | WMS-B102-V-LA.jpg | http://grandbrass.xologic.com/vendors/4460/large/WMS-B102-V-LA.jpg | [47 empty] | 0 | 0 | 0 | [6 empty] | 0 | 1 | 1 | EA | 1 | Lighting Controls | [27 empty] | Other Lighting Controls | [242 empty] | <a href="https://assets.lutron.com/a/documents/032566.pdf" target="_blank">Installation Instructions</a> | [23 empty] | 20.000 DW |  |  | 2.2500 IN | [89 empty] | 1.000 EA | 1.000 EA | [35 empty] | No | [42 empty] | https://www.lutron.com/TechnicalDocumentLibrary/369773_ENG.pdf | [7 empty] | Shelf Stock | [39 empty] | 39122236 | [13 empty] | <a href="https://assets.lutron.com/a/documents/369-119_Wallbox_Warranty.pdf" target="_blank">Warranty Information</a> |  |  |  |  | 0.320 L | [14 empty] | 0 | 0 | 0 | 0 | Lighting Fixtures | 2021-07-09 12:39 | 2024-07-20 11:28 | 0000-00-00 00:00:00 | 2024-07-20 11:28 | 0000-00-00 00:00:00
1 | Lutron Electronics | WMS-B102-V-BR | 4460-10169 | 4460 | 10169 | Lutron Electronics | WMS-B102-V-BR.jpg | 784276284059 | TAA MAESTRO 1-CIR DT VAC SENS IN BROWN | TAA Maestro Dual Technology (Dual Tech) vacancy sensor switch, neutral connection required applies exclusive XCT Technology for minor and fine motion detection in brown |  | 3.38 | 4.5 |  | WMS-B102-V-BR.jpg | http://grandbrass.xologic.com/vendors/4460/large/WMS-B102-V-BR.jpg | [47 empty] | 0 | 0 | 0 | [6 empty] | 0 | 1 | 1 | EA | 1 | Lighting Controls | [27 empty] | Other Lighting Controls | [242 empty] | <a href="https://assets.lutron.com/a/documents/032566.pdf" target="_blank">Installation Instructions</a> | [23 empty] | 20.000 DW |  |  | 2.2500 IN | [89 empty] | 1.000 EA | 1.000 EA | [35 empty] | No | [42 empty] | https://www.lutron.com/TechnicalDocumentLibrary/369773_ENG.pdf | [7 empty] | Shelf Stock | [39 empty] | 39122236 | [13 empty] | <a href="https://assets.lutron.com/a/documents/369-119_Wallbox_Warranty.pdf" target="_blank">Warranty Information</a> |  |  |  |  | 0.320 L | [14 empty] | 0 | 0 | 0 | 0 | Lighting Fixtures | 2021-07-09 12:39 | 2024-07-20 11:28 | 0000-00-00 00:00:00 | 2024-07-20 11:28 | 0000-00-00 00:00:00 | [6 empty] | Brown
1 | Lutron Electronics | RMJS-PNE-DV-EM | 4460-10170 | 4460 | 10170 | Lutron Electronics | RMJS-PNE-DV-EM.jpg | 784276286794 | VIVE EMERGENCY PHASE | Vive Emergency PowPak Phase Select dimming module 120/277V |  | 5.25 | 3.8 |  | RMJS-PNE-DV-EM.jpg | http://grandbrass.xologic.com/vendors/4460/large/RMJS-PNE-DV-EM.jpg | [47 empty] | 0 | 0 | 0 | [6 empty] | 0 | 1 | 1 | EA | 1 | Lighting Controls | [27 empty] | Dimmers | [242 empty] | <a href="https://assets.lutron.com/a/documents/041769_Phase_Select_Dimming_Module_Installation_Guide.pdf" target="_blank">Installation Instructions</a> | [23 empty] | 70.000 DW |  |  | 5.2500 IN | [89 empty] | 1.000 EA | 1.000 EA | [35 empty] | No | [42 empty] | https://www.lutron.com/TechnicalDocumentLibrary/3691150.pdf | [7 empty] | Shelf Stock | [39 empty] | 39122206 | [13 empty] | <a href="https://assets.lutron.com/a/documents/3601201A_Commercial_Limited_Warranty.pdf" target="_blank">Warranty Information</a> |  |  |  |  | 0.800 L | [14 empty] | 0 | 0 | 0 | 0 | Lighting Fixtures | 2021-07-09 12:39 | 2024-07-20 11:28 | 0000-00-00 00:00:00 | 2024-07-20 11:28 | 0000-00-00 00:00:00
1 | Lutron Electronics | P-PKG1WS-WH | 4460-10171 | 4460 | 10171 | Lutron Electronics | p-pkg1ws-wh | 784276806473 | CasÃ©ta Smart Switch and Remote Kit | Lutron Caseta Smart Switch Kit with Remote, 3-Way (2 Points of Control), Works with Alexa, Apple HomeKit, and the Google Assistant, White |  | 6.25 | 7.5 | [50 empty] | 0 | 0 | 0 | [6 empty] | 0 | 1 | 1 | EA | 1 | Lighting Controls | [27 empty] | Dimmers | [242 empty] | <a href="https://assets.lutron.com/a/documents/0301979.pdf" target="_blank">Installation Instructions</a> | [23 empty] | 2.000 DW |  |  | 2.5000 IN | [89 empty] | 1.000 EA | 1.000 EA | [35 empty] | No | [42 empty] | https://www.lutron.com/TechnicalDocumentLibrary/369987_ENG.pdf | [7 empty] | Shelf Stock | [39 empty] | 39122206 | [6 empty] | <a href="https://lutron.widen.net/content/dsiex7hr8w/original/Ecom_CasetaGeneral_benefitsvideo.mp4" target="_blank">Product Video Clip</a> | [6 empty] | <a href="https://assets.lutron.com/a/documents/369-119_Wallbox_Warranty.pdf" target="_blank">Warranty Information</a> |  |  |  |  | 0.450 L | [14 empty] | 0 | 0 | 0 | 0 | Lighting Fixtures | 2021-07-09 12:40 | 2024-07-20 11:26 | 0000-00-00 00:00:00 | 2024-07-20 11:26 | 0000-00-00 00:00:00 | [6 empty] | White
4 | Lutron Electronics | LWT-TG-BR | 4460-10172 | 4460 | 10172 | Lutron Electronics | LWT-TG-BR.jpg | 784276155830 | NEW ARCH WP - GRAFIKT | Lutron New Architectural 2-gang combo wallplate in brown |  | 6 | 4 |  | LWT-TG-BR.jpg | http://grandbrass.xologic.com/vendors/4460/large/LWT-TG-BR.jpg | [47 empty] | 0 | 0 | 0 | [6 empty] | 0 | 1 | 1 | EA | 1 | Lighting Controls |  |  | Fittings and Hardware |  | Electrical Hardware And Supplies |  | Wallplates | [20 empty] | Switch Plates | [242 empty] | <a href="https://www.lutron.com/TechnicalDocumentLibrary/041496.pdf" target="_blank">Installation Instructions</a> | [23 empty] | 20.000 DW |  |  | 1.0000 IN | [89 empty] | 1.000 EA | 1.000 EA | [35 empty] | No | [42 empty] | https://www.lutron.com/TechnicalDocumentLibrary/369826_SPA.pdf | [7 empty] | Shelf Stock | [39 empty] | 39121704 | [13 empty] | <a href="https://www.lutron.com/TechnicalDocumentLibrary/043492.pdf" target="_blank">Warranty Information</a> |  |  |  |  | 0.500 L | [14 empty] | 0 | 0 | 0 | 0 | Electrical | 2021-07-09 12:40 | 2024-07-20 11:40 | 0000-00-00 00:00:00 | 2025-11-29 02:00 | 0000-00-00 00:00:00 | [6 empty] | Brown
1 | Lutron Electronics | WMS-A102-IV | 4460-10173 | 4460 | 10173 | Lutron Electronics | WMS-A102-IV.jpg | 784276283663 | TAA MSTRO 1CIR DT SNS OCC SNSOR IN IVORY | TAA Maestro Dual Technology (Dual Tech) occupancy sensor switch, applies exclusive XCT Technology for minor and fine motion detection in ivory |  | 3.38 | 4.5 |  | WMS-A102-IV.jpg | http://grandbrass.xologic.com/vendors/4460/large/WMS-A102-IV.jpg | [47 empty] | 0 | 0 | 0 | [6 empty] | 0 | 1 | 1 | EA | 1 | Lighting Controls | [27 empty] | Other Lighting Controls | [242 empty] | <a href="https://assets.lutron.com/a/documents/032565.pdf" target="_blank">Installation Instructions</a> | [23 empty] | 20.000 DW |  |  | 2.2500 IN | [89 empty] | 1.000 EA | 1.000 EA | [35 empty] | No | [42 empty] | https://www.lutron.com/TechnicalDocumentLibrary/369773_ENG.pdf | [7 empty] | Shelf Stock | [39 empty] | 39122236 | [13 empty] | <a href="https://assets.lutron.com/a/documents/369-119_Wallbox_Warranty.pdf" target="_blank">Warranty Information</a> |  |  |  |  | 0.320 L | [14 empty] | 0 | 0 | 0 | 0 | Lighting Fixtures | 2021-07-09 12:40 | 2024-07-20 11:40 | 0000-00-00 00:00:00 | 2024-07-20 11:40 | 0000-00-00 00:00:00 | [6 empty] | Ivory
1 | Lutron Electronics | WMS-A102-V-AL | 4460-10174 | 4460 | 10174 | Lutron Electronics | WMS-A102-V-AL.jpg | 784276283731 | TAA MSTRO 1CIR DT SNS VAC SNSOR ALMOND | TAA Maestro Dual Technology (Dual Tech) vacancy sensor switch, applies exclusive XCT Technology for minor and fine motion detection in almond |  | 3.38 | 4.5 |  | WMS-A102-V-AL.jpg | http://grandbrass.xologic.com/vendors/4460/large/WMS-A102-V-AL.jpg | [47 empty] | 0 | 0 | 0 | [6 empty] | 0 | 1 | 1 | EA | 1 | Lighting Controls | [27 empty] | Other Lighting Controls | [242 empty] | <a href="https://assets.lutron.com/a/documents/032565.pdf" target="_blank">Installation Instructions</a> | [23 empty] | 20.000 DW |  |  | 2.2500 IN | [89 empty] | 1.000 EA | 1.000 EA | [35 empty] | No | [42 empty] | https://www.lutron.com/TechnicalDocumentLibrary/369773_ENG.pdf | [7 empty] | Shelf Stock | [39 empty] | 39122236 | [13 empty] | <a href="https://assets.lutron.com/a/documents/369-119_Wallbox_Warranty.pdf" target="_blank">Warranty Information</a> |  |  |  |  | 0.320 L | [14 empty] | 0 | 0 | 0 | 0 | Lighting Fixtures | 2021-07-09 12:40 | 2024-07-20 11:40 | 0000-00-00 00:00:00 | 2024-07-20 11:40 | 0000-00-00 00:00:00 | [6 empty] | Almond
1 | Lutron Electronics | WMS-A202-WTBU | 4460-10175 | 4460 | 10175 | Lutron Electronics | WMS-A202-WTBU.jpg | 784276283809 | TAA MSTRO 2CIR DT SENS NONEUT BULK WHITE | TAA Maestro Dual Technology (Dual Tech), dual-circuit occupancy sensor switch, applies exclusive XCT Technology for minor and fine motion detection. Meets Title 24 requirements for multi-level lighting in white, bulk packaging |  | 3.38 | 4.5 |  | WMS-A202-WTBU.jpg | http://grandbrass.xologic.com/vendors/4460/large/WMS-A202-WTBU.jpg | [47 empty] | 0 | 0 | 0 | [6 empty] | 0 | 1 | 1 | EA | 1 | Lighting Controls | [27 empty] | Other Lighting Controls | [242 empty] | <a href="https://assets.lutron.com/a/documents/032567.pdf" target="_blank">Installation Instructions</a> | [23 empty] | 20.000 DW |  |  | 2.2500 IN | [89 empty] | 1.000 EA | 1.000 EA | [35 empty] | No | [42 empty] | https://www.lutron.com/TechnicalDocumentLibrary/369773_ENG.pdf | [7 empty] | Shelf Stock | [39 empty] | 39122236 | [13 empty] | <a href="https://assets.lutron.com/a/documents/369-119_Wallbox_Warranty.pdf" target="_blank">Warranty Information</a> |  |  |  |  | 0.320 L | [14 empty] | 0 | 0 | 0 | 0 | Lighting Fixtures | 2021-07-09 12:40 | 2024-07-20 11:40 | 0000-00-00 00:00:00 | 2024-07-20 11:40 | 0000-00-00 00:00:00
4 | Lutron Electronics | FSQ-2FH-DK-CSA | 4460-10177 | 4460 | 10177 | Lutron Electronics | FSQ-2FH-DK.jpg | 27557270786 | 120V 1.5 AMP QUIET FAN CLAMSHELL | Lutron 120V, 1.5AMP, Quiet fan dual knob, clamshell for Canada |  | 4.2 | 3.1 |  | FSQ-2FH-DK.jpg | http://grandbrass.xologic.com/vendors/4460/large/FSQ-2FH-DK.jpg | [47 empty] | 0 | 0 | 0 | [6 empty] | 0 | 1 | 1 | EA | 1 | Fan Accessories |  |  | Control And Automation |  | Switches |  | Speed Switch | [20 empty] | Fan Wall Mount Controls | [242 empty] | <a href="https://www.lutron.com/TechnicalDocumentLibrary/033206.pdf" target="_blank">Installation Instructions</a> | [23 empty] | 2.000 DW |  |  | 6.1000 IN | [89 empty] | 1.000 EA | 1.000 EA | [35 empty] | No | [42 empty] | https://www.lutron.com/TechnicalDocumentLibrary/033206.pdf | [7 empty] | Shelf Stock | [39 empty] | 39122240 | [13 empty] | <a href="https://assets.lutron.com/a/documents/369-119_Wallbox_Warranty.pdf" target="_blank">Warranty Information</a> |  |  |  |  | 0.300 L | [14 empty] | 0 | 0 | 0 | 0 | Electrical | 2021-07-09 12:40 | 2024-07-20 11:30 | 0000-00-00 00:00:00 | 2025-11-29 02:00 | 0000-00-00 00:00:00 | [6 empty] | White Ivory
1 | Lutron Electronics | PJ2-4B-TMN-P13 | 4460-10179 | 4460 | 10179 | Lutron Electronics | PJ2-4B-TMN-P13.jpg | 784276273886 | PICO 4B ANY ROOM SCENE MN | Pico Wireless Control, 4-button, scene control of lights, any room engraving, in midnight |  | 0.5 | 5.75 |  | PJ2-4B-TMN-P13.jpg | http://grandbrass.xologic.com/vendors/4460/large/PJ2-4B-TMN-P13.jpg | [47 empty] | 0 | 0 | 0 | [6 empty] | 0 | 1 | 1 | EA | 1 | Lighting Controls | [27 empty] | Other Lighting Controls | [242 empty] | <a href="https://assets.lutron.com/a/documents/041481.pdf" target="_blank">Installation Instructions</a> | [23 empty] | 2.000 DW |  |  | 3.8800 IN | [89 empty] | 1.000 EA | 1.000 EA | [35 empty] | No | [42 empty] | https://www.lutron.com/TechnicalDocumentLibrary/3691066_ENG.pdf | [7 empty] | Shelf Stock | [39 empty] | 52161525 | [13 empty] | <a href="https://www.lutron.com/TechnicalDocumentLibrary/369-119_Wallbox_Warranty.pdf" target="_blank">Warranty Information</a> |  |  |  |  | 0.050 L | [14 empty] | 0 | 0 | 0 | 0 | Lighting Fixtures | 2021-07-09 12:40 | 2024-07-20 11:30 | 0000-00-00 00:00:00 | 2024-07-20 11:30 | 0000-00-00 00:00:00
1 | Lutron Electronics | WMS-Z101-IV | 4460-10181 | 4460 | 10181 | Lutron Electronics | WMS-Z101-IV.jpg | 784276281645 | TAA MAESTRO DV 8A IVORY | TAA Compliant Maestro 0-10V Dimmer and Occupancy/Vacancy PIR Sensor, single pole/multi-location, 10-277V 8A max, ivory |  | 3.38 | 4.5 | [50 empty] | 0 | 0 | 0 | [6 empty] | 0 | 1 | 1 | EA | 1 | Lighting Controls | [27 empty] | Other Lighting Controls | [242 empty] | <a href="https://assets.lutron.com/a/documents/032563.pdf" target="_blank">Installation Instructions</a> | [23 empty] | 20.000 DW |  |  | 2.2500 IN | [89 empty] | 1.000 EA | 1.000 EA | [35 empty] | No | [42 empty] | https://www.lutron.com/TechnicalDocumentLibrary/369833.pdf | [7 empty] | Shelf Stock | [39 empty] | 39122236 | [13 empty] | <a href="https://assets.lutron.com/a/documents/369-119_Wallbox_Warranty.pdf" target="_blank">Warranty Information</a> |  |  |  |  | 0.320 L | [14 empty] | 0 | 0 | 0 | 0 | Lighting Fixtures | 2021-07-09 12:40 | 2024-07-20 11:30 | 0000-00-00 00:00:00 | 2024-07-20 11:30 | 0000-00-00 00:00:00 | [6 empty] | Ivory
4 | Lutron Electronics | ULOS-CDT-500-WH | 4460-10182 | 4460 | 10182 | Lutron Electronics | ULOS-CDT-500-WH.jpg | 27557860017 | OCC SEN CEIL MT DUAL TECH, 500FT, WH | BAA LOS Series CLNG-mount Occupancy Sensor, Dual Technology self-adaptive with additional contact closure output, 20-24VDC, 500 FT coverage, 180 degree field of view in white |  | 5.7 | 2.9 |  | ULOS-CDT-500-WH.jpg | http://grandbrass.xologic.com/vendors/4460/large/ULOS-CDT-500-WH.jpg | [47 empty] | 0 | 0 | 0 | [6 empty] | 0 | 1 | 1 | EA | 1 | Lighting Controls |  |  | Testing And Measuring |  | Sensors |  | Occupant Sensor | [20 empty] | Sensors | [242 empty] | <a href="https://assets.lutron.com/a/documents/031260a.pdf" target="_blank">Installation Instructions</a> | [23 empty] | 25.000 DW |  |  | 7.1000 IN | [89 empty] | 1.000 EA | 1.000 EA | [35 empty] | No | [42 empty] | https://www.lutron.com/TechnicalDocumentLibrary/369652b.pdf | [7 empty] | Shelf Stock | [39 empty] | 41111961 | [13 empty] | <a href="https://assets.lutron.com/a/documents/369-119_Wallbox_Warranty.pdf" target="_blank">Warranty Information</a> |  |  |  |  | 0.550 L | [14 empty] | 0 | 0 | 0 | 0 | Electrical | 2021-07-09 12:41 | 2024-07-20 11:30 | 0000-00-00 00:00:00 | 2025-11-29 02:00 | 0000-00-00 00:00:00 | [6 empty] | White
1 | Lutron Electronics | UPJ2-3B-WH-L01 | 4460-10183 | 4460 | 10183 | Lutron Electronics | UPJ2-3B-WH-L01.jpg | 784276226868 | BAA PICO 434 3B COMBO | Lutron 3-Button Pico Smart Remote, with Light Icons - White |  | 2.25 | 4.5 |  | UPJ2-3B-WH-L01.jpg | http://grandbrass.xologic.com/vendors/4460/large/UPJ2-3B-WH-L01.jpg | [47 empty] | 0 | 0 | 0 | [6 empty] | 0 | 1 | 1 | EA | 1 | Lighting Controls | [27 empty] | Other Lighting Controls | [242 empty] | <a href="https://assets.lutron.com/a/documents/040429.pdf" target="_blank">Installation Instructions</a> | [23 empty] | 10.000 DW |  |  | 2.2500 IN | [89 empty] | 1.000 EA | 1.000 EA | [35 empty] | No | [42 empty] | https://www.lutron.com/TechnicalDocumentLibrary/369612.pdf | [7 empty] | Shelf Stock | [39 empty] | 52161525 | [6 empty] | <a href="https://lutron.widen.net/content/fomoe9knmc/mp4/Ecom_PicoBenefits_video.mp4" target="_blank">Product Video Clip</a> | [6 empty] | <a href="https://www.lutron.com/TechnicalDocumentLibrary/369-119_Wallbox_Warranty.pdf" target="_blank">Warranty Information</a> |  |  |  |  | 0.100 L | [14 empty] | 0 | 0 | 0 | 0 | Lighting Fixtures | 2021-07-09 12:41 | 2024-07-20 11:30 | 0000-00-00 00:00:00 | 2024-07-20 11:30 | 0000-00-00 00:00:00 | [6 empty] | White
4 | Lutron Electronics | RCL-153PNLH-LA | 4460-10184 | 4460 | 10184 | Lutron Electronics | RCL-153PNL-LA.jpeg?w=1500 | 784276281409 | DALIA LED+ DIMMER LT ALMD CLAMSHELL | Dalia LED+ Dimmer, 120 V, Rotary Knob, UL1472 / CSA C22.2 184.1, NOM, Light Almond, Clamshell |  | 4 | 6 | [50 empty] | 0 | 0 | 0 | [6 empty] | 0 | 1 | 1 | EA | 1 |  |  |  | Lamps, Bulbs, and Lighting Fixtures |  | Stage and Studio Lighting |  | Dimmers And Accessories | [263 empty] | <a href="https://assets.lutron.com/a/documents/0301951.pdf" target="_blank">Installation Instructions</a> | [23 empty] | 2.000 DW |  |  | 3.0500 IN | [89 empty] | 1.000 EA | 1.000 EA | [35 empty] | No | [42 empty] | https://www.lutron.com/TechnicalDocumentLibrary/3691145_ENG.pdf | [7 empty] | Shelf Stock | [39 empty] | 39112401 | [6 empty] | <a href="https://lutron.widen.net/content/2skanohnrd/mp4/Ecom_Dalia_Benefits.mp4?w=2048" target="_blank">Product Video Clip</a> | [6 empty] | <a href="https://assets.lutron.com/a/documents/369-119_Wallbox_Warranty.pdf" target="_blank">Warranty Information</a> |  |  |  |  | 0.280 L | [14 empty] | 0 | 0 | 0 | 0 | Electrical | 2021-07-09 12:41 | 2024-07-20 11:30 | 0000-00-00 00:00:00 | 2024-07-20 11:30 | 0000-00-00 00:00:00
1 | Lutron Electronics | WMS-B102-GR | 4460-10185 | 4460 | 10185 | Lutron Electronics | WMS-B102-GR.jpg | 784276283946 | TAA MAESTRO 1-CIR DT OCC SENS IN GRAY | TAA Maestro Dual Technology (Dual Tech) occupancy sensor switch, neutral connection required applies exclusive XCT Technology for minor and fine motion detection in gray |  | 3.38 | 4.5 |  | WMS-B102-GR.jpg | http://grandbrass.xologic.com/vendors/4460/large/WMS-B102-GR.jpg | [47 empty] | 0 | 0 | 0 | [6 empty] | 0 | 1 | 1 | EA | 1 | Lighting Controls | [27 empty] | Other Lighting Controls | [242 empty] | <a href="https://assets.lutron.com/a/documents/032566.pdf" target="_blank">Installation Instructions</a> | [23 empty] | 20.000 DW |  |  | 2.2500 IN | [89 empty] | 1.000 EA | 1.000 EA | [35 empty] | No | [42 empty] | https://www.lutron.com/TechnicalDocumentLibrary/369773_ENG.pdf | [7 empty] | Shelf Stock | [39 empty] | 39122236 | [13 empty] | <a href="https://assets.lutron.com/a/documents/369-119_Wallbox_Warranty.pdf" target="_blank">Warranty Information</a> |  |  |  |  | 0.320 L | [14 empty] | 0 | 0 | 0 | 0 | Lighting Fixtures | 2021-07-09 12:41 | 2024-07-20 11:30 | 0000-00-00 00:00:00 | 2024-07-20 11:30 | 0000-00-00 00:00:00 | [6 empty] | Gray
1 | Lutron Electronics | WMS-B102-BR | 4460-10186 | 4460 | 10186 | Lutron Electronics | WMS-B102-BR.jpg | 784276283960 | TAA MAESTRO 1-CIR DT OCC SENS IN BROWN | TAA Maestro Dual Technology (Dual Tech) occupancy sensor switch, neutral connection required applies exclusive XCT Technology for minor and fine motion detection in brown |  | 3.38 | 4.5 |  | WMS-B102-BR.jpg | http://grandbrass.xologic.com/vendors/4460/large/WMS-B102-BR.jpg | [47 empty] | 0 | 0 | 0 | [6 empty] | 0 | 1 | 1 | EA | 1 | Lighting Controls | [27 empty] | Other Lighting Controls | [242 empty] | <a href="https://assets.lutron.com/a/documents/032566.pdf" target="_blank">Installation Instructions</a> | [23 empty] | 20.000 DW |  |  | 2.2500 IN | [89 empty] | 1.000 EA | 1.000 EA | [35 empty] | No | [42 empty] | https://www.lutron.com/TechnicalDocumentLibrary/369773_ENG.pdf | [7 empty] | Shelf Stock | [39 empty] | 39122236 | [13 empty] | <a href="https://assets.lutron.com/a/documents/369-119_Wallbox_Warranty.pdf" target="_blank">Warranty Information</a> |  |  |  |  | 0.320 L | [14 empty] | 0 | 0 | 0 | 0 | Lighting Fixtures | 2021-07-09 12:41 | 2024-07-20 11:30 | 0000-00-00 00:00:00 | 2024-07-20 11:30 | 0000-00-00 00:00:00 | [6 empty] | Brown
1 | Lutron Electronics | WMS-B202-IV | 4460-10187 | 4460 | 10187 | Lutron Electronics | WMS-B202-IV.jpg | 784276284110 | TAA MAESTRO 2-CIR DT OCC SENS IN IVORY | TAA Maestro Dual Technology (Dual Tech), partial-on occupancy sensor switch, applies exclusive XCT Technology for minor and fine motion detection. Meets Title 24 requirements for multi-level lighting in ivory |  | 3.38 | 4.5 |  | WMS-B202-IV.jpg | http://grandbrass.xologic.com/vendors/4460/large/WMS-B202-IV.jpg | [47 empty] | 0 | 0 | 0 | [6 empty] | 0 | 1 | 1 | EA | 1 | Lighting Controls | [27 empty] | Other Lighting Controls | [242 empty] | <a href="https://assets.lutron.com/a/documents/032568.pdf" target="_blank">Installation Instructions</a> | [23 empty] | 20.000 DW |  |  | 2.2500 IN | [89 empty] | 1.000 EA | 1.000 EA | [35 empty] | No | [42 empty] | https://www.lutron.com/TechnicalDocumentLibrary/369773_ENG.pdf | [7 empty] | Shelf Stock | [39 empty] | 39122236 | [13 empty] | <a href="https://assets.lutron.com/a/documents/369-119_Wallbox_Warranty.pdf" target="_blank">Warranty Information</a> |  |  |  |  | 0.320 L | [14 empty] | 0 | 0 | 0 | 0 | Lighting Fixtures | 2021-07-09 12:41 | 2024-07-20 11:30 | 0000-00-00 00:00:00 | 2024-07-20 11:30 | 0000-00-00 00:00:00 | [6 empty] | Ivory
1 | Lutron Electronics | PD-15OUT-BL | 4460-10188 | 4460 | 10188 | Lutron Electronics | pd-15out-bl | 784276284813 | CasÃ©ta Outdoor Smart Plug On/Off Switch | Lutron Caseta Weatherproof+ Outdoor Smart Plug On/Off Switch, Works with Alexa, Google Assistant, Apple HomeKit, for Landscape and String Lighting, Black |  | 11.2 | 3 | [50 empty] | 0 | 0 | 0 | [6 empty] | 0 | 1 | 1 | EA | 1 | Lighting Controls | [27 empty] | Dimmers | [242 empty] | <a href="https://assets.lutron.com/a/documents/0301978-03.pdf" target="_blank">Installation Instructions</a> | [23 empty] | 50.000 DW |  |  | 5.7500 IN | [89 empty] | 1.000 EA | 1.000 EA | [35 empty] | No | [42 empty] | https://www.lutron.com/TechnicalDocumentLibrary/3691195.pdf | [7 empty] | Shelf Stock | [39 empty] | 39122206 | [6 empty] | <a href="https://lutron.widen.net/content/agpja1ujpk/original/Ecom_PD-15OUT-BL_benefitsvideo.mp4" target="_blank">Product Video Clip</a> | [6 empty] | <a href="https://assets.lutron.com/a/documents/369-119_Wallbox_Warranty.pdf" target="_blank">Warranty Information</a> |  |  |  |  | 0.900 L | [14 empty] | 0 | 0 | 0 | 0 | Lighting Fixtures | 2021-07-09 12:41 | 2024-07-20 11:37 | 0000-00-00 00:00:00 | 2024-07-20 11:37 | 0000-00-00 00:00:00 | [6 empty] | Black
1 | Lutron Electronics | MS-OPS2-WH-2 | 4460-10189 | 4460 | 10189 | Lutron Electronics | Ecom_MS-OPS2H-2-WH_nowallplate.jpeg?w=1500 | 784276287333 | MAESTRO PIR OCC 2A SWITCH WH BOX 2 PACK | Maestro Occupancy-Sensing Switch, Single-pole, 120V/2A in white, Package of 2 |  | 4.5 | 4.5 | [50 empty] | 0 | 0 | 0 | [6 empty] | 0 | 1 | 1 | EA | 1 | Lighting Controls | [27 empty] | Other Lighting Controls | [242 empty] | <a href="https://www.lutron.com/TechnicalDocumentLibrary/0301654.pdf" target="_blank">Installation Instructions</a> | [23 empty] | 20.000 DW |  |  | 2.3500 IN | [89 empty] | 1.000 EA | 1.000 EA | [35 empty] | No | [42 empty] | https://www.lutron.com/TechnicalDocumentLibrary/369666.pdf | [7 empty] | Shelf Stock | [39 empty] | 39122236 | [6 empty] | <a href="https://lutron.widen.net/content/ljl01nfr11/mp4/In-wall-sensors_2021.mp4?w=2048" target="_blank">Product Video Clip</a> | [6 empty] | <a href="https://www.lutron.com/TechnicalDocumentLibrary/Sensor_Warranty.pdf" target="_blank">Warranty Information</a> |  |  |  |  | 0.100 L | [14 empty] | 0 | 0 | 0 | 0 | Lighting Fixtures | 2021-07-09 12:41 | 2024-07-20 11:35 | 0000-00-00 00:00:00 | 2024-07-20 11:35 | 0000-00-00 00:00:00 | [6 empty] | White
4 | Lutron Electronics | FW-3-BL | 4460-10191 | 4460 | 10191 | Lutron Electronics | FW-3-BL.jpg | 27557203388 | FASSADA FASHION WALLPLATE, 3 GANG, BL | Fassada Three-gang wallplate in black |  | 5.2 | 0.5 |  | FW-3-BL.jpg | http://grandbrass.xologic.com/vendors/4460/large/FW-3-BL.jpg | [47 empty] | 0 | 0 | 0 | [6 empty] | 0 | 1 | 1 | EA | 1 | Lighting Controls |  |  | Fittings and Hardware |  | Electrical Hardware And Supplies |  | Wallplates | [20 empty] | Switch Plates | [242 empty] | <a href="https://assets.lutron.com/a/documents/0301690.pdf" target="_blank">Installation Instructions</a> | [23 empty] | 10.000 DW |  |  | 7.8000 IN | [89 empty] | 1.000 EA | 1.000 EA | [35 empty] | No | [42 empty] | https://assets.lutron.com/a/documents/spec%20guide%20volume%201%20with%20addendums.pdf#page=58 | [7 empty] | Shelf Stock | [39 empty] | 39121704 | [13 empty] | <a href="https://www.lutron.com/TechnicalDocumentLibrary/369-119_Wallbox_Warranty.pdf" target="_blank">Warranty Information</a> |  |  |  |  | 0.200 L | [14 empty] | 0 | 0 | 0 | 0 | Electrical | 2021-07-09 12:46 | 2024-07-20 11:43 | 0000-00-00 00:00:00 | 2025-11-29 02:00 | 0000-00-00 00:00:00 | [6 empty] | Black
4 | Lutron Electronics | FW-2-TD-SS | 4460-10192 | 4460 | 10192 | Lutron Electronics | FW-2-TD-SS.jpg | 27557223331 | 2-GANG COMBO FASSADA STAINLESS | Fassada, Stainless Steel , combination two-gang wallplate |  | 5.5 | 0.4 |  | FW-2-TD-SS.jpg | http://grandbrass.xologic.com/vendors/4460/large/FW-2-TD-SS.jpg | [47 empty] | 0 | 0 | 0 | [6 empty] | 0 | 1 | 1 | EA | 1 | Lighting Controls |  |  | Fittings and Hardware |  | Electrical Hardware And Supplies |  | Wallplates | [20 empty] | Switch Plates | [242 empty] | <a href="https://assets.lutron.com/a/documents/0301690.pdf" target="_blank">Installation Instructions</a> | [23 empty] | 2.000 DW |  |  | 5.5000 IN | [89 empty] | 1.000 EA | 1.000 EA | [35 empty] | No | [42 empty] | https://assets.lutron.com/a/documents/spec%20guide%20volume%201%20with%20addendums.pdf#page=58 | [7 empty] | Shelf Stock | [39 empty] | 39121704 | [13 empty] | <a href="https://www.lutron.com/TechnicalDocumentLibrary/369-119_Wallbox_Warranty.pdf" target="_blank">Warranty Information</a> |  |  |  |  | 0.150 L | [14 empty] | 0 | 0 | 0 | 0 | Electrical | 2021-07-09 12:46 | 2024-07-20 11:43 | 0000-00-00 00:00:00 | 2025-11-29 02:00 | 0000-00-00 00:00:00 | [6 empty] | Stainless Steel
1 | Lutron Electronics | QSWS2-GEN-M1 | 4460-10193 | 4460 | 10193 | Lutron Electronics | QSWS2-GEN-M1.jpg | 27557435932 | seeTouch QS wallstation | seeTouch QS wallstation Metal finish M1 |  | 5.3 | 3.9 |  | QSWS2-GEN-M1.jpg | http://grandbrass.xologic.com/vendors/4460/large/QSWS2-GEN-M1.jpg | [47 empty] | 0 | 0 | 0 | [6 empty] | 0 | 1 | 1 | EA | 1 | Lighting Controls | [27 empty] | Other Lighting Controls | [266 empty] | 75.000 DW |  |  | 5.3000 IN | [89 empty] | 1.000 EA | 1.000 EA | [35 empty] | No | [42 empty] | https://www.lutron.com/TechnicalDocumentLibrary/qswsSPANISH.pdf | [7 empty] | Shelf Stock | [39 empty] | 52161525 | [18 empty] | 0.500 L | [14 empty] | 0 | 0 | 0 | 0 | Lighting Fixtures | 2021-07-09 12:46 | 2024-07-20 11:43 | 0000-00-00 00:00:00 | 2024-07-20 11:43 | 0000-00-00 00:00:00
1 | Lutron Electronics | GK-IV | 4460-10194 | 4460 | 10194 | Lutron Electronics | GK-IV.jpg | 27557660020 | GLYDER REPLACEMENT IVORY KNOB | Lutron slide dimmer replacement knob in ivory |  | 5.75 | 0.75 |  | GK-IV.jpg | http://grandbrass.xologic.com/vendors/4460/large/GK-IV.jpg | [47 empty] | 0 | 0 | 0 | [6 empty] | 0 | 1 | 1 | EA | 1 | Specialty Items | [27 empty] | Lighting Accessories | [242 empty] | <a href="https://assets.lutron.com/a/documents/0301690.pdf" target="_blank">Installation Instructions</a> | [23 empty] | 10.000 DW |  |  | 3.8700 IN | [89 empty] | 1.000 EA | 1.000 EA | [35 empty] | No | [42 empty] | https://assets.lutron.com/a/documents/Glyder.pdf | [7 empty] | Shelf Stock | [39 empty] | 39122221 | [13 empty] | <a href="https://assets.lutron.com/a/documents/369-119_Wallbox_Warranty.pdf" target="_blank">Warranty Information</a> |  |  |  |  | 1.000 L | [14 empty] | 0 | 0 | 0 | 0 | Lighting Fixtures | 2021-07-09 12:46 | 2024-07-20 11:43 | 0000-00-00 00:00:00 | 2024-07-20 11:43 | 0000-00-00 00:00:00 | [6 empty] | Ivory
1 | Lutron Electronics | QSGR-TC-3S-WH | 4460-10195 | 4460 | 10195 | Lutron Electronics | QSGR-TC-3S-WH.jpg | 784276253406 | QS TIMECLOCK 3 COLUMN | Lutron QS Timeclock 3 Column, White |  | 11.1 | 3 | [50 empty] | 0 | 0 | 0 | [6 empty] | 0 | 1 | 1 | EA | 1 | Lighting Controls | [27 empty] | Lightswitches | [242 empty] | <a href="https://assets.lutron.com/a/documents/032383.pdf" target="_blank">Installation Instructions</a> | [23 empty] | 20.000 DW |  |  | 5.6000 IN | [89 empty] | 1.000 EA | 1.000 EA | [35 empty] | No | [42 empty] | https://www.lutron.com/TechnicalDocumentLibrary/032383.pdf | [7 empty] | Shelf Stock | [39 empty] | 39122232 | [13 empty] | <a href="https://assets.lutron.com/a/documents/043561.pdf" target="_blank">Warranty Information</a> |  |  |  |  | 2.600 L | [14 empty] | 0 | 0 | 0 | 0 | Lighting Fixtures | 2021-07-09 12:46 | 2024-07-20 11:22 | 0000-00-00 00:00:00 | 2024-07-20 11:22 | 0000-00-00 00:00:00 | [6 empty] | Terracotta
1 | Lutron Electronics | PJ2-2B-TSW-P11 | 4460-10196 | 4460 | 10196 | Lutron Electronics | PJ2-2B-TSW-P11.jpg | 784276273794 | PICO 2B ENTRANCE SCENE SW | Lutron 2-Button Entry Scene Pico Smart Remote, with "Home/Away" icons - Snow |  | 0.5 | 5.75 |  | PJ2-2B-TSW-P11.jpg | http://grandbrass.xologic.com/vendors/4460/large/PJ2-2B-TSW-P11.jpg | [47 empty] | 0 | 0 | 0 | [6 empty] | 0 | 1 | 1 | EA | 1 | Lighting Controls | [27 empty] | Other Lighting Controls | [242 empty] | <a href="https://assets.lutron.com/a/documents/040429.pdf" target="_blank">Installation Instructions</a> | [23 empty] | 2.000 DW |  |  | 3.8800 IN | [89 empty] | 1.000 EA | 1.000 EA | [35 empty] | No | [42 empty] | https://www.lutron.com/TechnicalDocumentLibrary/3691066_ENG.pdf | [7 empty] | Shelf Stock | [39 empty] | 52161525 | [6 empty] | <a href="https://lutron.widen.net/content/fomoe9knmc/mp4/Ecom_PicoBenefits_video.mp4" target="_blank">Product Video Clip</a> | [6 empty] | <a href="https://www.lutron.com/TechnicalDocumentLibrary/369-119_Wallbox_Warranty.pdf" target="_blank">Warranty Information</a> |  |  |  |  | 0.050 L | [14 empty] | 0 | 0 | 0 | 0 | Lighting Fixtures | 2021-07-09 12:46 | 2024-07-20 11:43 | 0000-00-00 00:00:00 | 2024-07-20 11:43 | 0000-00-00 00:00:00
1 | Lutron Electronics | PJ2-2B-TSW-P12 | 4460-10197 | 4460 | 10197 | Lutron Electronics | PJ2-2B-TSW-P12.jpg | 784276273800 | PICO 2B BEDSIDE SCENE SW | Lutron 2-Button Bedside Scene Pico Smart Remote, with "Alert/Goodnight" icons - Snow |  | 0.5 | 5.75 |  | PJ2-2B-TSW-P12.jpg | http://grandbrass.xologic.com/vendors/4460/large/PJ2-2B-TSW-P12.jpg | [47 empty] | 0 | 0 | 0 | [6 empty] | 0 | 1 | 1 | EA | 1 | Lighting Controls | [27 empty] | Other Lighting Controls | [242 empty] | <a href="https://assets.lutron.com/a/documents/040429.pdf" target="_blank">Installation Instructions</a> | [23 empty] | 2.000 DW |  |  | 3.8800 IN | [89 empty] | 1.000 EA | 1.000 EA | [35 empty] | No | [42 empty] | https://www.lutron.com/TechnicalDocumentLibrary/3691066_ENG.pdf | [7 empty] | Shelf Stock | [39 empty] | 52161525 | [6 empty] | <a href="https://lutron.widen.net/content/fomoe9knmc/mp4/Ecom_PicoBenefits_video.mp4" target="_blank">Product Video Clip</a> | [6 empty] | <a href="https://www.lutron.com/TechnicalDocumentLibrary/369-119_Wallbox_Warranty.pdf" target="_blank">Warranty Information</a> |  |  |  |  | 0.050 L | [14 empty] | 0 | 0 | 0 | 0 | Lighting Fixtures | 2021-07-09 12:46 | 2024-07-20 11:43 | 0000-00-00 00:00:00 | 2024-07-20 11:43 | 0000-00-00 00:00:00
1 | Lutron Electronics | UMS-OPS6-DDV-WH | 4460-10198 | 4460 | 10198 | Lutron Electronics | UMS-OPS6-DDV-WH.jpg | 784276075060 | MAESTRO 2-CIR PIR SENSOR | BAA Maestro in-wall, dual circuit, single pole, occupancy/vacancy sensing switch; 6A lighting, 4.4A fan motor max; 120V-277V; white |  | 2.3 | 4.6 |  | UMS-OPS6-DDV-WH.jpg | http://grandbrass.xologic.com/vendors/4460/large/UMS-OPS6-DDV-WH.jpg | [47 empty] | 0 | 0 | 0 | [6 empty] | 0 | 1 | 1 | EA | 1 | Lighting Controls | [27 empty] | Other Lighting Controls | [242 empty] | <a href="https://assets.lutron.com/a/documents/032555.pdf" target="_blank">Installation Instructions</a> | [23 empty] | 20.000 DW |  |  | 2.3000 IN | [89 empty] | 1.000 EA | 1.000 EA | [35 empty] | No | [42 empty] | https://www.lutron.com/TechnicalDocumentLibrary/369758a.pdf | [7 empty] | Shelf Stock | [39 empty] | 39122236 | [13 empty] | <a href="https://assets.lutron.com/a/documents/369-119_Wallbox_Warranty.pdf" target="_blank">Warranty Information</a> |  |  |  |  | 0.250 L | [14 empty] | 0 | 0 | 0 | 0 | Lighting Fixtures | 2021-07-09 12:46 | 2024-07-20 11:43 | 0000-00-00 00:00:00 | 2024-07-20 11:43 | 0000-00-00 00:00:00 | [6 empty] | White
1 | Lutron Electronics | P-BDG-PKG1P-C | 4460-10199 | 4460 | 10199 | Lutron Electronics | P-BDG-PKG1P-C.jpg | 784276091206 | BRIDGE KIT PLUG-IN DIMMER - CANADA | Lutron Caseta Wireless Smart Lighting Dimmer Switch Starter Kit for Canada |  | 7.85 | 6.23 |  | P-BDG-PKG1P-C.jpg | http://grandbrass.xologic.com/vendors/4460/large/P-BDG-PKG1P-C.jpg | [47 empty] | 0 | 0 | 0 | [6 empty] | 0 | 1 | 1 | EA | 1 | Lighting Controls | [27 empty] | Dimmers | [242 empty] | <a href="https://assets.lutron.com/a/documents/0302003.pdf" target="_blank">Installation Instructions</a> | [23 empty] | 70.000 DW |  |  | 1.6200 IN | [89 empty] | 1.000 EA | 1.000 EA | [35 empty] | No | [42 empty] | https://www.lutron.com/TechnicalDocumentLibrary/369816_Smart_Bridge_Pro_Spec.pdf | [7 empty] | Shelf Stock | [39 empty] | 39122206 | [13 empty] | <a href="https://assets.lutron.com/a/documents/369-119_Wallbox_Warranty.pdf" target="_blank">Warranty Information</a> |  |  |  |  | 0.500 L | [14 empty] | 0 | 0 | 0 | 0 | Lighting Fixtures | 2021-07-09 12:46 | 2024-07-20 11:43 | 0000-00-00 00:00:00 | 2024-07-20 11:43 | 0000-00-00 00:00:00
1 | Lutron Electronics | WMS-A202-BR | 4460-10200 | 4460 | 10200 | Lutron Electronics | WMS-A202-BR.jpg | 784276283878 | TAA MSTRO 2CIR DT SENS NONEUT IN BROWN | TAA Maestro Dual Technology (Dual Tech), dual-circuit occupancy sensor switch, applies exclusive XCT Technology for minor and fine motion detection. Meets Title 24 requirements for multi-level lighting in brown |  | 3.38 | 4.5 |  | WMS-A202-BR.jpg | http://grandbrass.xologic.com/vendors/4460/large/WMS-A202-BR.jpg | [47 empty] | 0 | 0 | 0 | [6 empty] | 0 | 1 | 1 | EA | 1 | Lighting Controls | [27 empty] | Other Lighting Controls | [242 empty] | <a href="https://assets.lutron.com/a/documents/032567.pdf" target="_blank">Installation Instructions</a> | [23 empty] | 20.000 DW |  |  | 2.2500 IN | [89 empty] | 1.000 EA | 1.000 EA | [35 empty] | No | [42 empty] | https://www.lutron.com/TechnicalDocumentLibrary/369773_ENG.pdf | [7 empty] | Shelf Stock | [39 empty] | 39122236 | [13 empty] | <a href="https://assets.lutron.com/a/documents/369-119_Wallbox_Warranty.pdf" target="_blank">Warranty Information</a> |  |  |  |  | 0.320 L | [14 empty] | 0 | 0 | 0 | 0 | Lighting Fixtures | 2021-07-09 12:46 | 2024-07-20 11:43 | 0000-00-00 00:00:00 | 2024-07-20 11:43 | 0000-00-00 00:00:00 | [6 empty] | Brown
1 | Lutron Electronics | WMS-B102-V-IV | 4460-10201 | 4460 | 10201 | Lutron Electronics | WMS-B102-V-IV.jpg | 784276284028 | TAA MAESTRO 1-CIR DT VAC SENS IN IVORY | TAA Maestro Dual Technology (Dual Tech) vacancy sensor switch, neutral connection required applies exclusive XCT Technology for minor and fine motion detection in ivory |  | 3.38 | 4.5 |  | WMS-B102-V-IV.jpg | http://grandbrass.xologic.com/vendors/4460/large/WMS-B102-V-IV.jpg | [47 empty] | 0 | 0 | 0 | [6 empty] | 0 | 1 | 1 | EA | 1 | Lighting Controls | [27 empty] | Other Lighting Controls | [242 empty] | <a href="https://assets.lutron.com/a/documents/032566.pdf" target="_blank">Installation Instructions</a> | [23 empty] | 20.000 DW |  |  | 2.2500 IN | [89 empty] | 1.000 EA | 1.000 EA | [35 empty] | No | [42 empty] | https://www.lutron.com/TechnicalDocumentLibrary/369773_ENG.pdf | [7 empty] | Shelf Stock | [39 empty] | 39122236 | [13 empty] | <a href="https://assets.lutron.com/a/documents/369-119_Wallbox_Warranty.pdf" target="_blank">Warranty Information</a> |  |  |  |  | 0.320 L | [14 empty] | 0 | 0 | 0 | 0 | Lighting Fixtures | 2021-07-09 12:47 | 2024-07-20 11:43 | 0000-00-00 00:00:00 | 2024-07-20 11:43 | 0000-00-00 00:00:00 | [6 empty] | Ivory
1 | Lutron Electronics | WMS-B102-V-GR | 4460-10202 | 4460 | 10202 | Lutron Electronics | WMS-B102-V-GR.jpg | 784276284035 | TAA MAESTRO 1-CIR DT VAC SENS IN GRAY | TAA Maestro Dual Technology (Dual Tech) vacancy sensor switch, neutral connection required applies exclusive XCT Technology for minor and fine motion detection in gray |  | 3.38 | 4.5 |  | WMS-B102-V-GR.jpg | http://grandbrass.xologic.com/vendors/4460/large/WMS-B102-V-GR.jpg | [47 empty] | 0 | 0 | 0 | [6 empty] | 0 | 1 | 1 | EA | 1 | Lighting Controls | [27 empty] | Other Lighting Controls | [242 empty] | <a href="https://assets.lutron.com/a/documents/032566.pdf" target="_blank">Installation Instructions</a> | [23 empty] | 20.000 DW |  |  | 2.2500 IN | [89 empty] | 1.000 EA | 1.000 EA | [35 empty] | No | [42 empty] | https://www.lutron.com/TechnicalDocumentLibrary/369773_ENG.pdf | [7 empty] | Shelf Stock | [39 empty] | 39122236 | [13 empty] | <a href="https://assets.lutron.com/a/documents/369-119_Wallbox_Warranty.pdf" target="_blank">Warranty Information</a> |  |  |  |  | 0.320 L | [14 empty] | 0 | 0 | 0 | 0 | Lighting Fixtures | 2021-07-09 12:47 | 2024-07-20 11:43 | 0000-00-00 00:00:00 | 2024-07-20 11:43 | 0000-00-00 00:00:00 | [6 empty] | Gray
4 | Lutron Electronics | LTR-F20-TR-QB | 4460-10203 | 4460 | 10203 | Lutron Electronics | LTR-F20-TR-QB.jpg | 784276153867 | DUPLEX 20A TR RECEPTACLE QB | Duplex 20 A receptacle, tamper resistant, 125V/20A with faceplate in antique brass |  | 1.63 | 4.13 |  | LTR-F20-TR-QB.jpg | http://grandbrass.xologic.com/vendors/4460/large/LTR-F20-TR-QB.jpg | [47 empty] | 0 | 0 | 0 | [6 empty] | 0 | 1 | 1 | EA | 1 | Lighting Controls |  |  | Electrical Distribution Equipment |  | Receptacles |  | Electrical Receptacles | [20 empty] | Other Lighting Controls | [242 empty] | <a href="https://www.lutron.com/TechnicalDocumentLibrary/041546.pdf" target="_blank">Installation Instructions</a> | [23 empty] | 10.000 DW |  |  | 1.2500 IN | [89 empty] | 1.000 EA | 1.000 EA | [35 empty] | No | [42 empty] | https://www.lutron.com/TechnicalDocumentLibrary/369921.pdf | [7 empty] | Shelf Stock | [39 empty] | 39121406 | [13 empty] | <a href="https://www.lutron.com/TechnicalDocumentLibrary/369-119_Wallbox_Warranty.pdf" target="_blank">Warranty Information</a> |  |  |  |  | 0.250 L | [14 empty] | 0 | 0 | 0 | 0 | Electrical | 2021-07-09 12:47 | 2024-07-20 11:43 | 0000-00-00 00:00:00 | 2025-11-29 02:00 | 0000-00-00 00:00:00
1 | Lutron Electronics | RMJS-5R-347 | 4460-10204 | 4460 | 10204 | Lutron Electronics | RMJS-5R-347.jpg | 784276292641 | VIVE 347V P | Vive 347 V relay module |  | 5.25 | 3.8 |  | RMJS-5R-347.jpg | http://grandbrass.xologic.com/vendors/4460/large/RMJS-5R-347.jpg | [47 empty] | 0 | 0 | 0 | [6 empty] | 0 | 1 | 1 | EA | 1 | Lighting Controls | [27 empty] | Other Lighting Controls | [242 empty] | <a href="https://assets.lutron.com/a/documents/041828.pdf" target="_blank">Installation Instructions</a> | [23 empty] | 10.000 DW |  |  | 5.2500 IN | [89 empty] | 1.000 EA | 1.000 EA | [35 empty] | No | [42 empty] | https://www.lutron.com/TechnicalDocumentLibrary/3691140_FRE.pdf | [7 empty] | Shelf Stock | [39 empty] | 39122220 | [13 empty] | <a href="https://assets.lutron.com/a/documents/3601201A_Commercial_Limited_Warranty.pdf" target="_blank">Warranty Information</a> |  |  |  |  | 0.800 L | [14 empty] | 0 | 0 | 0 | 0 | Lighting Fixtures | 2021-08-01 05:32 | 2024-07-20 11:31 | 0000-00-00 00:00:00 | 2024-07-20 11:31 | 0000-00-00 00:00:00
1 | Lutron Electronics | RMJS-5R-347-EM | 4460-10205 | 4460 | 10205 | Lutron Electronics | RMJS-5R-347-EM.jpg | 784276292634 | EM VIVE 347 | Emergency Vive 347 V relay module |  | 5.6 | 3.9 |  | RMJS-5R-347-EM.jpg | http://grandbrass.xologic.com/vendors/4460/large/RMJS-5R-347-EM.jpg | [47 empty] | 0 | 0 | 0 | [6 empty] | 0 | 1 | 1 | EA | 1 | Lighting Controls | [27 empty] | Other Lighting Controls | [242 empty] | <a href="https://assets.lutron.com/a/documents/041828.pdf" target="_blank">Installation Instructions</a> | [23 empty] | 10.000 DW |  |  | 5.6000 IN | [89 empty] | 1.000 EA | 1.000 EA | [35 empty] | No | [42 empty] | https://www.lutron.com/TechnicalDocumentLibrary/3691140_FRE.pdf | [7 empty] | Shelf Stock | [39 empty] | 39122220 | [13 empty] | <a href="https://assets.lutron.com/a/documents/3601201A_Commercial_Limited_Warranty.pdf" target="_blank">Warranty Information</a> |  |  |  |  | 0.900 L | [14 empty] | 0 | 0 | 0 | 0 | Lighting Fixtures | 2021-08-01 05:56 | 2024-07-20 11:43 | 0000-00-00 00:00:00 | 2024-07-20 11:43 | 0000-00-00 00:00:00
1 | Lutron Electronics | LEFSQ-FH-IV | 4460-10206 | 4460 | 10206 | Lutron Electronics | Ecom_LEFSQ-FH-IV_WithWallPlate.jpeg?w=1500 | 784276248303 | LUMEA 1.5 A QUIET FAN SPEED IV | Lumea Quiet Fan Speed Control, 120 V, 60 Hz, ivory |  | 3.91 | 5.9 | [50 empty] | 0 | 0 | 0 | [6 empty] | 0 | 1 | 1 | EA | 1 | Lighting Controls | [27 empty] | Dimmers | [242 empty] | <a href="https://assets.lutron.com/a/documents/0301990.pdf" target="_blank">Installation Instructions</a> | [23 empty] | 2.000 DW |  |  | 2.5000 IN | [89 empty] | 1.000 EA | 1.000 EA | [35 empty] | No | [42 empty] | https://www.lutron.com/TechnicalDocumentLibrary/3691071_ENG.pdf | [7 empty] | Shelf Stock | [39 empty] | 39122206 | [13 empty] | <a href="https://www.lutron.com/TechnicalDocumentLibrary/369-119_Wallbox_Warranty.pdf" target="_blank">Warranty Information</a> |  |  |  |  | 0.250 L | [14 empty] | 0 | 0 | 0 | 0 | Lighting Fixtures | 2021-09-01 03:55 | 2024-07-20 11:36 | 0000-00-00 00:00:00 | 2024-07-20 11:36 | 0000-00-00 00:00:00 | [6 empty] | Ivory
1 | Lutron Electronics | LEFSQ-FH-WH | 4460-10207 | 4460 | 10207 | Lutron Electronics | Ecom_LEFSQ-FH-WH_WithWallPlate.jpeg?w=1500 | 784276248266 | LUMEA 1.5 A QUIET FAN SPEED WH | Lumea Quiet Fan Speed Control, 1.5 A, 120 V, 60 Hz, White |  | 3.6 | 2.3 | [50 empty] | 0 | 0 | 0 | [6 empty] | 0 | 1 | 1 | EA | 1 | Lighting Controls | [27 empty] | Dimmers | [242 empty] | <a href="https://assets.lutron.com/a/documents/0301990.pdf" target="_blank">Installation Instructions</a> | [23 empty] | 2.000 DW |  |  | 5.8000 IN | [89 empty] | 1.000 EA | 1.000 EA | [35 empty] | No | [42 empty] | https://www.lutron.com/TechnicalDocumentLibrary/3691071_ENG.pdf | [7 empty] | Shelf Stock | [39 empty] | 39122206 | [13 empty] | <a href="https://www.lutron.com/TechnicalDocumentLibrary/369-119_Wallbox_Warranty.pdf" target="_blank">Warranty Information</a> |  |  |  |  | 0.300 L | [14 empty] | 0 | 0 | 0 | 0 | Lighting Fixtures | 2021-09-01 04:09 | 2024-07-20 11:32 | 0000-00-00 00:00:00 | 2024-07-20 11:32 | 0000-00-00 00:00:00 | [6 empty] | White
1 | Lutron Electronics | LEFSQ-FH-WH-C | 4460-10208 | 4460 | 10208 | Lutron Electronics | Ecom_LEFSQ-FH-WH_WithWallPlate.jpeg?w=1500 | 784276248327 | LUMEA 1.5 A QUIET FAN SPEED WH CANADA | Lumea Quiet Fan Speed Control, 1.5 A, 120 V, 60 Hz, White for Canada |  | 3.91 | 5.9 | [50 empty] | 0 | 0 | 0 | [6 empty] | 0 | 1 | 1 | EA | 1 | Lighting Controls | [27 empty] | Dimmers | [242 empty] | <a href="https://assets.lutron.com/a/documents/0301990.pdf" target="_blank">Installation Instructions</a> | [23 empty] | 2.000 DW |  |  | 2.5000 IN | [89 empty] | 1.000 EA | 1.000 EA | [35 empty] | No | [42 empty] | https://www.lutron.com/TechnicalDocumentLibrary/3691071_ENG.pdf | [7 empty] | Shelf Stock | [39 empty] | 39122206 | [13 empty] | <a href="https://www.lutron.com/TechnicalDocumentLibrary/369-119_Wallbox_Warranty.pdf" target="_blank">Warranty Information</a> |  |  |  |  | 0.250 L | [14 empty] | 0 | 0 | 0 | 0 | Lighting Fixtures | 2021-09-01 04:11 | 2024-07-20 11:30 | 0000-00-00 00:00:00 | 2024-07-20 11:30 | 0000-00-00 00:00:00 | [6 empty] | White
1 | Lutron Electronics | LEFSQ-FH-LA | 4460-10209 | 4460 | 10209 | Lutron Electronics | Ecom_LEFSQ-FH-LA_WithWallPlate.jpeg?w=1500 | 784276248310 | LUMEA 1.5 A QUIET FAN SPEED LA | Lumea Quiet Fan Speed Control, 1.5 A, 120 V, 60 Hz, Light Almond |  | 3.91 | 5.9 | [50 empty] | 0 | 0 | 0 | [6 empty] | 0 | 1 | 1 | EA | 1 | Lighting Controls | [27 empty] | Dimmers | [242 empty] | <a href="https://assets.lutron.com/a/documents/0301990.pdf" target="_blank">Installation Instructions</a> | [23 empty] | 2.000 DW |  |  | 2.5000 IN | [89 empty] | 1.000 EA | 1.000 EA | [35 empty] | No | [42 empty] | https://www.lutron.com/TechnicalDocumentLibrary/3691071_ENG.pdf | [7 empty] | Shelf Stock | [39 empty] | 39122206 | [13 empty] | <a href="https://www.lutron.com/TechnicalDocumentLibrary/369-119_Wallbox_Warranty.pdf" target="_blank">Warranty Information</a> |  |  |  |  | 0.250 L | [14 empty] | 0 | 0 | 0 | 0 | Lighting Fixtures | 2021-09-01 04:13 | 2024-07-20 11:26 | 0000-00-00 00:00:00 | 2024-07-20 11:26 | 0000-00-00 00:00:00
1 | Lutron Electronics | ST-AS-WH | 4460-10236 | 4460 | 10236 | Lutron Electronics | Ecom_ST-ASR-WH_nowallplate.jpeg | 784276811002 | Sunnata 6A Accessory Switch, White | Lutron Sunnata Accessory Switch for use only with Sunnata LED+ Touch Dimmer Switch (STCL-153M-xx), White |  | 2.4 | 4.5 |  | Ecom_ST-ASR-WH_nowallplate.jpeg | http://grandbrass.xologic.com/vendors/4460/large/Ecom_ST-ASR-WH_nowallplate.jpeg | [47 empty] | 0 | 0 | 0 | [6 empty] | 0 | 1 | 1 | EA | 1 | Specialty Items | [27 empty] | Lighting Accessories | [49 empty] | <a href="https://lutron.widen.net/content/acvmsqvclv/pdf/Ecom_Sunnata-Comparison-Sell-Sheet.pdf" target="_blank">Manufacturer Brochure</a> | [192 empty] | <a href="https://assets.lutron.com/a/documents/0302022.pdf" target="_blank">Installation Instructions</a> | [23 empty] | 2.000 DW |  |  | 2.4000 IN | [89 empty] | 1.000 EA | 1.000 EA | [35 empty] | No | [42 empty] | https://www.lutron.com/TechnicalDocumentLibrary/3691167_ENG.pdf | [7 empty] | Shelf Stock | [39 empty] | 39122221 | [6 empty] | <a href="https://lutron.widen.net/content/8txwdz8fgz/original/Ecom_SunnataLED_benefitvideo.mp4" target="_blank">Product Video Clip</a> | [6 empty] | <a href="https://assets.lutron.com/a/documents/369-119_Wallbox_Warranty.pdf" target="_blank">Warranty Information</a> |  |  |  |  | 0.210 L | [14 empty] | 0 | 0 | 0 | 0 | Lighting Fixtures | 2021-10-01 06:14 | 2024-07-20 11:35 | 0000-00-00 00:00:00 | 2024-07-20 11:35 | 0000-00-00 00:00:00 | [6 empty] | White
1 | Lutron Electronics | MRF2-3BRLH-L-WG | 4460-10237 | 4460 | 10237 | Lutron Electronics | MRF2-3BRLH-L-WG.jpg | 27557770637 | MRF2 PICO ONLY | Pico 3-button remote with raise/lower in clamshell packaging |  |  |  |  | MRF2-3BRLH-L-WG.jpg | http://grandbrass.xologic.com/vendors/4460/large/MRF2-3BRLH-L-WG.jpg | [47 empty] | 0 | 0 | 0 | [6 empty] | 0 | 1 | 1 | EA | 1 | Lighting Controls | [27 empty] | Other Lighting Controls | [242 empty] | <a href="https://assets.lutron.com/a/documents/0301281A.pdf" target="_blank">Installation Instructions</a> | [23 empty] | 65.000 DW | [92 empty] | 1.000 EA | 1.000 EA | [35 empty] | No | [42 empty] | https://www.lutron.com/TechnicalDocumentLibrary/0301281A.pdf | [7 empty] | Shelf Stock | [39 empty] | 52161525 | [13 empty] | <a href="https://assets.lutron.com/a/documents/0301281A.pdf" target="_blank">Warranty Information</a> |  |  |  |  | 0.500 L | [14 empty] | 0 | 0 | 0 | 0 | Lighting Fixtures | 2021-10-01 06:39 | 2024-07-20 11:40 | 0000-00-00 00:00:00 | 2024-07-20 11:40 | 0000-00-00 00:00:00
1 | Lutron Electronics | STCL-153MH-WH | 4460-10238 | 4460 | 10238 | Lutron Electronics | Ecom_STCL-153MH-WH_nowallplate.jpeg | 784276810838 | SUNNATA TOUCH DIMMER LED+ WHITE | Lutron Sunnata LED+ Touch Dimmer, Single-Pole/3-way Multi-Location Dimmer, 120V, 150W LED or 600W Incandescent/Halogen; with Clamshell Packaging, White |  | 4 | 2.4 |  | Ecom_STCL-153MH-WH_nowallplate.jpeg | http://grandbrass.xologic.com/vendors/4460/large/Ecom_STCL-153MH-WH_nowallplate.jpeg | [47 empty] | 0 | 0 | 0 | [6 empty] | 0 | 1 | 1 | EA | 1 | Lighting Controls | [27 empty] | Other Lighting Controls | [49 empty] | <a href="https://lutron.widen.net/content/acvmsqvclv/pdf/Ecom_Sunnata-Comparison-Sell-Sheet.pdf" target="_blank">Manufacturer Brochure</a> | [192 empty] | <a href="https://assets.lutron.com/a/documents/0302030.pdf" target="_blank">Installation Instructions</a> | [23 empty] | 2.000 DW |  |  | 6.1000 IN | [89 empty] | 1.000 EA | 1.000 EA | [35 empty] | No | [42 empty] | https://www.lutron.com/TechnicalDocumentLibrary/3691167_ENG.pdf | [7 empty] | Shelf Stock | [39 empty] | 52161525 | [6 empty] | <a href="https://lutron.widen.net/content/8txwdz8fgz/original/Ecom_SunnataLED_benefitvideo.mp4" target="_blank">Product Video Clip</a> | [6 empty] | <a href="https://assets.lutron.com/a/documents/369-119_Wallbox_Warranty.pdf" target="_blank">Warranty Information</a> |  |  |  |  | 0.300 L | [14 empty] | 0 | 0 | 0 | 0 | Lighting Fixtures | 2021-10-01 06:45 | 2024-07-20 11:37 | 0000-00-00 00:00:00 | 2024-07-20 11:37 | 0000-00-00 00:00:00 | [6 empty] | White
1 | Lutron Electronics | STCL-153MRH-WH | 4460-10239 | 4460 | 10239 | Lutron Electronics | Ecom_STCL-153MH-WH_nowallplate.jpeg | 784276811019 | SUNNATA TOUCH DIM LED+ WH RETAIL | Lutron Sunnata LED+ Touch Dimmer, Single-Pole/3-way Multi-Location Dimmer, 120V, 150W LED or 600W Incandescent/Halogen; with Retail Clamshell Packaging, White |  | 0.51 | 7.13 |  | Ecom_STCL-153MH-WH_nowallplate.jpeg | http://grandbrass.xologic.com/vendors/4460/large/Ecom_STCL-153MH-WH_nowallplate.jpeg | [47 empty] | 0 | 0 | 0 | [6 empty] | 0 | 1 | 1 | EA | 1 | Lighting Controls | [27 empty] | Other Lighting Controls | [49 empty] | <a href="https://lutron.widen.net/content/acvmsqvclv/pdf/Ecom_Sunnata-Comparison-Sell-Sheet.pdf" target="_blank">Manufacturer Brochure</a> | [192 empty] | <a href="https://assets.lutron.com/a/documents/0302030.pdf" target="_blank">Installation Instructions</a> | [23 empty] | 10.000 DW |  |  | 2.5000 IN | [89 empty] | 1.000 EA | 1.000 EA | [35 empty] | No | [42 empty] | https://www.lutron.com/TechnicalDocumentLibrary/3691167_ENG.pdf | [7 empty] | Shelf Stock | [39 empty] | 52161525 | [6 empty] | <a href="https://lutron.widen.net/content/8txwdz8fgz/original/Ecom_SunnataLED_benefitvideo.mp4" target="_blank">Product Video Clip</a> | [6 empty] | <a href="https://assets.lutron.com/a/documents/369-119_Wallbox_Warranty.pdf" target="_blank">Warranty Information</a> |  |  |  |  | 0.510 L | [14 empty] | 0 | 0 | 0 | 0 | Lighting Fixtures | 2021-10-01 06:51 | 2024-07-20 11:39 | 0000-00-00 00:00:00 | 2024-07-20 11:39 | 0000-00-00 00:00:00 | [6 empty] | White
1 | Lutron Electronics | STCL-153M-WH | 4460-10240 | 4460 | 10240 | Lutron Electronics | Ecom_STCL-153MH-WH_nowallplate.jpeg | 784276810920 | Sunnata LED+ Dimmer Multi Location White | Lutron Sunnata LED+ Touch Dimmer, Single-Pole/3-way Multi-Location Dimmer, 120V, 150W LED or 600W Incandescent/Halogen, White |  | 2.25 | 5.4 |  | Ecom_STCL-153MH-WH_nowallplate.jpeg | http://grandbrass.xologic.com/vendors/4460/large/Ecom_STCL-153MH-WH_nowallplate.jpeg | [47 empty] | 0 | 0 | 0 | [6 empty] | 0 | 1 | 1 | EA | 1 | Lighting Controls | [27 empty] | Other Lighting Controls | [49 empty] | <a href="https://lutron.widen.net/content/acvmsqvclv/pdf/Ecom_Sunnata-Comparison-Sell-Sheet.pdf" target="_blank">Manufacturer Brochure</a> | [192 empty] | <a href="https://assets.lutron.com/a/documents/0302030.pdf" target="_blank">Installation Instructions</a> | [23 empty] | 20.000 DW |  |  | 2.2500 IN | [89 empty] | 1.000 EA | 1.000 EA | [35 empty] | No | [42 empty] | https://www.lutron.com/TechnicalDocumentLibrary/3691167_ENG.pdf | [7 empty] | Shelf Stock | [39 empty] | 52161525 | [6 empty] | <a href="https://lutron.widen.net/content/8txwdz8fgz/original/Ecom_SunnataLED_benefitvideo.mp4" target="_blank">Product Video Clip</a> | [6 empty] | <a href="https://assets.lutron.com/a/documents/369-119_Wallbox_Warranty.pdf" target="_blank">Warranty Information</a> |  |  |  |  | 0.260 L | [14 empty] | 0 | 0 | 0 | 0 | Lighting Fixtures | 2021-10-01 07:00 | 2024-07-20 11:37 | 0000-00-00 00:00:00 | 2024-07-20 11:37 | 0000-00-00 00:00:00 | [6 empty] | White
1 | Lutron Electronics | ST-6ANS-LA | 4460-10241 | 4460 | 10241 | Lutron Electronics | Ecom_ST-6ANS-LA_NoWallPlate.jpeg | 784276286190 | SUNNATA CTRL SW LA | Lutron Sunnata Switch, for 6A Lighting or 3A 1/10HP Motor, Single Pole/Multi Location, Light Almond |  | 2.25 | 4.5 |  | Ecom_ST-6ANS-LA_NoWallPlate.jpeg | http://grandbrass.xologic.com/vendors/4460/large/Ecom_ST-6ANS-LA_NoWallPlate.jpeg | [47 empty] | 0 | 0 | 0 | [6 empty] | 0 | 1 | 1 | EA | 1 | Lighting Controls | [27 empty] | Other Lighting Controls | [242 empty] | <a href="https://assets.lutron.com/a/documents/0301988.pdf" target="_blank">Installation Instructions</a> | [23 empty] | 10.000 DW |  |  | 2.2500 IN | [89 empty] | 1.000 EA | 1.000 EA | [35 empty] | No | [42 empty] | https://www.lutron.com/TechnicalDocumentLibrary/3691167_ENG.pdf | [7 empty] | Shelf Stock | [39 empty] | 52161525 | [6 empty] | <a href="https://lutron.widen.net/content/ws0c7phix6/mp4/Sunnata-Family-Animation.mp4" target="_blank">Product Video Clip</a> | [6 empty] | <a href="https://assets.lutron.com/a/documents/369-119_Wallbox_Warranty.pdf" target="_blank">Warranty Information</a> |  |  |  |  | 0.260 L | [14 empty] | 0 | 0 | 0 | 0 | Lighting Fixtures | 2021-11-01 04:38 | 2024-07-20 11:32 | 0000-00-00 00:00:00 | 2024-07-20 11:32 | 0000-00-00 00:00:00
1 | Lutron Electronics | ST-RD-SW | 4460-10242 | 4460 | 10242 | Lutron Electronics | Ecom_ST-RD-SW_nowallplate.jpeg | 784276286299 | SUNNATA COM DIM SW | Sunnata Companion Dimmer Switch, for use only with Sunnata Pro LED+ Dimmer Switches, Snow |  | 2.25 | 4.5 |  | Ecom_ST-RD-SW_nowallplate.jpeg | http://grandbrass.xologic.com/vendors/4460/large/Ecom_ST-RD-SW_nowallplate.jpeg | [47 empty] | 0 | 0 | 0 | [6 empty] | 0 | 1 | 1 | EA | 1 | Lighting Controls | [27 empty] | Other Lighting Controls | [242 empty] | <a href="https://assets.lutron.com/a/documents/0302016.pdf" target="_blank">Installation Instructions</a> | [23 empty] | 2.000 DW |  |  | 2.2500 IN | [89 empty] | 1.000 EA | 1.000 EA | [35 empty] | No | [42 empty] | https://www.lutron.com/TechnicalDocumentLibrary/3691167_ENG.pdf | [7 empty] | Shelf Stock | [39 empty] | 52161525 | [6 empty] | <a href="https://lutron.widen.net/content/ws0c7phix6/mp4/Sunnata-Family-Animation.mp4" target="_blank">Product Video Clip</a> | [6 empty] | <a href="https://assets.lutron.com/a/documents/369-119_Wallbox_Warranty.pdf" target="_blank">Warranty Information</a> |  |  |  |  | 0.160 L | [14 empty] | 0 | 0 | 0 | 0 | Lighting Fixtures | 2021-11-01 04:38 | 2024-07-20 11:26 | 0000-00-00 00:00:00 | 2024-07-20 11:26 | 0000-00-00 00:00:00 | [6 empty] | Snow
1 | Lutron Electronics | ST-RD-MN | 4460-10243 | 4460 | 10243 | Lutron Electronics | Ecom_ST-RD-MN_nowallplate.jpeg | 784276286312 | SUNNATA COM DIM MN | Sunnata Companion Dimmer Switch, for use only with Sunnata Pro LED+ Dimmer Switches, Midnight |  | 2.25 | 4.5 |  | Ecom_ST-RD-MN_nowallplate.jpeg | http://grandbrass.xologic.com/vendors/4460/large/Ecom_ST-RD-MN_nowallplate.jpeg | [47 empty] | 0 | 0 | 0 | [6 empty] | 0 | 1 | 1 | EA | 1 | Lighting Controls | [27 empty] | Other Lighting Controls | [242 empty] | <a href="https://assets.lutron.com/a/documents/0302016.pdf" target="_blank">Installation Instructions</a> | [23 empty] | 10.000 DW |  |  | 2.2500 IN | [89 empty] | 1.000 EA | 1.000 EA | [35 empty] | No | [42 empty] | https://www.lutron.com/TechnicalDocumentLibrary/3691167_ENG.pdf | [7 empty] | Shelf Stock | [39 empty] | 52161525 | [6 empty] | <a href="https://lutron.widen.net/content/ws0c7phix6/mp4/Sunnata-Family-Animation.mp4" target="_blank">Product Video Clip</a> | [6 empty] | <a href="https://assets.lutron.com/a/documents/369-119_Wallbox_Warranty.pdf" target="_blank">Warranty Information</a> |  |  |  |  | 0.160 L | [14 empty] | 0 | 0 | 0 | 0 | Lighting Fixtures | 2021-11-01 04:38 | 2024-07-20 11:39 | 0000-00-00 00:00:00 | 2024-07-20 11:39 | 0000-00-00 00:00:00 | [6 empty] | Midnight
1 | Lutron Electronics | ST-RD-SL | 4460-10244 | 4460 | 10244 | Lutron Electronics | Ecom_ST-RD-SL_nowallplate.jpeg | 784276294850 | SUNNATA COM DIM SL | Sunnata Companion Dimmer Switch, for use only with Sunnata Pro LED+ Dimmer Switches, Slate |  | 2.25 | 4.5 |  | Ecom_ST-RD-SL_nowallplate.jpeg | http://grandbrass.xologic.com/vendors/4460/large/Ecom_ST-RD-SL_nowallplate.jpeg | [47 empty] | 0 | 0 | 0 | [6 empty] | 0 | 1 | 1 | EA | 1 | Lighting Controls | [27 empty] | Other Lighting Controls | [242 empty] | <a href="https://assets.lutron.com/a/documents/0302016.pdf" target="_blank">Installation Instructions</a> | [23 empty] | 10.000 DW |  |  | 2.2500 IN | [89 empty] | 1.000 EA | 1.000 EA | [35 empty] | No | [42 empty] | https://www.lutron.com/TechnicalDocumentLibrary/3691167_ENG.pdf | [7 empty] | Shelf Stock | [39 empty] | 52161525 | [6 empty] | <a href="https://lutron.widen.net/content/ws0c7phix6/mp4/Sunnata-Family-Animation.mp4" target="_blank">Product Video Clip</a> | [6 empty] | <a href="https://assets.lutron.com/a/documents/369-119_Wallbox_Warranty.pdf" target="_blank">Warranty Information</a> |  |  |  |  | 0.160 L | [14 empty] | 0 | 0 | 0 | 0 | Lighting Fixtures | 2021-11-01 04:38 | 2024-07-20 11:43 | 0000-00-00 00:00:00 | 2024-07-20 11:43 | 0000-00-00 00:00:00
1 | Lutron Electronics | ST-RS-SA | 4460-10245 | 4460 | 10245 | Lutron Electronics | Ecom_ST-RS-SA_nowallplate.jpeg | 784276295109 | SUNNATA COM SW SA | Sunnata Companion Switch, for use only with Sunnata On/Off Switches, Sage |  | 2.25 | 4.5 |  | Ecom_ST-RS-SA_nowallplate.jpeg | http://grandbrass.xologic.com/vendors/4460/large/Ecom_ST-RS-SA_nowallplate.jpeg | [47 empty] | 0 | 0 | 0 | [6 empty] | 0 | 1 | 1 | EA | 1 | Lighting Controls | [27 empty] | Other Lighting Controls | [49 empty] | <a href="https://lutron.widen.net/content/acvmsqvclv/pdf/Ecom_Sunnata-Comparison-Sell-Sheet.pdf" target="_blank">Manufacturer Brochure</a> | [192 empty] | <a href="https://assets.lutron.com/a/documents/0302016.pdf" target="_blank">Installation Instructions</a> | [23 empty] | 10.000 DW |  |  | 2.2500 IN | [89 empty] | 1.000 EA | 1.000 EA | [35 empty] | No | [42 empty] | https://www.lutron.com/TechnicalDocumentLibrary/3691167_ENG.pdf | [7 empty] | Shelf Stock | [39 empty] | 52161525 | [6 empty] | <a href="https://lutron.widen.net/content/ws0c7phix6/mp4/Sunnata-Family-Animation.mp4" target="_blank">Product Video Clip</a> | [6 empty] | <a href="https://assets.lutron.com/a/documents/369-119_Wallbox_Warranty.pdf" target="_blank">Warranty Information</a> |  |  |  |  | 0.160 L | [14 empty] | 0 | 0 | 0 | 0 | Lighting Fixtures | 2021-11-01 04:38 | 2024-07-20 11:40 | 0000-00-00 00:00:00 | 2024-07-20 11:40 | 0000-00-00 00:00:00
1 | Lutron Electronics | RRST-PRO-N-SA | 4460-10246 | 4460 | 10246 | Lutron Electronics | RRST-PRO-N-SA.jpg | 784276295871 | RA3 SUNNATA DIM SA | Lutron RadioRA 3 Sunnata RF PRO LED+ Touch Dimmer Switch, 250W - Sage |  | 2.25 | 4.5 |  | RRST-PRO-N-SA.jpg | http://grandbrass.xologic.com/vendors/4460/large/RRST-PRO-N-SA.jpg | [47 empty] | 0 | 0 | 0 | [6 empty] | 0 | 1 | 1 | EA | 1 | Lighting Controls | [27 empty] | Other Lighting Controls | [242 empty] | <a href="https://assets.lutron.com/a/documents/044385.pdf" target="_blank">Installation Instructions</a> | [23 empty] | 20.000 DW |  |  | 2.2500 IN | [89 empty] | 1.000 EA | 1.000 EA | [35 empty] | No | [42 empty] | https://assets.lutron.com/a/documents/3691169_ENG.pdf | [7 empty] | Shelf Stock | [39 empty] | 52161525 | [6 empty] | <a href="https://lutron.widen.net/content/4y4cm6o0wa/mp4/RadioRA-3-Processor-Video.mp4?w=2048" target="_blank">Product Video Clip</a> | [6 empty] | <a href="https://assets.lutron.com/a/documents/043561.pdf" target="_blank">Warranty Information</a> |  |  |  |  | 0.310 L | [14 empty] | 0 | 0 | 0 | 0 | Lighting Fixtures | 2021-11-01 04:38 | 2024-07-20 11:34 | 0000-00-00 00:00:00 | 2024-07-20 11:34 | 0000-00-00 00:00:00
1 | Lutron Electronics | RRST-PRO-N-SL | 4460-10247 | 4460 | 10247 | Lutron Electronics | RRST-PRO-N-SL.jpg | 784276295918 | RA3 SUNNATA DIM SL | Lutron RadioRA 3 Sunnata RF PRO LED+ Touch Dimmer Switch, 250W - Slate |  | 2.25 | 4.5 |  | RRST-PRO-N-SL.jpg | http://grandbrass.xologic.com/vendors/4460/large/RRST-PRO-N-SL.jpg | [47 empty] | 0 | 0 | 0 | [6 empty] | 0 | 1 | 1 | EA | 1 | Lighting Controls | [27 empty] | Other Lighting Controls | [242 empty] | <a href="https://assets.lutron.com/a/documents/044385.pdf" target="_blank">Installation Instructions</a> | [23 empty] | 20.000 DW |  |  | 2.2500 IN | [89 empty] | 1.000 EA | 1.000 EA | [35 empty] | No | [42 empty] | https://assets.lutron.com/a/documents/3691169_ENG.pdf | [7 empty] | Shelf Stock | [39 empty] | 52161525 | [6 empty] | <a href="https://lutron.widen.net/content/4y4cm6o0wa/mp4/RadioRA-3-Processor-Video.mp4?w=2048" target="_blank">Product Video Clip</a> | [6 empty] | <a href="https://assets.lutron.com/a/documents/043561.pdf" target="_blank">Warranty Information</a> |  |  |  |  | 0.260 L | [14 empty] | 0 | 0 | 0 | 0 | Lighting Fixtures | 2021-11-01 04:38 | 2024-07-20 11:32 | 0000-00-00 00:00:00 | 2024-07-20 11:32 | 0000-00-00 00:00:00
1 | Lutron Electronics | RRST-RD-PM | 4460-10248 | 4460 | 10248 | Lutron Electronics | RRST-RD-PM.jpg | 784276296175 | RA3 SUNNATA COM DIM PM | Lutron RadioRA 3 Sunnata RF Companion Touch Dimmer Switch - Pumice |  | 2.4 | 4.6 |  | RRST-RD-PM.jpg | http://grandbrass.xologic.com/vendors/4460/large/RRST-RD-PM.jpg | [47 empty] | 0 | 0 | 0 | [6 empty] | 0 | 1 | 1 | EA | 1 | Lighting Controls | [27 empty] | Other Lighting Controls | [242 empty] | <a href="https://assets.lutron.com/a/documents/044385.pdf" target="_blank">Installation Instructions</a> | [23 empty] | 10.000 DW |  |  | 2.4000 IN | [89 empty] | 1.000 EA | 1.000 EA | [35 empty] | No | [42 empty] | https://assets.lutron.com/a/documents/3691169_ENG.pdf | [7 empty] | Shelf Stock | [39 empty] | 52161525 | [6 empty] | <a href="https://lutron.widen.net/content/4y4cm6o0wa/mp4/RadioRA-3-Processor-Video.mp4?w=2048" target="_blank">Product Video Clip</a> | [6 empty] | <a href="https://assets.lutron.com/a/documents/043561.pdf" target="_blank">Warranty Information</a> |  |  |  |  | 0.160 L | [14 empty] | 0 | 0 | 0 | 0 | Lighting Fixtures | 2021-11-01 04:44 | 2024-07-20 11:39 | 0000-00-00 00:00:00 | 2024-07-20 11:39 | 0000-00-00 00:00:00
1 | Lutron Electronics | RRST-RD-SA | 4460-10249 | 4460 | 10249 | Lutron Electronics | RRST-RD-SA.jpg | 784276296205 | RA3 SUNNATA COM DIM SA | Lutron RadioRA 3 Sunnata RF Companion Touch Dimmer Switch - Sage |  | 2.3 | 4.5 |  | RRST-RD-SA.jpg | http://grandbrass.xologic.com/vendors/4460/large/RRST-RD-SA.jpg | [47 empty] | 0 | 0 | 0 | [6 empty] | 0 | 1 | 1 | EA | 1 | Lighting Controls | [27 empty] | Other Lighting Controls | [242 empty] | <a href="https://assets.lutron.com/a/documents/044385.pdf" target="_blank">Installation Instructions</a> | [23 empty] | 10.000 DW |  |  | 2.3000 IN | [89 empty] | 1.000 EA | 1.000 EA | [35 empty] | No | [42 empty] | https://assets.lutron.com/a/documents/3691169_ENG.pdf | [7 empty] | Shelf Stock | [39 empty] | 52161525 | [6 empty] | <a href="https://lutron.widen.net/content/4y4cm6o0wa/mp4/RadioRA-3-Processor-Video.mp4?w=2048" target="_blank">Product Video Clip</a> | [6 empty] | <a href="https://assets.lutron.com/a/documents/043561.pdf" target="_blank">Warranty Information</a> |  |  |  |  | 0.260 L | [14 empty] | 0 | 0 | 0 | 0 | Lighting Fixtures | 2021-11-01 04:44 | 2024-07-20 11:43 | 0000-00-00 00:00:00 | 2024-07-20 11:43 | 0000-00-00 00:00:00
1 | Lutron Electronics | RRST-RS-SA | 4460-10250 | 4460 | 10250 | Lutron Electronics | RRST-RS-SA.jpg | 784276296670 | RA3 SUNNATA COM SW SA | Lutron RadioRA 3 Sunnata RF Companion Switch - Sage |  | 2.25 | 4.5 |  | RRST-RS-SA.jpg | http://grandbrass.xologic.com/vendors/4460/large/RRST-RS-SA.jpg | [47 empty] | 0 | 0 | 0 | [6 empty] | 0 | 1 | 1 | EA | 1 | Lighting Controls | [27 empty] | Other Lighting Controls | [242 empty] | <a href="https://assets.lutron.com/a/documents/044386.pdf" target="_blank">Installation Instructions</a> | [23 empty] | 10.000 DW |  |  | 2.2500 IN | [89 empty] | 1.000 EA | 1.000 EA | [35 empty] | No | [42 empty] | https://assets.lutron.com/a/documents/3691169_ENG.pdf | [7 empty] | Shelf Stock | [39 empty] | 52161525 | [6 empty] | <a href="https://lutron.widen.net/content/4y4cm6o0wa/mp4/RadioRA-3-Processor-Video.mp4?w=2048" target="_blank">Product Video Clip</a> | [6 empty] | <a href="https://assets.lutron.com/a/documents/043561.pdf" target="_blank">Warranty Information</a> |  |  |  |  | 0.160 L | [14 empty] | 0 | 0 | 0 | 0 | Lighting Fixtures | 2021-11-01 04:44 | 2024-07-20 11:44 | 0000-00-00 00:00:00 | 2024-07-20 11:44 | 0000-00-00 00:00:00
1 | Lutron Electronics | RRST-8ANS-IV | 4460-10251 | 4460 | 10251 | Lutron Electronics | RRST-8ANS-IV.jpg | 784276808576 | RA3 SUNNATA SW IV | Lutron RadioRA 3 Sunnata RF Neutral Switch, 8A - Ivory |  | 2.25 | 4.5 |  | RRST-8ANS-IV.jpg | http://grandbrass.xologic.com/vendors/4460/large/RRST-8ANS-IV.jpg | [47 empty] | 0 | 0 | 0 | [6 empty] | 0 | 1 | 1 | EA | 1 | Lighting Controls | [27 empty] | Other Lighting Controls | [242 empty] | <a href="https://assets.lutron.com/a/documents/044386.pdf" target="_blank">Installation Instructions</a> | [23 empty] | 10.000 DW |  |  | 2.2500 IN | [89 empty] | 1.000 EA | 1.000 EA | [35 empty] | No | [42 empty] | https://assets.lutron.com/a/documents/3691169_ENG.pdf | [7 empty] | Shelf Stock | [39 empty] | 52161525 | [6 empty] | <a href="https://lutron.widen.net/content/4y4cm6o0wa/mp4/RadioRA-3-Processor-Video.mp4?w=2048" target="_blank">Product Video Clip</a> | [6 empty] | <a href="https://assets.lutron.com/a/documents/043561.pdf" target="_blank">Warranty Information</a> |  |  |  |  | 0.260 L | [14 empty] | 0 | 0 | 0 | 0 | Lighting Fixtures | 2021-11-01 04:44 | 2024-07-20 11:33 | 0000-00-00 00:00:00 | 2024-07-20 11:33 | 0000-00-00 00:00:00 | [6 empty] | Ivory
1 | Lutron Electronics | ST-RD-BL | 4460-10252 | 4460 | 10252 | Lutron Electronics | Ecom_ST-RD-BL_nowallplate.jpeg | 784276286282 | SUNNATA COM DIM BL | Sunnata Companion Dimmer Switch, for use only with Sunnata Pro LED+ Dimmer Switches, Black |  | 2.25 | 4.5 |  | Ecom_ST-RD-BL_nowallplate.jpeg | http://grandbrass.xologic.com/vendors/4460/large/Ecom_ST-RD-BL_nowallplate.jpeg | [47 empty] | 0 | 0 | 0 | [6 empty] | 0 | 1 | 1 | EA | 1 | Lighting Controls | [27 empty] | Other Lighting Controls | [242 empty] | <a href="https://assets.lutron.com/a/documents/0302016.pdf" target="_blank">Installation Instructions</a> | [23 empty] | 10.000 DW |  |  | 2.2500 IN | [89 empty] | 1.000 EA | 1.000 EA | [35 empty] | No | [42 empty] | https://www.lutron.com/TechnicalDocumentLibrary/3691167_ENG.pdf | [7 empty] | Shelf Stock | [39 empty] | 52161525 | [6 empty] | <a href="https://lutron.widen.net/content/ws0c7phix6/mp4/Sunnata-Family-Animation.mp4" target="_blank">Product Video Clip</a> | [6 empty] | <a href="https://assets.lutron.com/a/documents/369-119_Wallbox_Warranty.pdf" target="_blank">Warranty Information</a> |  |  |  |  | 0.160 L | [14 empty] | 0 | 0 | 0 | 0 | Lighting Fixtures | 2021-11-01 04:51 | 2024-07-20 11:28 | 0000-00-00 00:00:00 | 2024-07-20 11:28 | 0000-00-00 00:00:00 | [6 empty] | Black
1 | Lutron Electronics | STCL-153MH-LA | 4460-10253 | 4460 | 10253 | Lutron Electronics | Ecom_STCL-153M-LA_withpackaging.jpeg | 784276810869 | SUNNATA TOUCH DIMMER LED+ LT ALM | Lutron Sunnata LED+ Touch Dimmer, Single-Pole/3-way Multi-Location Dimmer, 120V, 150W LED or 600W Incandescent/Halogen, with Clamshell Packaging, Light Almond |  | 4 | 6 |  | Ecom_STCL-153M-LA_withpackaging.jpeg | http://grandbrass.xologic.com/vendors/4460/large/Ecom_STCL-153M-LA_withpackaging.jpeg | [47 empty] | 0 | 0 | 0 | [6 empty] | 0 | 1 | 1 | EA | 1 | Lighting Controls | [27 empty] | Other Lighting Controls | [49 empty] | <a href="https://lutron.widen.net/content/acvmsqvclv/pdf/Ecom_Sunnata-Comparison-Sell-Sheet.pdf" target="_blank">Manufacturer Brochure</a> | [192 empty] | <a href="https://assets.lutron.com/a/documents/0302030.pdf" target="_blank">Installation Instructions</a> | [23 empty] | 10.000 DW |  |  | 2.0000 IN | [89 empty] | 1.000 EA | 1.000 EA | [35 empty] | No | [42 empty] | https://www.lutron.com/TechnicalDocumentLibrary/3691167_ENG.pdf | [7 empty] | Shelf Stock | [39 empty] | 52161525 | [6 empty] | <a href="https://lutron.widen.net/content/8txwdz8fgz/original/Ecom_SunnataLED_benefitvideo.mp4" target="_blank">Product Video Clip</a> | [6 empty] | <a href="https://assets.lutron.com/a/documents/369-119_Wallbox_Warranty.pdf" target="_blank">Warranty Information</a> |  |  |  |  | 0.300 L | [14 empty] | 0 | 0 | 0 | 0 | Lighting Fixtures | 2021-11-01 04:51 | 2024-07-20 11:37 | 0000-00-00 00:00:00 | 2024-07-20 11:37 | 0000-00-00 00:00:00
1 | Lutron Electronics | STCL-153MH-BL-C | 4460-10254 | 4460 | 10254 | Lutron Electronics | Ecom_STCL-153M-BL_withpackaging.jpeg | 784276810883 | SUNNATA TOUCH DIMMER LED+ BLACK, CANADA | Lutron Sunnata LED+ Touch Dimmer, Single-Pole/3-way Multi-Location Dimmer, 120V, 150W LED or 600W Incandescent/Halogen, with Clamshell Packaging, Black |  | 4 | 6 |  | Ecom_STCL-153M-BL_withpackaging.jpeg | http://grandbrass.xologic.com/vendors/4460/large/Ecom_STCL-153M-BL_withpackaging.jpeg | [47 empty] | 0 | 0 | 0 | [6 empty] | 0 | 1 | 1 | EA | 1 | Lighting Controls | [27 empty] | Other Lighting Controls | [49 empty] | <a href="https://lutron.widen.net/content/acvmsqvclv/pdf/Ecom_Sunnata-Comparison-Sell-Sheet.pdf" target="_blank">Manufacturer Brochure</a> | [192 empty] | <a href="https://assets.lutron.com/a/documents/0302030.pdf" target="_blank">Installation Instructions</a> | [23 empty] | 2.000 DW |  |  | 2.5000 IN | [89 empty] | 1.000 EA | 1.000 EA | [35 empty] | No | [42 empty] | https://www.lutron.com/TechnicalDocumentLibrary/3691167_ENG.pdf | [7 empty] | Shelf Stock | [39 empty] | 52161525 | [6 empty] | <a href="https://lutron.widen.net/content/8txwdz8fgz/original/Ecom_SunnataLED_benefitvideo.mp4" target="_blank">Product Video Clip</a> | [6 empty] | <a href="https://assets.lutron.com/a/documents/369-119_Wallbox_Warranty.pdf" target="_blank">Warranty Information</a> |  |  |  |  | 0.270 L | [14 empty] | 0 | 0 | 0 | 0 | Lighting Fixtures | 2021-11-01 04:51 | 2024-07-20 11:28 | 0000-00-00 00:00:00 | 2024-07-20 11:28 | 0000-00-00 00:00:00 | [6 empty] | Black
1 | Lutron Electronics | ST-6ANS-TF | 4460-10255 | 4460 | 10255 | Lutron Electronics | Ecom_ST-6ANS-TF_NoWallPlate.jpeg | 784276294546 | SUNNATA CTRL SW TF | Lutron Sunnata Switch, for 6A Lighting or 3A 1/10HP Motor, Single Pole/Multi Location, Truffle |  | 2.25 | 4.5 |  | Ecom_ST-6ANS-TF_NoWallPlate.jpeg | http://grandbrass.xologic.com/vendors/4460/large/Ecom_ST-6ANS-TF_NoWallPlate.jpeg | [47 empty] | 0 | 0 | 0 | [6 empty] | 0 | 1 | 1 | EA | 1 | Lighting Controls | [27 empty] | Other Lighting Controls | [242 empty] | <a href="https://assets.lutron.com/a/documents/0301988.pdf" target="_blank">Installation Instructions</a> | [23 empty] | 10.000 DW |  |  | 2.2500 IN | [89 empty] | 1.000 EA | 1.000 EA | [35 empty] | No | [42 empty] | https://www.lutron.com/TechnicalDocumentLibrary/3691167_ENG.pdf | [7 empty] | Shelf Stock | [39 empty] | 52161525 | [6 empty] | <a href="https://lutron.widen.net/content/ws0c7phix6/mp4/Sunnata-Family-Animation.mp4" target="_blank">Product Video Clip</a> | [6 empty] | <a href="https://assets.lutron.com/a/documents/369-119_Wallbox_Warranty.pdf" target="_blank">Warranty Information</a> |  |  |  |  | 0.260 L | [14 empty] | 0 | 0 | 0 | 0 | Lighting Fixtures | 2021-11-01 04:51 | 2024-07-20 11:39 | 0000-00-00 00:00:00 | 2024-07-20 11:39 | 0000-00-00 00:00:00
1 | Lutron Electronics | ST-RD-BW | 4460-10256 | 4460 | 10256 | Lutron Electronics | Ecom_ST-RD-BW_nowallplate.jpeg | 784276294584 | SUNNATA COM DIM BW | Sunnata Companion Dimmer Switch, for use only with Sunnata Pro LED+ Dimmer Switches, Brilliant White |  | 2.25 | 4.5 |  | Ecom_ST-RD-BW_nowallplate.jpeg | http://grandbrass.xologic.com/vendors/4460/large/Ecom_ST-RD-BW_nowallplate.jpeg | [47 empty] | 0 | 0 | 0 | [6 empty] | 0 | 1 | 1 | EA | 1 | Lighting Controls | [27 empty] | Other Lighting Controls | [242 empty] | <a href="https://assets.lutron.com/a/documents/0302016.pdf" target="_blank">Installation Instructions</a> | [23 empty] | 20.000 DW |  |  | 2.2500 IN | [89 empty] | 1.000 EA | 1.000 EA | [35 empty] | No | [42 empty] | https://www.lutron.com/TechnicalDocumentLibrary/3691167_ENG.pdf | [7 empty] | Shelf Stock | [39 empty] | 52161525 | [6 empty] | <a href="https://lutron.widen.net/content/ws0c7phix6/mp4/Sunnata-Family-Animation.mp4" target="_blank">Product Video Clip</a> | [6 empty] | <a href="https://assets.lutron.com/a/documents/369-119_Wallbox_Warranty.pdf" target="_blank">Warranty Information</a> |  |  |  |  | 0.160 L | [14 empty] | 0 | 0 | 0 | 0 | Lighting Fixtures | 2021-11-01 04:51 | 2024-07-20 11:43 | 0000-00-00 00:00:00 | 2024-07-20 11:43 | 0000-00-00 00:00:00
1 | Lutron Electronics | ST-RD-MI | 4460-10257 | 4460 | 10257 | Lutron Electronics | Ecom_ST-RD-MI_nowallplate.jpeg | 784276294720 | SUNNATA COM DIM MI | Sunnata Companion Dimmer Switch, for use only with Sunnata Pro LED+ Dimmer Switches, Mist |  | 2.25 | 4.5 |  | Ecom_ST-RD-MI_nowallplate.jpeg | http://grandbrass.xologic.com/vendors/4460/large/Ecom_ST-RD-MI_nowallplate.jpeg | [47 empty] | 0 | 0 | 0 | [6 empty] | 0 | 1 | 1 | EA | 1 | Lighting Controls | [27 empty] | Other Lighting Controls | [242 empty] | <a href="https://assets.lutron.com/a/documents/0302016.pdf" target="_blank">Installation Instructions</a> | [23 empty] | 10.000 DW |  |  | 2.2500 IN | [89 empty] | 1.000 EA | 1.000 EA | [35 empty] | No | [42 empty] | https://www.lutron.com/TechnicalDocumentLibrary/3691167_ENG.pdf | [7 empty] | Shelf Stock | [39 empty] | 52161525 | [6 empty] | <a href="https://lutron.widen.net/content/ws0c7phix6/mp4/Sunnata-Family-Animation.mp4" target="_blank">Product Video Clip</a> | [6 empty] | <a href="https://assets.lutron.com/a/documents/369-119_Wallbox_Warranty.pdf" target="_blank">Warranty Information</a> |  |  |  |  | 0.160 L | [14 empty] | 0 | 0 | 0 | 0 | Lighting Fixtures | 2021-11-01 04:51 | 2024-07-20 11:33 | 0000-00-00 00:00:00 | 2024-07-20 11:33 | 0000-00-00 00:00:00
1 | Lutron Electronics | ST-PRO-N-BW | 4460-10258 | 4460 | 10258 | Lutron Electronics | Ecom_ST-PRO-N-BW_nowallplate.jpeg | 784276295161 | SUNNATA PRO BW | Lutron Sunnata PRO LED+ Touch Dimmer Switch with Phase Selectable Dimming for LED, MLV, ELV, and Incandescent/Halogen lighting, Brilliant White |  | 2.3 | 4.5 |  | Ecom_ST-PRO-N-BW_nowallplate.jpeg | http://grandbrass.xologic.com/vendors/4460/large/Ecom_ST-PRO-N-BW_nowallplate.jpeg | [47 empty] | 0 | 0 | 0 | [6 empty] | 0 | 1 | 1 | EA | 1 | Lighting Controls | [27 empty] | Other Lighting Controls | [49 empty] | <a href="https://lutron.widen.net/content/acvmsqvclv/pdf/Ecom_Sunnata-Comparison-Sell-Sheet.pdf" target="_blank">Manufacturer Brochure</a> | [192 empty] | <a href="https://assets.lutron.com/a/documents/0301987.pdf" target="_blank">Installation Instructions</a> | [23 empty] | 20.000 DW |  |  | 2.3000 IN | [89 empty] | 1.000 EA | 1.000 EA | [35 empty] | No | [42 empty] | https://www.lutron.com/TechnicalDocumentLibrary/3691167_ENG.pdf | [7 empty] | Shelf Stock | [39 empty] | 52161525 | [6 empty] | <a href="https://lutron.widen.net/content/ws0c7phix6/mp4/Sunnata-Family-Animation.mp4" target="_blank">Product Video Clip</a> | [6 empty] | <a href="https://assets.lutron.com/a/documents/369-119_Wallbox_Warranty.pdf" target="_blank">Warranty Information</a> |  |  |  |  | 0.280 L | [14 empty] | 0 | 0 | 0 | 0 | Lighting Fixtures | 2021-11-01 04:51 | 2024-07-20 11:36 | 0000-00-00 00:00:00 | 2024-07-20 11:36 | 0000-00-00 00:00:00
1 | Lutron Electronics | ST-PRO-N-MI | 4460-10259 | 4460 | 10259 | Lutron Electronics | Ecom_ST-PRO-N-MI_nowallplate.jpeg | 784276295239 | SUNNATA PRO MI | Lutron Sunnata PRO LED+ Touch Dimmer Switch with Phase Selectable Dimming for LED, MLV, ELV, and Incandescent/Halogen lighting, Mist |  | 2.25 | 4.5 |  | Ecom_ST-PRO-N-MI_nowallplate.jpeg | http://grandbrass.xologic.com/vendors/4460/large/Ecom_ST-PRO-N-MI_nowallplate.jpeg | [47 empty] | 0 | 0 | 0 | [6 empty] | 0 | 1 | 1 | EA | 1 | Lighting Controls | [27 empty] | Other Lighting Controls | [49 empty] | <a href="https://lutron.widen.net/content/acvmsqvclv/pdf/Ecom_Sunnata-Comparison-Sell-Sheet.pdf" target="_blank">Manufacturer Brochure</a> | [192 empty] | <a href="https://assets.lutron.com/a/documents/0301987.pdf" target="_blank">Installation Instructions</a> | [23 empty] | 20.000 DW |  |  | 2.2500 IN | [89 empty] | 1.000 EA | 1.000 EA | [35 empty] | No | [42 empty] | https://www.lutron.com/TechnicalDocumentLibrary/3691167_ENG.pdf | [7 empty] | Shelf Stock | [39 empty] | 52161525 | [6 empty] | <a href="https://lutron.widen.net/content/ws0c7phix6/mp4/Sunnata-Family-Animation.mp4" target="_blank">Product Video Clip</a> | [6 empty] | <a href="https://assets.lutron.com/a/documents/369-119_Wallbox_Warranty.pdf" target="_blank">Warranty Information</a> |  |  |  |  | 0.260 L | [14 empty] | 0 | 0 | 0 | 0 | Lighting Fixtures | 2021-11-01 04:51 | 2024-07-20 11:39 | 0000-00-00 00:00:00 | 2024-07-20 11:39 | 0000-00-00 00:00:00
1 | Lutron Electronics | ST-PRO-N-PM | 4460-10260 | 4460 | 10260 | Lutron Electronics | Ecom_ST-PRO-N-PM_nowallplate.jpeg | 784276295253 | SUNNATA PRO PM | Lutron Sunnata PRO LED+ Touch Dimmer Switch with Phase Selectable Dimming for LED, MLV, ELV, and Incandescent/Halogen lighting, Pumice |  | 2.25 | 4.5 |  | Ecom_ST-PRO-N-PM_nowallplate.jpeg | http://grandbrass.xologic.com/vendors/4460/large/Ecom_ST-PRO-N-PM_nowallplate.jpeg | [47 empty] | 0 | 0 | 0 | [6 empty] | 0 | 1 | 1 | EA | 1 | Lighting Controls | [27 empty] | Other Lighting Controls | [49 empty] | <a href="https://lutron.widen.net/content/acvmsqvclv/pdf/Ecom_Sunnata-Comparison-Sell-Sheet.pdf" target="_blank">Manufacturer Brochure</a> | [192 empty] | <a href="https://assets.lutron.com/a/documents/0301987.pdf" target="_blank">Installation Instructions</a> | [23 empty] | 20.000 DW |  |  | 2.2500 IN | [89 empty] | 1.000 EA | 1.000 EA | [35 empty] | No | [42 empty] | https://www.lutron.com/TechnicalDocumentLibrary/3691167_ENG.pdf | [7 empty] | Shelf Stock | [39 empty] | 52161525 | [6 empty] | <a href="https://lutron.widen.net/content/ws0c7phix6/mp4/Sunnata-Family-Animation.mp4" target="_blank">Product Video Clip</a> | [6 empty] | <a href="https://assets.lutron.com/a/documents/369-119_Wallbox_Warranty.pdf" target="_blank">Warranty Information</a> |  |  |  |  | 0.260 L | [14 empty] | 0 | 0 | 0 | 0 | Lighting Fixtures | 2021-11-01 04:51 | 2024-07-20 11:33 | 0000-00-00 00:00:00 | 2024-07-20 11:33 | 0000-00-00 00:00:00
1 | Lutron Electronics | RRST-8ANS-SL | 4460-10261 | 4460 | 10261 | Lutron Electronics | RRST-8ANS-SL.jpg | 784276296526 | RA3 SUNNATA SW SL | Lutron RadioRA 3 Sunnata RF Neutral Switch, 8A - Slate |  | 2.25 | 4.5 |  | RRST-8ANS-SL.jpg | http://grandbrass.xologic.com/vendors/4460/large/RRST-8ANS-SL.jpg | [47 empty] | 0 | 0 | 0 | [6 empty] | 0 | 1 | 1 | EA | 1 | Lighting Controls | [27 empty] | Other Lighting Controls | [242 empty] | <a href="https://assets.lutron.com/a/documents/044386.pdf" target="_blank">Installation Instructions</a> | [23 empty] | 10.000 DW |  |  | 2.2500 IN | [89 empty] | 1.000 EA | 1.000 EA | [35 empty] | No | [42 empty] | https://assets.lutron.com/a/documents/3691169_ENG.pdf | [7 empty] | Shelf Stock | [39 empty] | 52161525 | [6 empty] | <a href="https://lutron.widen.net/content/4y4cm6o0wa/mp4/RadioRA-3-Processor-Video.mp4?w=2048" target="_blank">Product Video Clip</a> | [6 empty] | <a href="https://assets.lutron.com/a/documents/043561.pdf" target="_blank">Warranty Information</a> |  |  |  |  | 0.260 L | [14 empty] | 0 | 0 | 0 | 0 | Lighting Fixtures | 2021-11-01 04:51 | 2024-07-20 11:32 | 0000-00-00 00:00:00 | 2024-07-20 11:32 | 0000-00-00 00:00:00
1 | Lutron Electronics | RRST-8ANS-TF | 4460-10262 | 4460 | 10262 | Lutron Electronics | RRST-8ANS-TF.jpg | 784276296540 | RA3 SUNNATA SW TF | Lutron RadioRA 3 Sunnata RF Neutral Switch, 8A - Truffle |  | 2.25 | 4.5 |  | RRST-8ANS-TF.jpg | http://grandbrass.xologic.com/vendors/4460/large/RRST-8ANS-TF.jpg | [47 empty] | 0 | 0 | 0 | [6 empty] | 0 | 1 | 1 | EA | 1 | Lighting Controls | [27 empty] | Other Lighting Controls | [242 empty] | <a href="https://assets.lutron.com/a/documents/044386.pdf" target="_blank">Installation Instructions</a> | [23 empty] | 10.000 DW |  |  | 2.2500 IN | [89 empty] | 1.000 EA | 1.000 EA | [35 empty] | No | [42 empty] | https://assets.lutron.com/a/documents/3691169_ENG.pdf | [7 empty] | Shelf Stock | [39 empty] | 52161525 | [6 empty] | <a href="https://lutron.widen.net/content/4y4cm6o0wa/mp4/RadioRA-3-Processor-Video.mp4?w=2048" target="_blank">Product Video Clip</a> | [6 empty] | <a href="https://assets.lutron.com/a/documents/043561.pdf" target="_blank">Warranty Information</a> |  |  |  |  | 0.260 L | [14 empty] | 0 | 0 | 0 | 0 | Lighting Fixtures | 2021-11-01 04:51 | 2024-07-20 11:44 | 0000-00-00 00:00:00 | 2024-07-20 11:44 | 0000-00-00 00:00:00
1 | Lutron Electronics | RRST-RS-GL | 4460-10263 | 4460 | 10263 | Lutron Electronics | RRST-RS-GL.jpg | 784276296618 | RA3 SUNNATA COM SW GL | Lutron RadioRA 3 Sunnata RF Companion Switch - Glacier White |  | 2.25 | 4.5 |  | RRST-RS-GL.jpg | http://grandbrass.xologic.com/vendors/4460/large/RRST-RS-GL.jpg | [47 empty] | 0 | 0 | 0 | [6 empty] | 0 | 1 | 1 | EA | 1 | Lighting Controls | [27 empty] | Other Lighting Controls | [242 empty] | <a href="https://assets.lutron.com/a/documents/044386.pdf" target="_blank">Installation Instructions</a> | [23 empty] | 20.000 DW |  |  | 2.2500 IN | [89 empty] | 1.000 EA | 1.000 EA | [35 empty] | No | [42 empty] | https://assets.lutron.com/a/documents/3691169_ENG.pdf | [7 empty] | Shelf Stock | [39 empty] | 52161525 | [6 empty] | <a href="https://lutron.widen.net/content/4y4cm6o0wa/mp4/RadioRA-3-Processor-Video.mp4?w=2048" target="_blank">Product Video Clip</a> | [6 empty] | <a href="https://assets.lutron.com/a/documents/043561.pdf" target="_blank">Warranty Information</a> |  |  |  |  | 0.160 L | [14 empty] | 0 | 0 | 0 | 0 | Lighting Fixtures | 2021-11-01 04:51 | 2024-07-20 11:22 | 0000-00-00 00:00:00 | 2024-07-20 11:22 | 0000-00-00 00:00:00
1 | Lutron Electronics | RRST-RD-BL | 4460-10264 | 4460 | 10264 | Lutron Electronics | RRST-RD-BL.jpg | 784276808637 | RA3 SUNNATA COM DIM BL | Lutron RadioRA 3 Sunnata RF Companion Touch Dimmer Switch - Black |  | 2.4 | 4.5 |  | RRST-RD-BL.jpg | http://grandbrass.xologic.com/vendors/4460/large/RRST-RD-BL.jpg | [47 empty] | 0 | 0 | 0 | [6 empty] | 0 | 1 | 1 | EA | 1 | Lighting Controls | [27 empty] | Other Lighting Controls | [242 empty] | <a href="https://assets.lutron.com/a/documents/044385.pdf" target="_blank">Installation Instructions</a> | [23 empty] | 10.000 DW |  |  | 2.4000 IN | [89 empty] | 1.000 EA | 1.000 EA | [35 empty] | No | [42 empty] | https://assets.lutron.com/a/documents/3691169_ENG.pdf | [7 empty] | Shelf Stock | [39 empty] | 52161525 | [6 empty] | <a href="https://lutron.widen.net/content/4y4cm6o0wa/mp4/RadioRA-3-Processor-Video.mp4?w=2048" target="_blank">Product Video Clip</a> | [6 empty] | <a href="https://assets.lutron.com/a/documents/043561.pdf" target="_blank">Warranty Information</a> |  |  |  |  | 0.260 L | [14 empty] | 0 | 0 | 0 | 0 | Lighting Fixtures | 2021-11-01 04:51 | 2024-07-20 11:34 | 0000-00-00 00:00:00 | 2024-07-20 11:34 | 0000-00-00 00:00:00 | [6 empty] | Black
1 | Lutron Electronics | RRST-RS-BL | 4460-10265 | 4460 | 10265 | Lutron Electronics | RRST-RS-BL.jpg | 784276808705 | RA3 SUNNATA COM SW BL | Lutron RadioRA 3 Sunnata RF Companion Switch - Black |  | 2.25 | 4.5 |  | RRST-RS-BL.jpg | http://grandbrass.xologic.com/vendors/4460/large/RRST-RS-BL.jpg | [47 empty] | 0 | 0 | 0 | [6 empty] | 0 | 1 | 1 | EA | 1 | Lighting Controls | [27 empty] | Other Lighting Controls | [242 empty] | <a href="https://assets.lutron.com/a/documents/044386.pdf" target="_blank">Installation Instructions</a> | [23 empty] | 10.000 DW |  |  | 2.2500 IN | [89 empty] | 1.000 EA | 1.000 EA | [35 empty] | No | [42 empty] | https://assets.lutron.com/a/documents/3691169_ENG.pdf | [7 empty] | Shelf Stock | [39 empty] | 52161525 | [6 empty] | <a href="https://lutron.widen.net/content/4y4cm6o0wa/mp4/RadioRA-3-Processor-Video.mp4?w=2048" target="_blank">Product Video Clip</a> | [6 empty] | <a href="https://assets.lutron.com/a/documents/043561.pdf" target="_blank">Warranty Information</a> |  |  |  |  | 0.160 L | [14 empty] | 0 | 0 | 0 | 0 | Lighting Fixtures | 2021-11-01 04:51 | 2024-07-20 11:22 | 0000-00-00 00:00:00 | 2024-07-20 11:22 | 0000-00-00 00:00:00 | [6 empty] | Black
1 | Lutron Electronics | RRST-RS-LA | 4460-10266 | 4460 | 10266 | Lutron Electronics | RRST-RS-LA.jpg | 784276808729 | RA3 SUNNATA COM SW LA | Lutron RadioRA 3 Sunnata RF Companion Switch - Light Almond |  | 2.25 | 4.5 |  | RRST-RS-LA.jpg | http://grandbrass.xologic.com/vendors/4460/large/RRST-RS-LA.jpg | [47 empty] | 0 | 0 | 0 | [6 empty] | 0 | 1 | 1 | EA | 1 | Lighting Controls | [27 empty] | Other Lighting Controls | [242 empty] | <a href="https://assets.lutron.com/a/documents/044386.pdf" target="_blank">Installation Instructions</a> | [23 empty] | 10.000 DW |  |  | 2.2500 IN | [89 empty] | 1.000 EA | 1.000 EA | [35 empty] | No | [42 empty] | https://assets.lutron.com/a/documents/3691169_ENG.pdf | [7 empty] | Shelf Stock | [39 empty] | 52161525 | [6 empty] | <a href="https://lutron.widen.net/content/4y4cm6o0wa/mp4/RadioRA-3-Processor-Video.mp4?w=2048" target="_blank">Product Video Clip</a> | [6 empty] | <a href="https://assets.lutron.com/a/documents/043561.pdf" target="_blank">Warranty Information</a> |  |  |  |  | 0.160 L | [14 empty] | 0 | 0 | 0 | 0 | Lighting Fixtures | 2021-11-01 04:51 | 2024-07-20 11:32 | 0000-00-00 00:00:00 | 2024-07-20 11:32 | 0000-00-00 00:00:00
1 | Lutron Electronics | ST-PRO-N-WH | 4460-10267 | 4460 | 10267 | Lutron Electronics | ST-PRO-N-WH.jpeg | 784276286114 | SUNNATA PRO WH | Lutron Sunnata PRO LED+ Touch Dimmer Switch with Phase Selectable Dimming for LED, MLV, ELV, and Incandescent/Halogen lighting, White |  | 2.4 | 4.6 |  | ST-PRO-N-WH.jpeg | http://grandbrass.xologic.com/vendors/4460/large/ST-PRO-N-WH.jpeg | [47 empty] | 0 | 0 | 0 | [6 empty] | 0 | 1 | 1 | EA | 1 | Lighting Controls | [27 empty] | Other Lighting Controls | [49 empty] | <a href="https://lutron.widen.net/content/acvmsqvclv/pdf/Ecom_Sunnata-Comparison-Sell-Sheet.pdf" target="_blank">Manufacturer Brochure</a> | [192 empty] | <a href="https://assets.lutron.com/a/documents/0301987.pdf" target="_blank">Installation Instructions</a> | [23 empty] | 20.000 DW |  |  | 2.4000 IN | [89 empty] | 1.000 EA | 1.000 EA | [35 empty] | No | [42 empty] | https://www.lutron.com/TechnicalDocumentLibrary/3691167_ENG.pdf | [7 empty] | Shelf Stock | [39 empty] | 52161525 | [6 empty] | <a href="https://lutron.widen.net/content/ws0c7phix6/mp4/Sunnata-Family-Animation.mp4" target="_blank">Product Video Clip</a> | [6 empty] | <a href="https://assets.lutron.com/a/documents/369-119_Wallbox_Warranty.pdf" target="_blank">Warranty Information</a> |  |  |  |  | 0.260 L | [14 empty] | 0 | 0 | 0 | 0 | Lighting Fixtures | 2021-11-01 04:55 | 2024-07-20 11:26 | 0000-00-00 00:00:00 | 2024-07-20 11:26 | 0000-00-00 00:00:00 | [6 empty] | White
1 | Lutron Electronics | ST-RS-LA | 4460-10268 | 4460 | 10268 | Lutron Electronics | Ecom_ST-RS-LA_nowallplate.jpeg | 784276286336 | SUNNATA COM SW LA | Sunnata Companion Switch, for use only with Sunnata On/Off Switches, Light Almond |  | 2.25 | 4.5 |  | Ecom_ST-RS-LA_nowallplate.jpeg | http://grandbrass.xologic.com/vendors/4460/large/Ecom_ST-RS-LA_nowallplate.jpeg | [47 empty] | 0 | 0 | 0 | [6 empty] | 0 | 1 | 1 | EA | 1 | Lighting Controls | [27 empty] | Other Lighting Controls | [49 empty] | <a href="https://lutron.widen.net/content/acvmsqvclv/pdf/Ecom_Sunnata-Comparison-Sell-Sheet.pdf" target="_blank">Manufacturer Brochure</a> | [192 empty] | <a href="https://assets.lutron.com/a/documents/0302016.pdf" target="_blank">Installation Instructions</a> | [23 empty] | 10.000 DW |  |  | 2.2500 IN | [89 empty] | 1.000 EA | 1.000 EA | [35 empty] | No | [42 empty] | https://www.lutron.com/TechnicalDocumentLibrary/3691167_ENG.pdf | [7 empty] | Shelf Stock | [39 empty] | 52161525 | [6 empty] | <a href="https://lutron.widen.net/content/ws0c7phix6/mp4/Sunnata-Family-Animation.mp4" target="_blank">Product Video Clip</a> | [6 empty] | <a href="https://assets.lutron.com/a/documents/369-119_Wallbox_Warranty.pdf" target="_blank">Warranty Information</a> |  |  |  |  | 0.160 L | [14 empty] | 0 | 0 | 0 | 0 | Lighting Fixtures | 2021-11-01 04:55 | 2024-07-20 11:35 | 0000-00-00 00:00:00 | 2024-07-20 11:35 | 0000-00-00 00:00:00
1 | Lutron Electronics | ST-RD-IV | 4460-10269 | 4460 | 10269 | Lutron Electronics | Ecom_ST-RD-IV_nowallplate.jpeg | 784276286275 | SUNNATA COM DIM IV | Sunnata Companion Dimmer Switch, for use only with Sunnata Pro LED+ Dimmer Switches, Ivory |  | 2.25 | 4.5 |  | Ecom_ST-RD-IV_nowallplate.jpeg | http://grandbrass.xologic.com/vendors/4460/large/Ecom_ST-RD-IV_nowallplate.jpeg | [47 empty] | 0 | 0 | 0 | [6 empty] | 0 | 1 | 1 | EA | 1 | Lighting Controls | [27 empty] | Other Lighting Controls | [242 empty] | <a href="https://assets.lutron.com/a/documents/0302016.pdf" target="_blank">Installation Instructions</a> | [23 empty] | 10.000 DW |  |  | 2.2500 IN | [89 empty] | 1.000 EA | 1.000 EA | [35 empty] | No | [42 empty] | https://www.lutron.com/TechnicalDocumentLibrary/3691167_ENG.pdf | [7 empty] | Shelf Stock | [39 empty] | 52161525 | [6 empty] | <a href="https://lutron.widen.net/content/ws0c7phix6/mp4/Sunnata-Family-Animation.mp4" target="_blank">Product Video Clip</a> | [6 empty] | <a href="https://assets.lutron.com/a/documents/369-119_Wallbox_Warranty.pdf" target="_blank">Warranty Information</a> |  |  |  |  | 0.160 L | [14 empty] | 0 | 0 | 0 | 0 | Lighting Fixtures | 2021-11-01 04:56 | 2024-07-20 11:35 | 0000-00-00 00:00:00 | 2024-07-20 11:35 | 0000-00-00 00:00:00 | [6 empty] | Ivory
1 | Lutron Electronics | ST-6ANS-MN | 4460-10270 | 4460 | 10270 | Lutron Electronics | Ecom_ST-6ANS-MN_NoWallPlate.jpeg | 784276286244 | SUNNATA CTRL SW MN | Lutron Sunnata Switch, for 6A Lighting or 3A 1/10HP Motor, Single Pole/Multi Location, Midnight |  | 2.25 | 4.5 |  | Ecom_ST-6ANS-MN_NoWallPlate.jpeg | http://grandbrass.xologic.com/vendors/4460/large/Ecom_ST-6ANS-MN_NoWallPlate.jpeg | [47 empty] | 0 | 0 | 0 | [6 empty] | 0 | 1 | 1 | EA | 1 | Lighting Controls | [27 empty] | Other Lighting Controls | [242 empty] | <a href="https://assets.lutron.com/a/documents/0301988.pdf" target="_blank">Installation Instructions</a> | [23 empty] | 10.000 DW |  |  | 2.2500 IN | [89 empty] | 1.000 EA | 1.000 EA | [35 empty] | No | [42 empty] | https://www.lutron.com/TechnicalDocumentLibrary/3691167_ENG.pdf | [7 empty] | Shelf Stock | [39 empty] | 52161525 | [6 empty] | <a href="https://lutron.widen.net/content/ws0c7phix6/mp4/Sunnata-Family-Animation.mp4" target="_blank">Product Video Clip</a> | [6 empty] | <a href="https://assets.lutron.com/a/documents/369-119_Wallbox_Warranty.pdf" target="_blank">Warranty Information</a> |  |  |  |  | 0.260 L | [14 empty] | 0 | 0 | 0 | 0 | Lighting Fixtures | 2021-11-01 04:56 | 2024-07-20 11:36 | 0000-00-00 00:00:00 | 2024-07-20 11:36 | 0000-00-00 00:00:00 | [6 empty] | Midnight
1 | Lutron Electronics | ST-RD-CS | 4460-10271 | 4460 | 10271 | Lutron Electronics | Ecom_ST-RD-CS_nowallplate.jpeg | 784276294607 | SUNNATA COM DIM CS | Sunnata Companion Dimmer Switch, for use only with Sunnata Pro LED+ Dimmer Switches, Cobblestone |  | 2.25 | 4.5 |  | Ecom_ST-RD-CS_nowallplate.jpeg | http://grandbrass.xologic.com/vendors/4460/large/Ecom_ST-RD-CS_nowallplate.jpeg | [47 empty] | 0 | 0 | 0 | [6 empty] | 0 | 1 | 1 | EA | 1 | Lighting Controls | [27 empty] | Other Lighting Controls | [242 empty] | <a href="https://assets.lutron.com/a/documents/0302016.pdf" target="_blank">Installation Instructions</a> | [23 empty] | 10.000 DW |  |  | 2.2500 IN | [89 empty] | 1.000 EA | 1.000 EA | [35 empty] | No | [42 empty] | https://www.lutron.com/TechnicalDocumentLibrary/3691167_ENG.pdf | [7 empty] | Shelf Stock | [39 empty] | 52161525 | [6 empty] | <a href="https://lutron.widen.net/content/ws0c7phix6/mp4/Sunnata-Family-Animation.mp4" target="_blank">Product Video Clip</a> | [6 empty] | <a href="https://assets.lutron.com/a/documents/369-119_Wallbox_Warranty.pdf" target="_blank">Warranty Information</a> |  |  |  |  | 0.160 L | [14 empty] | 0 | 0 | 0 | 0 | Lighting Fixtures | 2021-11-01 04:56 | 2024-07-20 11:34 | 0000-00-00 00:00:00 | 2024-07-20 11:34 | 0000-00-00 00:00:00
1 | Lutron Electronics | ST-RD-TF | 4460-10272 | 4460 | 10272 | Lutron Electronics | Ecom_ST-RD-TF_nowallplate.jpeg | 784276294898 | SUNNATA COM DIM TF | Sunnata Companion Dimmer Switch, for use only with Sunnata Pro LED+ Dimmer Switches, Truffle |  | 2.25 | 4.5 |  | Ecom_ST-RD-TF_nowallplate.jpeg | http://grandbrass.xologic.com/vendors/4460/large/Ecom_ST-RD-TF_nowallplate.jpeg | [47 empty] | 0 | 0 | 0 | [6 empty] | 0 | 1 | 1 | EA | 1 | Lighting Controls | [27 empty] | Other Lighting Controls | [242 empty] | <a href="https://assets.lutron.com/a/documents/0302016.pdf" target="_blank">Installation Instructions</a> | [23 empty] | 10.000 DW |  |  | 2.2500 IN | [89 empty] | 1.000 EA | 1.000 EA | [35 empty] | No | [42 empty] | https://www.lutron.com/TechnicalDocumentLibrary/3691167_ENG.pdf | [7 empty] | Shelf Stock | [39 empty] | 52161525 | [6 empty] | <a href="https://lutron.widen.net/content/ws0c7phix6/mp4/Sunnata-Family-Animation.mp4" target="_blank">Product Video Clip</a> | [6 empty] | <a href="https://assets.lutron.com/a/documents/369-119_Wallbox_Warranty.pdf" target="_blank">Warranty Information</a> |  |  |  |  | 0.160 L | [14 empty] | 0 | 0 | 0 | 0 | Lighting Fixtures | 2021-11-01 04:56 | 2024-07-20 11:28 | 0000-00-00 00:00:00 | 2024-07-20 11:28 | 0000-00-00 00:00:00
1 | Lutron Electronics | ST-RS-PM | 4460-10273 | 4460 | 10273 | Lutron Electronics | Ecom_ST-RS-PM_nowallplate.jpeg | 784276295086 | SUNNATA COM SW PM | Sunnata Companion Switch, for use only with Sunnata On/Off Switches, Pumice |  | 2.25 | 4.5 |  | Ecom_ST-RS-PM_nowallplate.jpeg | http://grandbrass.xologic.com/vendors/4460/large/Ecom_ST-RS-PM_nowallplate.jpeg | [47 empty] | 0 | 0 | 0 | [6 empty] | 0 | 1 | 1 | EA | 1 | Lighting Controls | [27 empty] | Other Lighting Controls | [49 empty] | <a href="https://lutron.widen.net/content/acvmsqvclv/pdf/Ecom_Sunnata-Comparison-Sell-Sheet.pdf" target="_blank">Manufacturer Brochure</a> | [192 empty] | <a href="https://assets.lutron.com/a/documents/0302016.pdf" target="_blank">Installation Instructions</a> | [23 empty] | 10.000 DW |  |  | 2.2500 IN | [89 empty] | 1.000 EA | 1.000 EA | [35 empty] | No | [42 empty] | https://www.lutron.com/TechnicalDocumentLibrary/3691167_ENG.pdf | [7 empty] | Shelf Stock | [39 empty] | 52161525 | [6 empty] | <a href="https://lutron.widen.net/content/ws0c7phix6/mp4/Sunnata-Family-Animation.mp4" target="_blank">Product Video Clip</a> | [6 empty] | <a href="https://assets.lutron.com/a/documents/369-119_Wallbox_Warranty.pdf" target="_blank">Warranty Information</a> |  |  |  |  | 0.160 L | [14 empty] | 0 | 0 | 0 | 0 | Lighting Fixtures | 2021-11-01 04:56 | 2024-07-20 11:34 | 0000-00-00 00:00:00 | 2024-07-20 11:34 | 0000-00-00 00:00:00
1 | Lutron Electronics | ST-PRO-N-LG | 4460-10274 | 4460 | 10274 | Lutron Electronics | Ecom_ST-PRO-N-LG_nowallplate.jpeg | 784276295222 | SUNNATA PRO LG | Lutron Sunnata PRO LED+ Touch Dimmer Switch with Phase Selectable Dimming for LED, MLV, ELV, and Incandescent/Halogen lighting, Lunar Gray |  | 2.25 | 4.5 |  | Ecom_ST-PRO-N-LG_nowallplate.jpeg | http://grandbrass.xologic.com/vendors/4460/large/Ecom_ST-PRO-N-LG_nowallplate.jpeg | [47 empty] | 0 | 0 | 0 | [6 empty] | 0 | 1 | 1 | EA | 1 | Lighting Controls | [27 empty] | Other Lighting Controls | [49 empty] | <a href="https://lutron.widen.net/content/acvmsqvclv/pdf/Ecom_Sunnata-Comparison-Sell-Sheet.pdf" target="_blank">Manufacturer Brochure</a> | [192 empty] | <a href="https://assets.lutron.com/a/documents/0301987.pdf" target="_blank">Installation Instructions</a> | [23 empty] | 20.000 DW |  |  | 2.2500 IN | [89 empty] | 1.000 EA | 1.000 EA | [35 empty] | No | [42 empty] | https://www.lutron.com/TechnicalDocumentLibrary/3691167_ENG.pdf | [7 empty] | Shelf Stock | [39 empty] | 52161525 | [6 empty] | <a href="https://lutron.widen.net/content/ws0c7phix6/mp4/Sunnata-Family-Animation.mp4" target="_blank">Product Video Clip</a> | [6 empty] | <a href="https://assets.lutron.com/a/documents/369-119_Wallbox_Warranty.pdf" target="_blank">Warranty Information</a> |  |  |  |  | 0.260 L | [14 empty] | 0 | 0 | 0 | 0 | Lighting Fixtures | 2021-11-01 04:56 | 2024-07-20 11:37 | 0000-00-00 00:00:00 | 2024-07-20 11:37 | 0000-00-00 00:00:00
1 | Lutron Electronics | RRST-PRO-N-SR | 4460-10275 | 4460 | 10275 | Lutron Electronics | RRST-PRO-N-SR.jpg | 784276295932 | RA3 SUNNATA DIM SR | Lutron RadioRA 3 Sunnata RF PRO LED+ Touch Dimmer Switch, 250W - Signal Red |  | 2.3 | 4.5 |  | RRST-PRO-N-SR.jpg | http://grandbrass.xologic.com/vendors/4460/large/RRST-PRO-N-SR.jpg | [47 empty] | 0 | 0 | 0 | [6 empty] | 0 | 1 | 1 | EA | 1 | Lighting Controls | [27 empty] | Other Lighting Controls | [242 empty] | <a href="https://assets.lutron.com/a/documents/044385.pdf" target="_blank">Installation Instructions</a> | [23 empty] | 20.000 DW |  |  | 2.3000 IN | [89 empty] | 1.000 EA | 1.000 EA | [35 empty] | No | [42 empty] | https://assets.lutron.com/a/documents/3691169_ENG.pdf | [7 empty] | Shelf Stock | [39 empty] | 52161525 | [6 empty] | <a href="https://lutron.widen.net/content/4y4cm6o0wa/mp4/RadioRA-3-Processor-Video.mp4?w=2048" target="_blank">Product Video Clip</a> | [6 empty] | <a href="https://assets.lutron.com/a/documents/043561.pdf" target="_blank">Warranty Information</a> |  |  |  |  | 0.310 L | [14 empty] | 0 | 0 | 0 | 0 | Lighting Fixtures | 2021-11-01 04:56 | 2024-07-20 11:30 | 0000-00-00 00:00:00 | 2024-07-20 11:30 | 0000-00-00 00:00:00
1 | Lutron Electronics | RRST-RD-TF | 4460-10276 | 4460 | 10276 | Lutron Electronics | RRST-RD-TF.jpg | 784276296281 | RA3 SUNNATA COM DIM TF | Lutron RadioRA 3 Sunnata RF Companion Touch Dimmer Switch - Truffle |  | 2.3 | 4.5 |  | RRST-RD-TF.jpg | http://grandbrass.xologic.com/vendors/4460/large/RRST-RD-TF.jpg | [47 empty] | 0 | 0 | 0 | [6 empty] | 0 | 1 | 1 | EA | 1 | Lighting Controls | [27 empty] | Other Lighting Controls | [242 empty] | <a href="https://assets.lutron.com/a/documents/044385.pdf" target="_blank">Installation Instructions</a> | [23 empty] | 10.000 DW |  |  | 2.3000 IN | [89 empty] | 1.000 EA | 1.000 EA | [35 empty] | No | [42 empty] | https://assets.lutron.com/a/documents/3691169_ENG.pdf | [7 empty] | Shelf Stock | [39 empty] | 52161525 | [6 empty] | <a href="https://lutron.widen.net/content/4y4cm6o0wa/mp4/RadioRA-3-Processor-Video.mp4?w=2048" target="_blank">Product Video Clip</a> | [6 empty] | <a href="https://assets.lutron.com/a/documents/043561.pdf" target="_blank">Warranty Information</a> |  |  |  |  | 0.260 L | [14 empty] | 0 | 0 | 0 | 0 | Lighting Fixtures | 2021-11-01 04:56 | 2024-07-20 11:32 | 0000-00-00 00:00:00 | 2024-07-20 11:32 | 0000-00-00 00:00:00
1 | Lutron Electronics | RRST-8ANS-GL | 4460-10277 | 4460 | 10277 | Lutron Electronics | RRST-8ANS-GL.jpg | 784276296441 | RA3 SUNNATA SW GL | Lutron RadioRA 3 Sunnata RF Neutral Switch, 8A - Glacier White |  | 2.3 | 4.5 |  | RRST-8ANS-GL.jpg | http://grandbrass.xologic.com/vendors/4460/large/RRST-8ANS-GL.jpg | [47 empty] | 0 | 0 | 0 | [6 empty] | 0 | 1 | 1 | EA | 1 | Lighting Controls | [27 empty] | Other Lighting Controls | [242 empty] | <a href="https://assets.lutron.com/a/documents/044386.pdf" target="_blank">Installation Instructions</a> | [23 empty] | 20.000 DW |  |  | 2.2500 IN | [89 empty] | 1.000 EA | 1.000 EA | [35 empty] | No | [42 empty] | https://assets.lutron.com/a/documents/3691169_ENG.pdf | [7 empty] | Shelf Stock | [39 empty] | 52161525 | [6 empty] | <a href="https://lutron.widen.net/content/4y4cm6o0wa/mp4/RadioRA-3-Processor-Video.mp4?w=2048" target="_blank">Product Video Clip</a> | [6 empty] | <a href="https://assets.lutron.com/a/documents/043561.pdf" target="_blank">Warranty Information</a> |  |  |  |  | 0.160 L | [14 empty] | 0 | 0 | 0 | 0 | Lighting Fixtures | 2021-11-01 04:56 | 2024-07-20 11:30 | 0000-00-00 00:00:00 | 2024-07-20 11:30 | 0000-00-00 00:00:00
1 | Lutron Electronics | RRST-RS-LG | 4460-10278 | 4460 | 10278 | Lutron Electronics | RRST-RS-LG.jpg | 784276296625 | RA3 SUNNATA COM SW LG | Lutron RadioRA 3 Sunnata RF Companion Switch - Lunar Gray |  | 2.25 | 4.5 |  | RRST-RS-LG.jpg | http://grandbrass.xologic.com/vendors/4460/large/RRST-RS-LG.jpg | [47 empty] | 0 | 0 | 0 | [6 empty] | 0 | 1 | 1 | EA | 1 | Lighting Controls | [27 empty] | Other Lighting Controls | [242 empty] | <a href="https://assets.lutron.com/a/documents/044386.pdf" target="_blank">Installation Instructions</a> | [23 empty] | 10.000 DW |  |  | 2.2500 IN | [89 empty] | 1.000 EA | 1.000 EA | [35 empty] | No | [42 empty] | https://assets.lutron.com/a/documents/3691169_ENG.pdf | [7 empty] | Shelf Stock | [39 empty] | 52161525 | [6 empty] | <a href="https://lutron.widen.net/content/4y4cm6o0wa/mp4/RadioRA-3-Processor-Video.mp4?w=2048" target="_blank">Product Video Clip</a> | [6 empty] | <a href="https://assets.lutron.com/a/documents/043561.pdf" target="_blank">Warranty Information</a> |  |  |  |  | 0.160 L | [14 empty] | 0 | 0 | 0 | 0 | Lighting Fixtures | 2021-11-01 04:56 | 2024-07-20 11:31 | 0000-00-00 00:00:00 | 2024-07-20 11:31 | 0000-00-00 00:00:00
1 | Lutron Electronics | RRST-RD-BI | 4460-10279 | 4460 | 10279 | Lutron Electronics | RRST-RD-BI.jpg | 784276808620 | RA3 SUNNATA COM DIM BI | Lutron RadioRA 3 Sunnata RF Companion Touch Dimmer Switch- Biscuit |  | 2.25 | 4.5 |  | RRST-RD-BI.jpg | http://grandbrass.xologic.com/vendors/4460/large/RRST-RD-BI.jpg | [47 empty] | 0 | 0 | 0 | [6 empty] | 0 | 1 | 1 | EA | 1 | Lighting Controls | [27 empty] | Other Lighting Controls | [242 empty] | <a href="https://assets.lutron.com/a/documents/044385.pdf" target="_blank">Installation Instructions</a> | [23 empty] | 20.000 DW |  |  | 2.2500 IN | [89 empty] | 1.000 EA | 1.000 EA | [35 empty] | No | [42 empty] | https://assets.lutron.com/a/documents/3691169_ENG.pdf | [7 empty] | Shelf Stock | [39 empty] | 52161525 | [6 empty] | <a href="https://lutron.widen.net/content/4y4cm6o0wa/mp4/RadioRA-3-Processor-Video.mp4?w=2048" target="_blank">Product Video Clip</a> | [6 empty] | <a href="https://assets.lutron.com/a/documents/043561.pdf" target="_blank">Warranty Information</a> |  |  |  |  | 0.160 L | [14 empty] | 0 | 0 | 0 | 0 | Lighting Fixtures | 2021-11-01 04:56 | 2024-07-20 11:35 | 0000-00-00 00:00:00 | 2024-07-20 11:35 | 0000-00-00 00:00:00 | [6 empty] | Biscuit
1 | Lutron Electronics | ST-PRO-N-IV | 4460-10280 | 4460 | 10280 | Lutron Electronics | Ecom_ST-PRO-N-IV_nowallplate.jpeg | 784276286138 | SUNNATA PRO IV | Lutron Sunnata PRO LED+ Touch Dimmer Switch with Phase Selectable Dimming for LED, MLV, ELV, and Incandescent/Halogen lighting, Ivory |  | 2.25 | 4.5 |  | Ecom_ST-PRO-N-IV_nowallplate.jpeg | http://grandbrass.xologic.com/vendors/4460/large/Ecom_ST-PRO-N-IV_nowallplate.jpeg | [47 empty] | 0 | 0 | 0 | [6 empty] | 0 | 1 | 1 | EA | 1 | Lighting Controls | [27 empty] | Other Lighting Controls | [49 empty] | <a href="https://lutron.widen.net/content/acvmsqvclv/pdf/Ecom_Sunnata-Comparison-Sell-Sheet.pdf" target="_blank">Manufacturer Brochure</a> | [192 empty] | <a href="https://assets.lutron.com/a/documents/0301987.pdf" target="_blank">Installation Instructions</a> | [23 empty] | 20.000 DW |  |  | 2.2500 IN | [89 empty] | 1.000 EA | 1.000 EA | [35 empty] | No | [42 empty] | https://www.lutron.com/TechnicalDocumentLibrary/3691167_ENG.pdf | [7 empty] | Shelf Stock | [39 empty] | 52161525 | [6 empty] | <a href="https://lutron.widen.net/content/ws0c7phix6/mp4/Sunnata-Family-Animation.mp4" target="_blank">Product Video Clip</a> | [6 empty] | <a href="https://assets.lutron.com/a/documents/369-119_Wallbox_Warranty.pdf" target="_blank">Warranty Information</a> |  |  |  |  | 0.260 L | [14 empty] | 0 | 0 | 0 | 0 | Lighting Fixtures | 2021-11-01 04:57 | 2024-07-20 11:31 | 0000-00-00 00:00:00 | 2024-07-20 11:31 | 0000-00-00 00:00:00 | [6 empty] | Ivory
1 | Lutron Electronics | ST-6ANS-CS | 4460-10281 | 4460 | 10281 | Lutron Electronics | Ecom_ST-6ANS-CS_NoWallPlate.jpeg | 784276294249 | SUNNATA CTRL SW CS | Lutron Sunnata Switch, for 6A Lighting or 3A 1/10HP Motor, Single Pole/Multi Location, Cobblestone |  | 2.25 | 4.5 |  | Ecom_ST-6ANS-CS_NoWallPlate.jpeg | http://grandbrass.xologic.com/vendors/4460/large/Ecom_ST-6ANS-CS_NoWallPlate.jpeg | [47 empty] | 0 | 0 | 0 | [6 empty] | 0 | 1 | 1 | EA | 1 | Lighting Controls | [27 empty] | Other Lighting Controls | [242 empty] | <a href="https://assets.lutron.com/a/documents/0301988.pdf" target="_blank">Installation Instructions</a> | [23 empty] | 10.000 DW |  |  | 2.2500 IN | [89 empty] | 1.000 EA | 1.000 EA | [35 empty] | No | [42 empty] | https://www.lutron.com/TechnicalDocumentLibrary/3691167_ENG.pdf | [7 empty] | Shelf Stock | [39 empty] | 52161525 | [6 empty] | <a href="https://lutron.widen.net/content/ws0c7phix6/mp4/Sunnata-Family-Animation.mp4" target="_blank">Product Video Clip</a> | [6 empty] | <a href="https://assets.lutron.com/a/documents/369-119_Wallbox_Warranty.pdf" target="_blank">Warranty Information</a> |  |  |  |  | 0.260 L | [14 empty] | 0 | 0 | 0 | 0 | Lighting Fixtures | 2021-11-01 04:57 | 2024-07-20 11:28 | 0000-00-00 00:00:00 | 2024-07-20 11:28 | 0000-00-00 00:00:00
1 | Lutron Electronics | ST-6ANS-RW | 4460-10282 | 4460 | 10282 | Lutron Electronics | Ecom_ST-6ANS-RW_NoWallPlate.jpeg | 784276294430 | SUNNATA CTRL SW RW | Lutron Sunnata Switch, for 6A Lighting or 3A 1/10HP Motor, Single Pole/Multi Location, Architectural White |  | 2.25 | 4.5 |  | Ecom_ST-6ANS-RW_NoWallPlate.jpeg | http://grandbrass.xologic.com/vendors/4460/large/Ecom_ST-6ANS-RW_NoWallPlate.jpeg | [47 empty] | 0 | 0 | 0 | [6 empty] | 0 | 1 | 1 | EA | 1 | Lighting Controls | [27 empty] | Other Lighting Controls | [242 empty] | <a href="https://assets.lutron.com/a/documents/0301988.pdf" target="_blank">Installation Instructions</a> | [23 empty] | 20.000 DW |  |  | 2.2500 IN | [89 empty] | 1.000 EA | 1.000 EA | [35 empty] | No | [42 empty] | https://www.lutron.com/TechnicalDocumentLibrary/3691167_ENG.pdf | [7 empty] | Shelf Stock | [39 empty] | 52161525 | [6 empty] | <a href="https://lutron.widen.net/content/ws0c7phix6/mp4/Sunnata-Family-Animation.mp4" target="_blank">Product Video Clip</a> | [6 empty] | <a href="https://assets.lutron.com/a/documents/369-119_Wallbox_Warranty.pdf" target="_blank">Warranty Information</a> |  |  |  |  | 0.260 L | [14 empty] | 0 | 0 | 0 | 0 | Lighting Fixtures | 2021-11-01 04:57 | 2024-07-20 11:30 | 0000-00-00 00:00:00 | 2024-07-20 11:30 | 0000-00-00 00:00:00
1 | Lutron Electronics | ST-RS-CS | 4460-10283 | 4460 | 10283 | Lutron Electronics | Ecom_ST-RS-CS_nowallplate.jpeg | 784276294959 | SUNNATA COM SW CS | Sunnata Companion Switch, for use only with Sunnata On/Off Switches, Cobblestone |  | 2.25 | 4.5 |  | Ecom_ST-RS-CS_nowallplate.jpeg | http://grandbrass.xologic.com/vendors/4460/large/Ecom_ST-RS-CS_nowallplate.jpeg | [47 empty] | 0 | 0 | 0 | [6 empty] | 0 | 1 | 1 | EA | 1 | Lighting Controls | [27 empty] | Other Lighting Controls | [49 empty] | <a href="https://lutron.widen.net/content/acvmsqvclv/pdf/Ecom_Sunnata-Comparison-Sell-Sheet.pdf" target="_blank">Manufacturer Brochure</a> | [192 empty] | <a href="https://assets.lutron.com/a/documents/0302016.pdf" target="_blank">Installation Instructions</a> | [23 empty] | 10.000 DW |  |  | 2.2500 IN | [89 empty] | 1.000 EA | 1.000 EA | [35 empty] | No | [42 empty] | https://www.lutron.com/TechnicalDocumentLibrary/3691167_ENG.pdf | [7 empty] | Shelf Stock | [39 empty] | 52161525 | [6 empty] | <a href="https://lutron.widen.net/content/ws0c7phix6/mp4/Sunnata-Family-Animation.mp4" target="_blank">Product Video Clip</a> | [6 empty] | <a href="https://assets.lutron.com/a/documents/369-119_Wallbox_Warranty.pdf" target="_blank">Warranty Information</a> |  |  |  |  | 0.160 L | [14 empty] | 0 | 0 | 0 | 0 | Lighting Fixtures | 2021-11-01 04:57 | 2024-07-20 11:39 | 0000-00-00 00:00:00 | 2024-07-20 11:39 | 0000-00-00 00:00:00
1 | Lutron Electronics | ST-RS-LG | 4460-10284 | 4460 | 10284 | Lutron Electronics | Ecom_ST-RS-LG_nowallplate.jpeg | 784276295055 | SUNNATA COM SW LG | Sunnata Companion Switch, for use only with Sunnata On/Off Switches, Lunar Gray |  | 2.25 | 4.5 |  | Ecom_ST-RS-LG_nowallplate.jpeg | http://grandbrass.xologic.com/vendors/4460/large/Ecom_ST-RS-LG_nowallplate.jpeg | [47 empty] | 0 | 0 | 0 | [6 empty] | 0 | 1 | 1 | EA | 1 | Lighting Controls | [27 empty] | Other Lighting Controls | [49 empty] | <a href="https://lutron.widen.net/content/acvmsqvclv/pdf/Ecom_Sunnata-Comparison-Sell-Sheet.pdf" target="_blank">Manufacturer Brochure</a> | [192 empty] | <a href="https://assets.lutron.com/a/documents/0302016.pdf" target="_blank">Installation Instructions</a> | [23 empty] | 10.000 DW |  |  | 2.2500 IN | [89 empty] | 1.000 EA | 1.000 EA | [35 empty] | No | [42 empty] | https://www.lutron.com/TechnicalDocumentLibrary/3691167_ENG.pdf | [7 empty] | Shelf Stock | [39 empty] | 52161525 | [6 empty] | <a href="https://lutron.widen.net/content/ws0c7phix6/mp4/Sunnata-Family-Animation.mp4" target="_blank">Product Video Clip</a> | [6 empty] | <a href="https://assets.lutron.com/a/documents/369-119_Wallbox_Warranty.pdf" target="_blank">Warranty Information</a> |  |  |  |  | 0.160 L | [14 empty] | 0 | 0 | 0 | 0 | Lighting Fixtures | 2021-11-01 04:57 | 2024-07-20 11:36 | 0000-00-00 00:00:00 | 2024-07-20 11:36 | 0000-00-00 00:00:00
1 | Lutron Electronics | ST-PRO-N-SR | 4460-10285 | 4460 | 10285 | Lutron Electronics | Ecom_ST-PRO-N-SR_nowallplate.jpeg | 784276295307 | SUNNATA PRO SR | Lutron Sunnata PRO LED+ Touch Dimmer Switch with Phase Selectable Dimming for LED, MLV, ELV, and Incandescent/Halogen lighting, Signal Red |  | 2.3 | 4.5 |  | Ecom_ST-PRO-N-SR_nowallplate.jpeg | http://grandbrass.xologic.com/vendors/4460/large/Ecom_ST-PRO-N-SR_nowallplate.jpeg | [47 empty] | 0 | 0 | 0 | [6 empty] | 0 | 1 | 1 | EA | 1 | Lighting Controls | [27 empty] | Other Lighting Controls | [49 empty] | <a href="https://lutron.widen.net/content/acvmsqvclv/pdf/Ecom_Sunnata-Comparison-Sell-Sheet.pdf" target="_blank">Manufacturer Brochure</a> | [192 empty] | <a href="https://assets.lutron.com/a/documents/0301987.pdf" target="_blank">Installation Instructions</a> | [23 empty] | 20.000 DW |  |  | 2.3000 IN | [89 empty] | 1.000 EA | 1.000 EA | [35 empty] | No | [42 empty] | https://www.lutron.com/TechnicalDocumentLibrary/3691167_ENG.pdf | [7 empty] | Shelf Stock | [39 empty] | 52161525 | [6 empty] | <a href="https://lutron.widen.net/content/ws0c7phix6/mp4/Sunnata-Family-Animation.mp4" target="_blank">Product Video Clip</a> | [6 empty] | <a href="https://assets.lutron.com/a/documents/369-119_Wallbox_Warranty.pdf" target="_blank">Warranty Information</a> |  |  |  |  | 0.270 L | [14 empty] | 0 | 0 | 0 | 0 | Lighting Fixtures | 2021-11-01 04:57 | 2024-07-20 11:34 | 0000-00-00 00:00:00 | 2024-07-20 11:34 | 0000-00-00 00:00:00
1 | Lutron Electronics | RRST-PRO-N-LG | 4460-10286 | 4460 | 10286 | Lutron Electronics | RRST-PRO-N-LG.jpg | 784276295789 | RA3 SUNNATA DIM LG | Lutron RadioRA 3 Sunnata RF PRO LED+ Touch Dimmer Switch, 250W - Lunar Gray |  | 2.25 | 4.5 |  | RRST-PRO-N-LG.jpg | http://grandbrass.xologic.com/vendors/4460/large/RRST-PRO-N-LG.jpg | [47 empty] | 0 | 0 | 0 | [6 empty] | 0 | 1 | 1 | EA | 1 | Lighting Controls | [27 empty] | Other Lighting Controls | [242 empty] | <a href="https://assets.lutron.com/a/documents/044385.pdf" target="_blank">Installation Instructions</a> | [23 empty] | 20.000 DW |  |  | 2.2500 IN | [89 empty] | 1.000 EA | 1.000 EA | [35 empty] | No | [42 empty] | https://assets.lutron.com/a/documents/3691169_ENG.pdf | [7 empty] | Shelf Stock | [39 empty] | 52161525 | [6 empty] | <a href="https://lutron.widen.net/content/4y4cm6o0wa/mp4/RadioRA-3-Processor-Video.mp4?w=2048" target="_blank">Product Video Clip</a> | [6 empty] | <a href="https://assets.lutron.com/a/documents/043561.pdf" target="_blank">Warranty Information</a> |  |  |  |  | 0.260 L | [14 empty] | 0 | 0 | 0 | 0 | Lighting Fixtures | 2021-11-01 04:57 | 2024-07-20 11:38 | 0000-00-00 00:00:00 | 2024-07-20 11:38 | 0000-00-00 00:00:00
1 | Lutron Electronics | RRST-RD-SR | 4460-10287 | 4460 | 10287 | Lutron Electronics | RRST-RD-SR.jpg | 784276296267 | RA3 SUNNATA COM DIM SR | Lutron RadioRA 3 Sunnata RF Companion Touch Dimmer Switch - Signal Red |  | 2.3 | 4.5 |  | RRST-RD-SR.jpg | http://grandbrass.xologic.com/vendors/4460/large/RRST-RD-SR.jpg | [47 empty] | 0 | 0 | 0 | [6 empty] | 0 | 1 | 1 | EA | 1 | Lighting Controls | [27 empty] | Other Lighting Controls | [242 empty] | <a href="https://assets.lutron.com/a/documents/044385.pdf" target="_blank">Installation Instructions</a> | [23 empty] | 10.000 DW |  |  | 2.3000 IN | [89 empty] | 1.000 EA | 1.000 EA | [35 empty] | No | [42 empty] | https://assets.lutron.com/a/documents/3691169_ENG.pdf | [7 empty] | Shelf Stock | [39 empty] | 52161525 | [6 empty] | <a href="https://lutron.widen.net/content/4y4cm6o0wa/mp4/RadioRA-3-Processor-Video.mp4?w=2048" target="_blank">Product Video Clip</a> | [6 empty] | <a href="https://assets.lutron.com/a/documents/043561.pdf" target="_blank">Warranty Information</a> |  |  |  |  | 0.260 L | [14 empty] | 0 | 0 | 0 | 0 | Lighting Fixtures | 2021-11-01 04:57 | 2024-07-20 11:28 | 0000-00-00 00:00:00 | 2024-07-20 11:28 | 0000-00-00 00:00:00
1 | Lutron Electronics | RRST-8ANS-LG | 4460-10288 | 4460 | 10288 | Lutron Electronics | RRST-8ANS-LG.jpg | 784276296458 | RA3 SUNNATA SW LG | Lutron RadioRA 3 Sunnata RF Neutral Switch, 8A - Lunar Gray |  | 2.25 | 4.5 |  | RRST-8ANS-LG.jpg | http://grandbrass.xologic.com/vendors/4460/large/RRST-8ANS-LG.jpg | [47 empty] | 0 | 0 | 0 | [6 empty] | 0 | 1 | 1 | EA | 1 | Lighting Controls | [27 empty] | Other Lighting Controls | [242 empty] | <a href="https://assets.lutron.com/a/documents/044386.pdf" target="_blank">Installation Instructions</a> | [23 empty] | 10.000 DW |  |  | 2.2500 IN | [89 empty] | 1.000 EA | 1.000 EA | [35 empty] | No | [42 empty] | https://assets.lutron.com/a/documents/3691169_ENG.pdf | [7 empty] | Shelf Stock | [39 empty] | 52161525 | [6 empty] | <a href="https://lutron.widen.net/content/4y4cm6o0wa/mp4/RadioRA-3-Processor-Video.mp4?w=2048" target="_blank">Product Video Clip</a> | [6 empty] | <a href="https://assets.lutron.com/a/documents/043561.pdf" target="_blank">Warranty Information</a> |  |  |  |  | 0.260 L | [14 empty] | 0 | 0 | 0 | 0 | Lighting Fixtures | 2021-11-01 04:57 | 2024-07-20 11:31 | 0000-00-00 00:00:00 | 2024-07-20 11:31 | 0000-00-00 00:00:00
1 | Lutron Electronics | RRST-RS-SR | 4460-10289 | 4460 | 10289 | Lutron Electronics | RRST-RS-SR.jpg | 784276296700 | RA3 SUNNATA COM SW SR | Lutron RadioRA 3 Sunnata RF Companion Switch - Signal Red |  | 2.25 | 4.5 |  | RRST-RS-SR.jpg | http://grandbrass.xologic.com/vendors/4460/large/RRST-RS-SR.jpg | [47 empty] | 0 | 0 | 0 | [6 empty] | 0 | 1 | 1 | EA | 1 | Lighting Controls | [27 empty] | Other Lighting Controls | [242 empty] | <a href="https://assets.lutron.com/a/documents/044386.pdf" target="_blank">Installation Instructions</a> | [23 empty] | 10.000 DW |  |  | 2.2500 IN | [89 empty] | 1.000 EA | 1.000 EA | [35 empty] | No | [42 empty] | https://assets.lutron.com/a/documents/3691169_ENG.pdf | [7 empty] | Shelf Stock | [39 empty] | 52161525 | [6 empty] | <a href="https://lutron.widen.net/content/4y4cm6o0wa/mp4/RadioRA-3-Processor-Video.mp4?w=2048" target="_blank">Product Video Clip</a> | [6 empty] | <a href="https://assets.lutron.com/a/documents/043561.pdf" target="_blank">Warranty Information</a> |  |  |  |  | 0.160 L | [14 empty] | 0 | 0 | 0 | 0 | Lighting Fixtures | 2021-11-01 04:57 | 2024-07-20 11:35 | 0000-00-00 00:00:00 | 2024-07-20 11:35 | 0000-00-00 00:00:00
1 | Lutron Electronics | RRST-PRO-N-WH | 4460-10290 | 4460 | 10290 | Lutron Electronics | RRST-PRO-N-WH.jpg | 784276808545 | RA3 SUNNATA DIM WH | Lutron RadioRA 3 Sunnata RF PRO LED+ Touch Dimmer Switch, 250W - White |  | 2.3 | 4.5 |  | RRST-PRO-N-WH.jpg | http://grandbrass.xologic.com/vendors/4460/large/RRST-PRO-N-WH.jpg | [47 empty] | 0 | 0 | 0 | [6 empty] | 0 | 1 | 1 | EA | 1 | Lighting Controls | [27 empty] | Other Lighting Controls | [242 empty] | <a href="https://assets.lutron.com/a/documents/044385.pdf" target="_blank">Installation Instructions</a> | [23 empty] | 20.000 DW |  |  | 2.3000 IN | [89 empty] | 1.000 EA | 1.000 EA | [35 empty] | No | [42 empty] | https://assets.lutron.com/a/documents/3691169_ENG.pdf | [7 empty] | Shelf Stock | [39 empty] | 52161525 | [6 empty] | <a href="https://lutron.widen.net/content/4y4cm6o0wa/mp4/RadioRA-3-Processor-Video.mp4?w=2048" target="_blank">Product Video Clip</a> | [6 empty] | <a href="https://assets.lutron.com/a/documents/043561.pdf" target="_blank">Warranty Information</a> |  |  |  |  | 0.260 L | [14 empty] | 0 | 0 | 0 | 0 | Lighting Fixtures | 2021-11-01 04:57 | 2024-07-20 11:37 | 0000-00-00 00:00:00 | 2024-07-20 11:37 | 0000-00-00 00:00:00 | [6 empty] | White
1 | Lutron Electronics | ST-RD-WH | 4460-10291 | 4460 | 10291 | Lutron Electronics | ST-RD-WH.jpeg | 784276286251 | SUNNATA COM DIM WH | Sunnata Companion Dimmer Switch, for use only with Sunnata Pro LED+ Dimmer Switches, White |  | 2.25 | 4.5 |  | ST-RD-WH.jpeg | http://grandbrass.xologic.com/vendors/4460/large/ST-RD-WH.jpeg | [47 empty] | 0 | 0 | 0 | [6 empty] | 0 | 1 | 1 | EA | 1 | Lighting Controls | [27 empty] | Other Lighting Controls | [242 empty] | <a href="https://assets.lutron.com/a/documents/0302016.pdf" target="_blank">Installation Instructions</a> | [23 empty] | 20.000 DW |  |  | 2.2500 IN | [89 empty] | 1.000 EA | 1.000 EA | [35 empty] | No | [42 empty] | https://www.lutron.com/TechnicalDocumentLibrary/3691167_ENG.pdf | [7 empty] | Shelf Stock | [39 empty] | 52161525 | [6 empty] | <a href="https://lutron.widen.net/content/ws0c7phix6/mp4/Sunnata-Family-Animation.mp4" target="_blank">Product Video Clip</a> | [6 empty] | <a href="https://assets.lutron.com/a/documents/369-119_Wallbox_Warranty.pdf" target="_blank">Warranty Information</a> |  |  |  |  | 0.160 L | [14 empty] | 0 | 0 | 0 | 0 | Lighting Fixtures | 2021-11-01 04:58 | 2024-07-20 11:28 | 0000-00-00 00:00:00 | 2024-07-20 11:28 | 0000-00-00 00:00:00 | [6 empty] | White
1 | Lutron Electronics | STCL-153M-LA | 4460-10292 | 4460 | 10292 | Lutron Electronics | Ecom_STCL-153M-LA_withpackaging.jpeg | 784276810951 | SUNNATA LED+ DIMMER MULTILOC LT ALMOND | Lutron Sunnata LED+ Touch Dimmer, Single-Pole/3-way Multi-Location Dimmer, 120V, 150W LED or 600W Incandescent/Halogen, Light Almond |  | 2.25 | 4.5 |  | Ecom_STCL-153M-LA_withpackaging.jpeg | http://grandbrass.xologic.com/vendors/4460/large/Ecom_STCL-153M-LA_withpackaging.jpeg | [47 empty] | 0 | 0 | 0 | [6 empty] | 0 | 1 | 1 | EA | 1 | Lighting Controls | [27 empty] | Other Lighting Controls | [49 empty] | <a href="https://lutron.widen.net/content/acvmsqvclv/pdf/Ecom_Sunnata-Comparison-Sell-Sheet.pdf" target="_blank">Manufacturer Brochure</a> | [192 empty] | <a href="https://assets.lutron.com/a/documents/0302030.pdf" target="_blank">Installation Instructions</a> | [23 empty] | 50.000 DW |  |  | 2.2500 IN | [89 empty] | 1.000 EA | 1.000 EA | [35 empty] | No | [42 empty] | https://www.lutron.com/TechnicalDocumentLibrary/3691167_ENG.pdf | [7 empty] | Shelf Stock | [39 empty] | 52161525 | [6 empty] | <a href="https://lutron.widen.net/content/8txwdz8fgz/original/Ecom_SunnataLED_benefitvideo.mp4" target="_blank">Product Video Clip</a> | [6 empty] | <a href="https://assets.lutron.com/a/documents/369-119_Wallbox_Warranty.pdf" target="_blank">Warranty Information</a> |  |  |  |  | 0.300 L | [14 empty] | 0 | 0 | 0 | 0 | Lighting Fixtures | 2021-11-01 04:58 | 2024-07-20 11:30 | 0000-00-00 00:00:00 | 2024-07-20 11:30 | 0000-00-00 00:00:00
1 | Lutron Electronics | ST-RD-BI | 4460-10293 | 4460 | 10293 | Lutron Electronics | Ecom_ST-RD-BI_nowallplate.jpeg | 784276286305 | SUNNATA COM DIM BI | Sunnata Companion Dimmer Switch, for use only with Sunnata Pro LED+ Dimmer Switches, Biscuit |  | 2.25 | 4.5 |  | Ecom_ST-RD-BI_nowallplate.jpeg | http://grandbrass.xologic.com/vendors/4460/large/Ecom_ST-RD-BI_nowallplate.jpeg | [47 empty] | 0 | 0 | 0 | [6 empty] | 0 | 1 | 1 | EA | 1 | Lighting Controls | [27 empty] | Other Lighting Controls | [242 empty] | <a href="https://assets.lutron.com/a/documents/0302016.pdf" target="_blank">Installation Instructions</a> | [23 empty] | 20.000 DW |  |  | 2.2500 IN | [89 empty] | 1.000 EA | 1.000 EA | [35 empty] | No | [42 empty] | https://www.lutron.com/TechnicalDocumentLibrary/3691167_ENG.pdf | [7 empty] | Shelf Stock | [39 empty] | 52161525 | [6 empty] | <a href="https://lutron.widen.net/content/ws0c7phix6/mp4/Sunnata-Family-Animation.mp4" target="_blank">Product Video Clip</a> | [6 empty] | <a href="https://assets.lutron.com/a/documents/369-119_Wallbox_Warranty.pdf" target="_blank">Warranty Information</a> |  |  |  |  | 0.160 L | [14 empty] | 0 | 0 | 0 | 0 | Lighting Fixtures | 2021-11-01 04:58 | 2024-07-20 11:40 | 0000-00-00 00:00:00 | 2024-07-20 11:40 | 0000-00-00 00:00:00 | [6 empty] | Biscuit
1 | Lutron Electronics | ST-6ANS-SD | 4460-10294 | 4460 | 10294 | Lutron Electronics | Ecom_ST-6ANS-SD_NoWallPlate.jpeg | 784276294478 | SUNNATA CTRL SW SD | Lutron Sunnata Switch, for 6A Lighting or 3A 1/10HP Motor, Single Pole/Multi Location, Sand |  | 2.25 | 4.5 |  | Ecom_ST-6ANS-SD_NoWallPlate.jpeg | http://grandbrass.xologic.com/vendors/4460/large/Ecom_ST-6ANS-SD_NoWallPlate.jpeg | [47 empty] | 0 | 0 | 0 | [6 empty] | 0 | 1 | 1 | EA | 1 | Lighting Controls | [27 empty] | Other Lighting Controls | [242 empty] | <a href="https://assets.lutron.com/a/documents/0301988.pdf" target="_blank">Installation Instructions</a> | [23 empty] | 10.000 DW |  |  | 2.2500 IN | [89 empty] | 1.000 EA | 1.000 EA | [35 empty] | No | [42 empty] | https://www.lutron.com/TechnicalDocumentLibrary/3691167_ENG.pdf | [7 empty] | Shelf Stock | [39 empty] | 52161525 | [6 empty] | <a href="https://lutron.widen.net/content/ws0c7phix6/mp4/Sunnata-Family-Animation.mp4" target="_blank">Product Video Clip</a> | [6 empty] | <a href="https://assets.lutron.com/a/documents/369-119_Wallbox_Warranty.pdf" target="_blank">Warranty Information</a> |  |  |  |  | 0.260 L | [14 empty] | 0 | 0 | 0 | 0 | Lighting Fixtures | 2021-11-01 04:58 | 2024-07-20 11:30 | 0000-00-00 00:00:00 | 2024-07-20 11:30 | 0000-00-00 00:00:00
1 | Lutron Electronics | ST-RD-SD | 4460-10295 | 4460 | 10295 | Lutron Electronics | Ecom_ST-RD-SD_nowallplate.jpeg | 784276294836 | SUNNATA COM DIM SD | Sunnata Companion Dimmer Switch, for use only with Sunnata Pro LED+ Dimmer Switches, Sand |  | 2.25 | 4.5 |  | Ecom_ST-RD-SD_nowallplate.jpeg | http://grandbrass.xologic.com/vendors/4460/large/Ecom_ST-RD-SD_nowallplate.jpeg | [47 empty] | 0 | 0 | 0 | [6 empty] | 0 | 1 | 1 | EA | 1 | Lighting Controls | [27 empty] | Other Lighting Controls | [242 empty] | <a href="https://assets.lutron.com/a/documents/0302016.pdf" target="_blank">Installation Instructions</a> | [23 empty] | 10.000 DW |  |  | 2.2500 IN | [89 empty] | 1.000 EA | 1.000 EA | [35 empty] | No | [42 empty] | https://www.lutron.com/TechnicalDocumentLibrary/3691167_ENG.pdf | [7 empty] | Shelf Stock | [39 empty] | 52161525 | [6 empty] | <a href="https://lutron.widen.net/content/ws0c7phix6/mp4/Sunnata-Family-Animation.mp4" target="_blank">Product Video Clip</a> | [6 empty] | <a href="https://assets.lutron.com/a/documents/369-119_Wallbox_Warranty.pdf" target="_blank">Warranty Information</a> |  |  |  |  | 0.160 L | [14 empty] | 0 | 0 | 0 | 0 | Lighting Fixtures | 2021-11-01 04:58 | 2024-07-20 11:30 | 0000-00-00 00:00:00 | 2024-07-20 11:30 | 0000-00-00 00:00:00
1 | Lutron Electronics | ST-RS-SD | 4460-10296 | 4460 | 10296 | Lutron Electronics | Ecom_ST-RS-SD_nowallplate.jpeg | 784276295116 | SUNNATA COM SW SD | Sunnata Companion Switch, for use only with Sunnata On/Off Switches, Sand |  | 2.25 | 4.5 |  | Ecom_ST-RS-SD_nowallplate.jpeg | http://grandbrass.xologic.com/vendors/4460/large/Ecom_ST-RS-SD_nowallplate.jpeg | [47 empty] | 0 | 0 | 0 | [6 empty] | 0 | 1 | 1 | EA | 1 | Lighting Controls | [27 empty] | Other Lighting Controls | [49 empty] | <a href="https://lutron.widen.net/content/acvmsqvclv/pdf/Ecom_Sunnata-Comparison-Sell-Sheet.pdf" target="_blank">Manufacturer Brochure</a> | [192 empty] | <a href="https://assets.lutron.com/a/documents/0302016.pdf" target="_blank">Installation Instructions</a> | [23 empty] | 10.000 DW |  |  | 2.2500 IN | [89 empty] | 1.000 EA | 1.000 EA | [35 empty] | No | [42 empty] | https://www.lutron.com/TechnicalDocumentLibrary/3691167_ENG.pdf | [7 empty] | Shelf Stock | [39 empty] | 52161525 | [6 empty] | <a href="https://lutron.widen.net/content/ws0c7phix6/mp4/Sunnata-Family-Animation.mp4" target="_blank">Product Video Clip</a> | [6 empty] | <a href="https://assets.lutron.com/a/documents/369-119_Wallbox_Warranty.pdf" target="_blank">Warranty Information</a> |  |  |  |  | 0.160 L | [14 empty] | 0 | 0 | 0 | 0 | Lighting Fixtures | 2021-11-01 04:58 | 2024-07-20 11:38 | 0000-00-00 00:00:00 | 2024-07-20 11:38 | 0000-00-00 00:00:00
1 | Lutron Electronics | ST-PRO-N-SD | 4460-10297 | 4460 | 10297 | Lutron Electronics | Ecom_ST-PRO-N-SD_nowallplate.jpeg | 784276295284 | SUNNATA PRO SD | Lutron Sunnata PRO LED+ Touch Dimmer Switch with Phase Selectable Dimming for LED, MLV, ELV, and Incandescent/Halogen lighting, Sand |  | 2.25 | 4.5 |  | Ecom_ST-PRO-N-SD_nowallplate.jpeg | http://grandbrass.xologic.com/vendors/4460/large/Ecom_ST-PRO-N-SD_nowallplate.jpeg | [47 empty] | 0 | 0 | 0 | [6 empty] | 0 | 1 | 1 | EA | 1 | Lighting Controls | [27 empty] | Other Lighting Controls | [49 empty] | <a href="https://lutron.widen.net/content/acvmsqvclv/pdf/Ecom_Sunnata-Comparison-Sell-Sheet.pdf" target="_blank">Manufacturer Brochure</a> | [192 empty] | <a href="https://assets.lutron.com/a/documents/0301987.pdf" target="_blank">Installation Instructions</a> | [23 empty] | 20.000 DW |  |  | 2.2500 IN | [89 empty] | 1.000 EA | 1.000 EA | [35 empty] | No | [42 empty] | https://www.lutron.com/TechnicalDocumentLibrary/3691167_ENG.pdf | [7 empty] | Shelf Stock | [39 empty] | 52161525 | [6 empty] | <a href="https://lutron.widen.net/content/ws0c7phix6/mp4/Sunnata-Family-Animation.mp4" target="_blank">Product Video Clip</a> | [6 empty] | <a href="https://assets.lutron.com/a/documents/369-119_Wallbox_Warranty.pdf" target="_blank">Warranty Information</a> |  |  |  |  | 0.260 L | [14 empty] | 0 | 0 | 0 | 0 | Lighting Fixtures | 2021-11-01 04:58 | 2024-07-20 11:31 | 0000-00-00 00:00:00 | 2024-07-20 11:31 | 0000-00-00 00:00:00
1 | Lutron Electronics | RRST-PRO-N-SD | 4460-10298 | 4460 | 10298 | Lutron Electronics | RRST-PRO-N-SD.jpg | 784276295895 | RA3 SUNNATA DIM SD | Lutron RadioRA 3 Sunnata RF PRO LED+ Touch Dimmer Switch, 250W - Sand |  | 2.25 | 4.5 |  | RRST-PRO-N-SD.jpg | http://grandbrass.xologic.com/vendors/4460/large/RRST-PRO-N-SD.jpg | [47 empty] | 0 | 0 | 0 | [6 empty] | 0 | 1 | 1 | EA | 1 | Lighting Controls | [27 empty] | Other Lighting Controls | [242 empty] | <a href="https://assets.lutron.com/a/documents/044385.pdf" target="_blank">Installation Instructions</a> | [23 empty] | 20.000 DW |  |  | 2.2500 IN | [89 empty] | 1.000 EA | 1.000 EA | [35 empty] | No | [42 empty] | https://assets.lutron.com/a/documents/3691169_ENG.pdf | [7 empty] | Shelf Stock | [39 empty] | 52161525 | [6 empty] | <a href="https://lutron.widen.net/content/4y4cm6o0wa/mp4/RadioRA-3-Processor-Video.mp4?w=2048" target="_blank">Product Video Clip</a> | [6 empty] | <a href="https://assets.lutron.com/a/documents/043561.pdf" target="_blank">Warranty Information</a> |  |  |  |  | 0.310 L | [14 empty] | 0 | 0 | 0 | 0 | Lighting Fixtures | 2021-11-01 04:58 | 2024-07-20 11:28 | 0000-00-00 00:00:00 | 2024-07-20 11:28 | 0000-00-00 00:00:00
1 | Lutron Electronics | RRST-RD-SD | 4460-10299 | 4460 | 10299 | Lutron Electronics | RRST-RD-SD.jpg | 784276296229 | RA3 SUNNATA COM DIM SD | Lutron RadioRA 3 Sunnata RF Companion Touch Dimmer Switch - Sand |  | 2.3 | 4.5 |  | RRST-RD-SD.jpg | http://grandbrass.xologic.com/vendors/4460/large/RRST-RD-SD.jpg | [47 empty] | 0 | 0 | 0 | [6 empty] | 0 | 1 | 1 | EA | 1 | Lighting Controls | [27 empty] | Other Lighting Controls | [242 empty] | <a href="https://assets.lutron.com/a/documents/044385.pdf" target="_blank">Installation Instructions</a> | [23 empty] | 10.000 DW |  |  | 2.3000 IN | [89 empty] | 1.000 EA | 1.000 EA | [35 empty] | No | [42 empty] | https://assets.lutron.com/a/documents/3691169_ENG.pdf | [7 empty] | Shelf Stock | [39 empty] | 52161525 | [6 empty] | <a href="https://lutron.widen.net/content/4y4cm6o0wa/mp4/RadioRA-3-Processor-Video.mp4?w=2048" target="_blank">Product Video Clip</a> | [6 empty] | <a href="https://assets.lutron.com/a/documents/043561.pdf" target="_blank">Warranty Information</a> |  |  |  |  | 0.260 L | [14 empty] | 0 | 0 | 0 | 0 | Lighting Fixtures | 2021-11-01 04:58 | 2024-07-20 11:35 | 0000-00-00 00:00:00 | 2024-07-20 11:35 | 0000-00-00 00:00:00
1 | Lutron Electronics | RRST-8ANS-SD | 4460-10300 | 4460 | 10300 | Lutron Electronics | RRST-8ANS-SD.jpg | 784276296519 | RA3 SUNNATA SW SD | Lutron RadioRA 3 Sunnata RF Neutral Switch, 8A - Sand |  | 2.25 | 4.5 |  | RRST-8ANS-SD.jpg | http://grandbrass.xologic.com/vendors/4460/large/RRST-8ANS-SD.jpg | [47 empty] | 0 | 0 | 0 | [6 empty] | 0 | 1 | 1 | EA | 1 | Lighting Controls | [27 empty] | Other Lighting Controls | [242 empty] | <a href="https://assets.lutron.com/a/documents/044386.pdf" target="_blank">Installation Instructions</a> | [23 empty] | 10.000 DW |  |  | 2.2500 IN | [89 empty] | 1.000 EA | 1.000 EA | [35 empty] | No | [42 empty] | https://assets.lutron.com/a/documents/3691169_ENG.pdf | [7 empty] | Shelf Stock | [39 empty] | 52161525 | [6 empty] | <a href="https://lutron.widen.net/content/4y4cm6o0wa/mp4/RadioRA-3-Processor-Video.mp4?w=2048" target="_blank">Product Video Clip</a> | [6 empty] | <a href="https://assets.lutron.com/a/documents/043561.pdf" target="_blank">Warranty Information</a> |  |  |  |  | 0.260 L | [14 empty] | 0 | 0 | 0 | 0 | Lighting Fixtures | 2021-11-01 04:58 | 2024-07-20 11:37 | 0000-00-00 00:00:00 | 2024-07-20 11:37 | 0000-00-00 00:00:00
1 | Lutron Electronics | RRST-RS-SD | 4460-10301 | 4460 | 10301 | Lutron Electronics | RRST-RS-SD.jpg | 784276296687 | RA3 SUNNATA COM SW SD | Lutron RadioRA 3 Sunnata RF Companion Switch - Sand |  | 2.25 | 4.5 |  | RRST-RS-SD.jpg | http://grandbrass.xologic.com/vendors/4460/large/RRST-RS-SD.jpg | [47 empty] | 0 | 0 | 0 | [6 empty] | 0 | 1 | 1 | EA | 1 | Lighting Controls | [27 empty] | Other Lighting Controls | [242 empty] | <a href="https://assets.lutron.com/a/documents/044386.pdf" target="_blank">Installation Instructions</a> | [23 empty] | 10.000 DW |  |  | 2.2500 IN | [89 empty] | 1.000 EA | 1.000 EA | [35 empty] | No | [42 empty] | https://assets.lutron.com/a/documents/3691169_ENG.pdf | [7 empty] | Shelf Stock | [39 empty] | 52161525 | [6 empty] | <a href="https://lutron.widen.net/content/4y4cm6o0wa/mp4/RadioRA-3-Processor-Video.mp4?w=2048" target="_blank">Product Video Clip</a> | [6 empty] | <a href="https://assets.lutron.com/a/documents/043561.pdf" target="_blank">Warranty Information</a> |  |  |  |  | 0.160 L | [14 empty] | 0 | 0 | 0 | 0 | Lighting Fixtures | 2021-11-01 04:58 | 2024-07-20 11:44 | 0000-00-00 00:00:00 | 2024-07-20 11:44 | 0000-00-00 00:00:00
1 | Lutron Electronics | RRST-8ANS-BL | 4460-10302 | 4460 | 10302 | Lutron Electronics | RRST-8ANS-BL.jpg | 784276808569 | RA3 SUNNATA SW BL | Lutron RadioRA 3 Sunnata RF Neutral Switch, 8A - Black |  | 2.25 | 4.5 |  | RRST-8ANS-BL.jpg | http://grandbrass.xologic.com/vendors/4460/large/RRST-8ANS-BL.jpg | [47 empty] | 0 | 0 | 0 | [6 empty] | 0 | 1 | 1 | EA | 1 | Lighting Controls | [27 empty] | Other Lighting Controls | [242 empty] | <a href="https://assets.lutron.com/a/documents/044386.pdf" target="_blank">Installation Instructions</a> | [23 empty] | 10.000 DW |  |  | 2.2500 IN | [89 empty] | 1.000 EA | 1.000 EA | [35 empty] | No | [42 empty] | https://assets.lutron.com/a/documents/3691169_ENG.pdf | [7 empty] | Shelf Stock | [39 empty] | 52161525 | [6 empty] | <a href="https://lutron.widen.net/content/4y4cm6o0wa/mp4/RadioRA-3-Processor-Video.mp4?w=2048" target="_blank">Product Video Clip</a> | [6 empty] | <a href="https://assets.lutron.com/a/documents/043561.pdf" target="_blank">Warranty Information</a> |  |  |  |  | 0.300 L | [14 empty] | 0 | 0 | 0 | 0 | Lighting Fixtures | 2021-11-01 04:58 | 2024-07-20 11:34 | 0000-00-00 00:00:00 | 2024-07-20 11:34 | 0000-00-00 00:00:00 | [6 empty] | Black
1 | Lutron Electronics | RRST-8ANS-SW | 4460-10303 | 4460 | 10303 | Lutron Electronics | RRST-8ANS-SW.jpg | 784276808606 | RA3 SUNNATA SW SW | Lutron RadioRA 3 Sunnata RF Neutral Switch, 8A - Snow White |  | 2.25 | 4.5 |  | RRST-8ANS-SW.jpg | http://grandbrass.xologic.com/vendors/4460/large/RRST-8ANS-SW.jpg | [47 empty] | 0 | 0 | 0 | [6 empty] | 0 | 1 | 1 | EA | 1 | Lighting Controls | [27 empty] | Other Lighting Controls | [242 empty] | <a href="https://assets.lutron.com/a/documents/044386.pdf" target="_blank">Installation Instructions</a> | [23 empty] | 2.000 DW |  |  | 2.2500 IN | [89 empty] | 1.000 EA | 1.000 EA | [35 empty] | No | [42 empty] | https://assets.lutron.com/a/documents/3691169_ENG.pdf | [7 empty] | Shelf Stock | [39 empty] | 52161525 | [6 empty] | <a href="https://lutron.widen.net/content/4y4cm6o0wa/mp4/RadioRA-3-Processor-Video.mp4?w=2048" target="_blank">Product Video Clip</a> | [6 empty] | <a href="https://assets.lutron.com/a/documents/043561.pdf" target="_blank">Warranty Information</a> |  |  |  |  | 0.300 L | [14 empty] | 0 | 0 | 0 | 0 | Lighting Fixtures | 2021-11-01 04:58 | 2024-07-20 11:31 | 0000-00-00 00:00:00 | 2024-07-20 11:31 | 0000-00-00 00:00:00 | [6 empty] | Snow
1 | Lutron Electronics | RRST-RS-MN | 4460-10304 | 4460 | 10304 | Lutron Electronics | RRST-RS-MN.jpg | 784276808736 | RA3 SUNNATA COM SW MN | Lutron RadioRA 3 Sunnata RF Companion Switch - Midnight |  | 2.25 | 4.5 |  | RRST-RS-MN.jpg | http://grandbrass.xologic.com/vendors/4460/large/RRST-RS-MN.jpg | [47 empty] | 0 | 0 | 0 | [6 empty] | 0 | 1 | 1 | EA | 1 | Lighting Controls | [27 empty] | Other Lighting Controls | [242 empty] | <a href="https://assets.lutron.com/a/documents/044386.pdf" target="_blank">Installation Instructions</a> | [23 empty] | 10.000 DW |  |  | 2.2500 IN | [89 empty] | 1.000 EA | 1.000 EA | [35 empty] | No | [42 empty] | https://assets.lutron.com/a/documents/3691169_ENG.pdf | [7 empty] | Shelf Stock | [39 empty] | 52161525 | [6 empty] | <a href="https://lutron.widen.net/content/4y4cm6o0wa/mp4/RadioRA-3-Processor-Video.mp4?w=2048" target="_blank">Product Video Clip</a> | [6 empty] | <a href="https://assets.lutron.com/a/documents/043561.pdf" target="_blank">Warranty Information</a> |  |  |  |  | 0.160 L | [14 empty] | 0 | 0 | 0 | 0 | Lighting Fixtures | 2021-11-01 04:58 | 2024-07-20 11:30 | 0000-00-00 00:00:00 | 2024-07-20 11:30 | 0000-00-00 00:00:00 | [6 empty] | Midnight
1 | Lutron Electronics | ST-6ANS-DE | 4460-10305 | 4460 | 10305 | Lutron Electronics | Ecom_ST-6ANS-DE_NoWallPlate.jpeg | 784276294287 | SUNNATA CTRL SW DE | Lutron Sunnata Switch, for 6A Lighting or 3A 1/10HP Motor, Single Pole/Multi Location, Deep Sea |  | 2.25 | 4.5 |  | Ecom_ST-6ANS-DE_NoWallPlate.jpeg | http://grandbrass.xologic.com/vendors/4460/large/Ecom_ST-6ANS-DE_NoWallPlate.jpeg | [47 empty] | 0 | 0 | 0 | [6 empty] | 0 | 1 | 1 | EA | 1 | Lighting Controls | [27 empty] | Other Lighting Controls | [242 empty] | <a href="https://assets.lutron.com/a/documents/0301988.pdf" target="_blank">Installation Instructions</a> | [23 empty] | 10.000 DW |  |  | 2.2500 IN | [89 empty] | 1.000 EA | 1.000 EA | [35 empty] | No | [42 empty] | https://www.lutron.com/TechnicalDocumentLibrary/3691167_ENG.pdf | [7 empty] | Shelf Stock | [39 empty] | 52161525 | [6 empty] | <a href="https://lutron.widen.net/content/ws0c7phix6/mp4/Sunnata-Family-Animation.mp4" target="_blank">Product Video Clip</a> | [6 empty] | <a href="https://assets.lutron.com/a/documents/369-119_Wallbox_Warranty.pdf" target="_blank">Warranty Information</a> |  |  |  |  | 0.260 L | [14 empty] | 0 | 0 | 0 | 0 | Lighting Fixtures | 2021-11-01 04:59 | 2024-07-20 11:43 | 0000-00-00 00:00:00 | 2024-07-20 11:43 | 0000-00-00 00:00:00
1 | Lutron Electronics | ST-6ANS-EP | 4460-10306 | 4460 | 10306 | Lutron Electronics | Ecom_ST-6ANS-EP_NoWallPlate.jpeg | 784276294300 | SUNNATA CTRL SW EP | Lutron Sunnata Switch, for 6A Lighting or 3A 1/10HP Motor, Single Pole/Multi Location, Espresso |  | 2.25 | 4.5 |  | Ecom_ST-6ANS-EP_NoWallPlate.jpeg | http://grandbrass.xologic.com/vendors/4460/large/Ecom_ST-6ANS-EP_NoWallPlate.jpeg | [47 empty] | 0 | 0 | 0 | [6 empty] | 0 | 1 | 1 | EA | 1 | Lighting Controls | [27 empty] | Other Lighting Controls | [242 empty] | <a href="https://assets.lutron.com/a/documents/0301988.pdf" target="_blank">Installation Instructions</a> | [23 empty] | 10.000 DW |  |  | 2.2500 IN | [89 empty] | 1.000 EA | 1.000 EA | [35 empty] | No | [42 empty] | https://www.lutron.com/TechnicalDocumentLibrary/3691167_ENG.pdf | [7 empty] | Shelf Stock | [39 empty] | 52161525 | [6 empty] | <a href="https://lutron.widen.net/content/ws0c7phix6/mp4/Sunnata-Family-Animation.mp4" target="_blank">Product Video Clip</a> | [6 empty] | <a href="https://assets.lutron.com/a/documents/369-119_Wallbox_Warranty.pdf" target="_blank">Warranty Information</a> |  |  |  |  | 0.260 L | [14 empty] | 0 | 0 | 0 | 0 | Lighting Fixtures | 2021-11-01 04:59 | 2024-07-20 11:35 | 0000-00-00 00:00:00 | 2024-07-20 11:35 | 0000-00-00 00:00:00
1 | Lutron Electronics | ST-RD-EP | 4460-10307 | 4460 | 10307 | Lutron Electronics | Ecom_ST-RD-EP_nowallplate.jpeg | 784276294669 | SUNNATA COM DIM EP | Sunnata Companion Dimmer Switch, for use only with Sunnata Pro LED+ Dimmer Switches, Espresso |  | 2.25 | 4.5 |  | Ecom_ST-RD-EP_nowallplate.jpeg | http://grandbrass.xologic.com/vendors/4460/large/Ecom_ST-RD-EP_nowallplate.jpeg | [47 empty] | 0 | 0 | 0 | [6 empty] | 0 | 1 | 1 | EA | 1 | Lighting Controls | [27 empty] | Other Lighting Controls | [242 empty] | <a href="https://assets.lutron.com/a/documents/0302016.pdf" target="_blank">Installation Instructions</a> | [23 empty] | 10.000 DW |  |  | 2.2500 IN | [89 empty] | 1.000 EA | 1.000 EA | [35 empty] | No | [42 empty] | https://www.lutron.com/TechnicalDocumentLibrary/3691167_ENG.pdf | [7 empty] | Shelf Stock | [39 empty] | 52161525 | [6 empty] | <a href="https://lutron.widen.net/content/ws0c7phix6/mp4/Sunnata-Family-Animation.mp4" target="_blank">Product Video Clip</a> | [6 empty] | <a href="https://assets.lutron.com/a/documents/369-119_Wallbox_Warranty.pdf" target="_blank">Warranty Information</a> |  |  |  |  | 0.160 L | [14 empty] | 0 | 0 | 0 | 0 | Lighting Fixtures | 2021-11-01 04:59 | 2024-07-20 11:31 | 0000-00-00 00:00:00 | 2024-07-20 11:31 | 0000-00-00 00:00:00
1 | Lutron Electronics | ST-PRO-N-DE | 4460-10308 | 4460 | 10308 | Lutron Electronics | Ecom_ST-PRO-N-DE_nowallplate.jpeg | 784276295192 | SUNNATA PRO DE | Lutron Sunnata PRO LED+ Touch Dimmer Switch with Phase Selectable Dimming for LED, MLV, ELV, and Incandescent/Halogen lighting, Deep Sea |  | 2.25 | 4.5 |  | Ecom_ST-PRO-N-DE_nowallplate.jpeg | http://grandbrass.xologic.com/vendors/4460/large/Ecom_ST-PRO-N-DE_nowallplate.jpeg | [47 empty] | 0 | 0 | 0 | [6 empty] | 0 | 1 | 1 | EA | 1 | Lighting Controls | [27 empty] | Other Lighting Controls | [49 empty] | <a href="https://lutron.widen.net/content/acvmsqvclv/pdf/Ecom_Sunnata-Comparison-Sell-Sheet.pdf" target="_blank">Manufacturer Brochure</a> | [192 empty] | <a href="https://assets.lutron.com/a/documents/0301987.pdf" target="_blank">Installation Instructions</a> | [23 empty] | 20.000 DW |  |  | 2.2500 IN | [89 empty] | 1.000 EA | 1.000 EA | [35 empty] | No | [42 empty] | https://www.lutron.com/TechnicalDocumentLibrary/3691167_ENG.pdf | [7 empty] | Shelf Stock | [39 empty] | 52161525 | [6 empty] | <a href="https://lutron.widen.net/content/ws0c7phix6/mp4/Sunnata-Family-Animation.mp4" target="_blank">Product Video Clip</a> | [6 empty] | <a href="https://assets.lutron.com/a/documents/369-119_Wallbox_Warranty.pdf" target="_blank">Warranty Information</a> |  |  |  |  | 0.260 L | [14 empty] | 0 | 0 | 0 | 0 | Lighting Fixtures | 2021-11-01 04:59 | 2024-07-20 11:39 | 0000-00-00 00:00:00 | 2024-07-20 11:39 | 0000-00-00 00:00:00
1 | Lutron Electronics | RRST-PRO-N-DE | 4460-10309 | 4460 | 10309 | Lutron Electronics | RRST-PRO-N-DE.jpg | 784276295727 | RA3 SUNNATA DIM DE | Lutron RadioRA 3 Sunnata RF PRO LED+ Touch Dimmer Switch, 250W - Deep Sea |  | 2.25 | 4.5 |  | RRST-PRO-N-DE.jpg | http://grandbrass.xologic.com/vendors/4460/large/RRST-PRO-N-DE.jpg | [47 empty] | 0 | 0 | 0 | [6 empty] | 0 | 1 | 1 | EA | 1 | Lighting Controls | [27 empty] | Other Lighting Controls | [242 empty] | <a href="https://assets.lutron.com/a/documents/044385.pdf" target="_blank">Installation Instructions</a> | [23 empty] | 20.000 DW |  |  | 2.2500 IN | [89 empty] | 1.000 EA | 1.000 EA | [35 empty] | No | [42 empty] | https://assets.lutron.com/a/documents/3691169_ENG.pdf | [7 empty] | Shelf Stock | [39 empty] | 52161525 | [6 empty] | <a href="https://lutron.widen.net/content/4y4cm6o0wa/mp4/RadioRA-3-Processor-Video.mp4?w=2048" target="_blank">Product Video Clip</a> | [6 empty] | <a href="https://assets.lutron.com/a/documents/043561.pdf" target="_blank">Warranty Information</a> |  |  |  |  | 0.260 L | [14 empty] | 0 | 0 | 0 | 0 | Lighting Fixtures | 2021-11-01 04:59 | 2024-07-20 11:37 | 0000-00-00 00:00:00 | 2024-07-20 11:37 | 0000-00-00 00:00:00
1 | Lutron Electronics | RRST-PRO-N-EP | 4460-10310 | 4460 | 10310 | Lutron Electronics | RRST-PRO-N-EP.jpg | 784276295741 | RA3 SUNNATA DIM EP | Lutron RadioRA 3 Sunnata RF PRO LED+ Touch Dimmer Switch, 250W - Espresso |  | 2.25 | 4.5 |  | RRST-PRO-N-EP.jpg | http://grandbrass.xologic.com/vendors/4460/large/RRST-PRO-N-EP.jpg | [47 empty] | 0 | 0 | 0 | [6 empty] | 0 | 1 | 1 | EA | 1 | Lighting Controls | [27 empty] | Other Lighting Controls | [242 empty] | <a href="https://assets.lutron.com/a/documents/044385.pdf" target="_blank">Installation Instructions</a> | [23 empty] | 20.000 DW |  |  | 2.2500 IN | [89 empty] | 1.000 EA | 1.000 EA | [35 empty] | No | [42 empty] | https://assets.lutron.com/a/documents/3691169_ENG.pdf | [7 empty] | Shelf Stock | [39 empty] | 52161525 | [6 empty] | <a href="https://lutron.widen.net/content/4y4cm6o0wa/mp4/RadioRA-3-Processor-Video.mp4?w=2048" target="_blank">Product Video Clip</a> | [6 empty] | <a href="https://assets.lutron.com/a/documents/043561.pdf" target="_blank">Warranty Information</a> |  |  |  |  | 0.260 L | [14 empty] | 0 | 0 | 0 | 0 | Lighting Fixtures | 2021-11-01 04:59 | 2024-07-20 11:31 | 0000-00-00 00:00:00 | 2024-07-20 11:31 | 0000-00-00 00:00:00
1 | Lutron Electronics | RRST-RD-EP | 4460-10311 | 4460 | 10311 | Lutron Electronics | RRST-RD-EP.jpg | 784276296076 | RA3 SUNNATA COM DIM EP | Lutron RadioRA 3 Sunnata RF Companion Touch Dimmer Switch - Espresso |  | 2.25 | 4.5 |  | RRST-RD-EP.jpg | http://grandbrass.xologic.com/vendors/4460/large/RRST-RD-EP.jpg | [47 empty] | 0 | 0 | 0 | [6 empty] | 0 | 1 | 1 | EA | 1 | Lighting Controls | [27 empty] | Other Lighting Controls | [242 empty] | <a href="https://assets.lutron.com/a/documents/044385.pdf" target="_blank">Installation Instructions</a> | [23 empty] | 10.000 DW |  |  | 2.2500 IN | [89 empty] | 1.000 EA | 1.000 EA | [35 empty] | No | [42 empty] | https://assets.lutron.com/a/documents/3691169_ENG.pdf | [7 empty] | Shelf Stock | [39 empty] | 52161525 | [6 empty] | <a href="https://lutron.widen.net/content/4y4cm6o0wa/mp4/RadioRA-3-Processor-Video.mp4?w=2048" target="_blank">Product Video Clip</a> | [6 empty] | <a href="https://assets.lutron.com/a/documents/043561.pdf" target="_blank">Warranty Information</a> |  |  |  |  | 0.160 L | [14 empty] | 0 | 0 | 0 | 0 | Lighting Fixtures | 2021-11-01 04:59 | 2024-07-20 11:30 | 0000-00-00 00:00:00 | 2024-07-20 11:30 | 0000-00-00 00:00:00
1 | Lutron Electronics | RRST-RS-DE | 4460-10312 | 4460 | 10312 | Lutron Electronics | RRST-RS-DE.jpg | 784276296595 | RA3 SUNNATA COM SW DE | Lutron RadioRA 3 Sunnata RF Companion Switch - Deep Sea |  | 2.25 | 4.5 |  | RRST-RS-DE.jpg | http://grandbrass.xologic.com/vendors/4460/large/RRST-RS-DE.jpg | [47 empty] | 0 | 0 | 0 | [6 empty] | 0 | 1 | 1 | EA | 1 | Lighting Controls | [27 empty] | Other Lighting Controls | [242 empty] | <a href="https://assets.lutron.com/a/documents/044386.pdf" target="_blank">Installation Instructions</a> | [23 empty] | 10.000 DW |  |  | 2.2500 IN | [89 empty] | 1.000 EA | 1.000 EA | [35 empty] | No | [42 empty] | https://assets.lutron.com/a/documents/3691169_ENG.pdf | [7 empty] | Shelf Stock | [39 empty] | 52161525 | [6 empty] | <a href="https://lutron.widen.net/content/4y4cm6o0wa/mp4/RadioRA-3-Processor-Video.mp4?w=2048" target="_blank">Product Video Clip</a> | [6 empty] | <a href="https://assets.lutron.com/a/documents/043561.pdf" target="_blank">Warranty Information</a> |  |  |  |  | 0.160 L | [14 empty] | 0 | 0 | 0 | 0 | Lighting Fixtures | 2021-11-01 04:59 | 2024-07-20 11:33 | 0000-00-00 00:00:00 | 2024-07-20 11:33 | 0000-00-00 00:00:00
1 | Lutron Electronics | RRST-PRO-N-BI | 4460-10313 | 4460 | 10313 | Lutron Electronics | RRST-PRO-N-BI.jpg | 784276808484 | RA3 SUNNATA DIM BI | Lutron RadioRA 3 Sunnata RF PRO LED+ Touch Dimmer Switch, 250W - Biscuit |  | 2.25 | 4.5 |  | RRST-PRO-N-BI.jpg | http://grandbrass.xologic.com/vendors/4460/large/RRST-PRO-N-BI.jpg | [47 empty] | 0 | 0 | 0 | [6 empty] | 0 | 1 | 1 | EA | 1 | Lighting Controls | [27 empty] | Other Lighting Controls | [242 empty] | <a href="https://assets.lutron.com/a/documents/044385.pdf" target="_blank">Installation Instructions</a> | [23 empty] | 20.000 DW |  |  | 2.2500 IN | [89 empty] | 1.000 EA | 1.000 EA | [35 empty] | No | [42 empty] | https://assets.lutron.com/a/documents/3691169_ENG.pdf | [7 empty] | Shelf Stock | [39 empty] | 52161525 | [6 empty] | <a href="https://lutron.widen.net/content/4y4cm6o0wa/mp4/RadioRA-3-Processor-Video.mp4?w=2048" target="_blank">Product Video Clip</a> | [6 empty] | <a href="https://assets.lutron.com/a/documents/043561.pdf" target="_blank">Warranty Information</a> |  |  |  |  | 0.260 L | [14 empty] | 0 | 0 | 0 | 0 | Lighting Fixtures | 2021-11-01 04:59 | 2024-07-20 11:28 | 0000-00-00 00:00:00 | 2024-07-20 11:28 | 0000-00-00 00:00:00 | [6 empty] | Biscuit
1 | Lutron Electronics | RRST-PRO-N-LA | 4460-10314 | 4460 | 10314 | Lutron Electronics | RRST-PRO-N-LA.jpg | 784276808514 | RA3 SUNNATA DIM LA | Lutron RadioRA 3 Sunnata RF PRO LED+ Touch Dimmer Switch, 250W - Light Almond |  | 2.3 | 4.5 |  | RRST-PRO-N-LA.jpg | http://grandbrass.xologic.com/vendors/4460/large/RRST-PRO-N-LA.jpg | [47 empty] | 0 | 0 | 0 | [6 empty] | 0 | 1 | 1 | EA | 1 | Lighting Controls | [27 empty] | Other Lighting Controls | [242 empty] | <a href="https://assets.lutron.com/a/documents/044385.pdf" target="_blank">Installation Instructions</a> | [23 empty] | 20.000 DW |  |  | 2.3000 IN | [89 empty] | 1.000 EA | 1.000 EA | [35 empty] | No | [42 empty] | https://assets.lutron.com/a/documents/3691169_ENG.pdf | [7 empty] | Shelf Stock | [39 empty] | 52161525 | [6 empty] | <a href="https://lutron.widen.net/content/4y4cm6o0wa/mp4/RadioRA-3-Processor-Video.mp4?w=2048" target="_blank">Product Video Clip</a> | [6 empty] | <a href="https://assets.lutron.com/a/documents/043561.pdf" target="_blank">Warranty Information</a> |  |  |  |  | 0.300 L | [14 empty] | 0 | 0 | 0 | 0 | Lighting Fixtures | 2021-11-01 04:59 | 2024-07-20 11:35 | 0000-00-00 00:00:00 | 2024-07-20 11:35 | 0000-00-00 00:00:00
1 | Lutron Electronics | RRST-RD-LA | 4460-10315 | 4460 | 10315 | Lutron Electronics | RRST-RD-LA.jpg | 784276808651 | RA3 SUNNATA COM DIM LA | Lutron RadioRA 3 Sunnata RF Companion Touch Dimmer Switch - Light Almond |  | 2.4 | 4.5 |  | RRST-RD-LA.jpg | http://grandbrass.xologic.com/vendors/4460/large/RRST-RD-LA.jpg | [47 empty] | 0 | 0 | 0 | [6 empty] | 0 | 1 | 1 | EA | 1 | Lighting Controls | [27 empty] | Other Lighting Controls | [242 empty] | <a href="https://assets.lutron.com/a/documents/044385.pdf" target="_blank">Installation Instructions</a> | [23 empty] | 10.000 DW |  |  | 2.4000 IN | [89 empty] | 1.000 EA | 1.000 EA | [35 empty] | No | [42 empty] | https://assets.lutron.com/a/documents/3691169_ENG.pdf | [7 empty] | Shelf Stock | [39 empty] | 52161525 | [6 empty] | <a href="https://lutron.widen.net/content/4y4cm6o0wa/mp4/RadioRA-3-Processor-Video.mp4?w=2048" target="_blank">Product Video Clip</a> | [6 empty] | <a href="https://assets.lutron.com/a/documents/043561.pdf" target="_blank">Warranty Information</a> |  |  |  |  | 0.260 L | [14 empty] | 0 | 0 | 0 | 0 | Lighting Fixtures | 2021-11-01 04:59 | 2024-07-20 11:40 | 0000-00-00 00:00:00 | 2024-07-20 11:40 | 0000-00-00 00:00:00
1 | Lutron Electronics | ST-RS-WH | 4460-10316 | 4460 | 10316 | Lutron Electronics | ST-RS-WH.jpeg | 784276286329 | SUNNATA COM SW WH | Sunnata Companion Switch, for use only with Sunnata On/Off Switches, White |  | 2.3 | 4.5 |  | ST-RS-WH.jpeg | http://grandbrass.xologic.com/vendors/4460/large/ST-RS-WH.jpeg | [47 empty] | 0 | 0 | 0 | [6 empty] | 0 | 1 | 1 | EA | 1 | Lighting Controls | [27 empty] | Other Lighting Controls | [49 empty] | <a href="https://lutron.widen.net/content/acvmsqvclv/pdf/Ecom_Sunnata-Comparison-Sell-Sheet.pdf" target="_blank">Manufacturer Brochure</a> | [192 empty] | <a href="https://assets.lutron.com/a/documents/0302016.pdf" target="_blank">Installation Instructions</a> | [23 empty] | 20.000 DW |  |  | 2.3000 IN | [89 empty] | 1.000 EA | 1.000 EA | [35 empty] | No | [42 empty] | https://www.lutron.com/TechnicalDocumentLibrary/3691167_ENG.pdf | [7 empty] | Shelf Stock | [39 empty] | 52161525 | [6 empty] | <a href="https://lutron.widen.net/content/ws0c7phix6/mp4/Sunnata-Family-Animation.mp4" target="_blank">Product Video Clip</a> | [6 empty] | <a href="https://assets.lutron.com/a/documents/369-119_Wallbox_Warranty.pdf" target="_blank">Warranty Information</a> |  |  |  |  | 0.220 L | [14 empty] | 0 | 0 | 0 | 0 | Lighting Fixtures | 2021-11-01 05:00 | 2024-07-20 11:31 | 0000-00-00 00:00:00 | 2024-07-20 11:31 | 0000-00-00 00:00:00 | [6 empty] | White
1 | Lutron Electronics | STCL-153MH-WH-C | 4460-10317 | 4460 | 10317 | Lutron Electronics | Ecom_STCL-153MH-WH_nowallplate.jpeg | 784276810876 | SUNNATA TOUCH DIMMER LED+ WHITE, CANADA | Lutron Sunnata LED+ Touch Dimmer, Single-Pole/3-way Multi-Location Dimmer, 120V, 150W LED or 600W Incandescent/Halogen; with Clamshell Packaging, White |  | 4 | 6 |  | Ecom_STCL-153MH-WH_nowallplate.jpeg | http://grandbrass.xologic.com/vendors/4460/large/Ecom_STCL-153MH-WH_nowallplate.jpeg | [47 empty] | 0 | 0 | 0 | [6 empty] | 0 | 1 | 1 | EA | 1 | Lighting Controls | [27 empty] | Other Lighting Controls | [49 empty] | <a href="https://lutron.widen.net/content/acvmsqvclv/pdf/Ecom_Sunnata-Comparison-Sell-Sheet.pdf" target="_blank">Manufacturer Brochure</a> | [192 empty] | <a href="https://assets.lutron.com/a/documents/0302030.pdf" target="_blank">Installation Instructions</a> | [23 empty] | 2.000 DW |  |  | 2.3000 IN | [89 empty] | 1.000 EA | 1.000 EA | [35 empty] | No | [42 empty] | https://www.lutron.com/TechnicalDocumentLibrary/3691167_ENG.pdf | [7 empty] | Shelf Stock | [39 empty] | 52161525 | [6 empty] | <a href="https://lutron.widen.net/content/8txwdz8fgz/original/Ecom_SunnataLED_benefitvideo.mp4" target="_blank">Product Video Clip</a> | [6 empty] | <a href="https://assets.lutron.com/a/documents/369-119_Wallbox_Warranty.pdf" target="_blank">Warranty Information</a> |  |  |  |  | 0.280 L | [14 empty] | 0 | 0 | 0 | 0 | Lighting Fixtures | 2021-11-01 05:00 | 2024-07-20 11:36 | 0000-00-00 00:00:00 | 2024-07-20 11:36 | 0000-00-00 00:00:00 | [6 empty] | White
1 | Lutron Electronics | ST-6ANS-PM | 4460-10318 | 4460 | 10318 | Lutron Electronics | Ecom_ST-6ANS-PM_NoWallPlate.jpeg | 784276294416 | SUNNATA CTRL SW PM | Lutron Sunnata Switch, for 6A Lighting or 3A 1/10HP Motor, Single Pole/Multi Location, Pumice |  | 2.25 | 4.5 |  | Ecom_ST-6ANS-PM_NoWallPlate.jpeg | http://grandbrass.xologic.com/vendors/4460/large/Ecom_ST-6ANS-PM_NoWallPlate.jpeg | [47 empty] | 0 | 0 | 0 | [6 empty] | 0 | 1 | 1 | EA | 1 | Lighting Controls | [27 empty] | Other Lighting Controls | [242 empty] | <a href="https://assets.lutron.com/a/documents/0301988.pdf" target="_blank">Installation Instructions</a> | [23 empty] | 10.000 DW |  |  | 2.2500 IN | [89 empty] | 1.000 EA | 1.000 EA | [35 empty] | No | [42 empty] | https://www.lutron.com/TechnicalDocumentLibrary/3691167_ENG.pdf | [7 empty] | Shelf Stock | [39 empty] | 52161525 | [6 empty] | <a href="https://lutron.widen.net/content/ws0c7phix6/mp4/Sunnata-Family-Animation.mp4" target="_blank">Product Video Clip</a> | [6 empty] | <a href="https://assets.lutron.com/a/documents/369-119_Wallbox_Warranty.pdf" target="_blank">Warranty Information</a> |  |  |  |  | 0.260 L | [14 empty] | 0 | 0 | 0 | 0 | Lighting Fixtures | 2021-11-01 05:00 | 2024-07-20 11:32 | 0000-00-00 00:00:00 | 2024-07-20 11:32 | 0000-00-00 00:00:00
1 | Lutron Electronics | ST-6ANS-TP | 4460-10319 | 4460 | 10319 | Lutron Electronics | Ecom_ST-6ANS-TP_NoWallPlate.jpeg | 784276294560 | SUNNATA CTRL SW TP | Lutron Sunnata Switch, for 6A Lighting or 3A 1/10HP Motor, Single Pole/Multi Location, Taupe |  | 2.25 | 4.5 |  | Ecom_ST-6ANS-TP_NoWallPlate.jpeg | http://grandbrass.xologic.com/vendors/4460/large/Ecom_ST-6ANS-TP_NoWallPlate.jpeg | [47 empty] | 0 | 0 | 0 | [6 empty] | 0 | 1 | 1 | EA | 1 | Lighting Controls | [27 empty] | Other Lighting Controls | [242 empty] | <a href="https://assets.lutron.com/a/documents/0301988.pdf" target="_blank">Installation Instructions</a> | [23 empty] | 10.000 DW |  |  | 2.2500 IN | [89 empty] | 1.000 EA | 1.000 EA | [35 empty] | No | [42 empty] | https://www.lutron.com/TechnicalDocumentLibrary/3691167_ENG.pdf | [7 empty] | Shelf Stock | [39 empty] | 52161525 | [6 empty] | <a href="https://lutron.widen.net/content/ws0c7phix6/mp4/Sunnata-Family-Animation.mp4" target="_blank">Product Video Clip</a> | [6 empty] | <a href="https://assets.lutron.com/a/documents/369-119_Wallbox_Warranty.pdf" target="_blank">Warranty Information</a> |  |  |  |  | 0.260 L | [14 empty] | 0 | 0 | 0 | 0 | Lighting Fixtures | 2021-11-01 05:01 | 2024-07-20 11:34 | 0000-00-00 00:00:00 | 2024-07-20 11:34 | 0000-00-00 00:00:00 | [6 empty] | Taupe
1 | Lutron Electronics | ST-RD-LG | 4460-10320 | 4460 | 10320 | Lutron Electronics | Ecom_ST-RD-LG_nowallplate.jpeg | 784276294706 | SUNNATA COM DIM LG | Sunnata Companion Dimmer Switch, for use only with Sunnata Pro LED+ Dimmer Switches, Lunar Gray |  | 2.25 | 4.5 |  | Ecom_ST-RD-LG_nowallplate.jpeg | http://grandbrass.xologic.com/vendors/4460/large/Ecom_ST-RD-LG_nowallplate.jpeg | [47 empty] | 0 | 0 | 0 | [6 empty] | 0 | 1 | 1 | EA | 1 | Lighting Controls | [27 empty] | Other Lighting Controls | [242 empty] | <a href="https://assets.lutron.com/a/documents/0302016.pdf" target="_blank">Installation Instructions</a> | [23 empty] | 10.000 DW |  |  | 2.2500 IN | [89 empty] | 1.000 EA | 1.000 EA | [35 empty] | No | [42 empty] | https://www.lutron.com/TechnicalDocumentLibrary/3691167_ENG.pdf | [7 empty] | Shelf Stock | [39 empty] | 52161525 | [6 empty] | <a href="https://lutron.widen.net/content/ws0c7phix6/mp4/Sunnata-Family-Animation.mp4" target="_blank">Product Video Clip</a> | [6 empty] | <a href="https://assets.lutron.com/a/documents/369-119_Wallbox_Warranty.pdf" target="_blank">Warranty Information</a> |  |  |  |  | 0.160 L | [14 empty] | 0 | 0 | 0 | 0 | Lighting Fixtures | 2021-11-01 05:01 | 2024-07-20 11:30 | 0000-00-00 00:00:00 | 2024-07-20 11:30 | 0000-00-00 00:00:00
1 | Lutron Electronics | ST-PRO-N-PB | 4460-10321 | 4460 | 10321 | Lutron Electronics | Ecom_ST-PRO-N-PB_nowallplate.jpeg | 784276295246 | SUNNATA PRO PB | Lutron Sunnata PRO LED+ Touch Dimmer Switch with Phase Selectable Dimming for LED, MLV, ELV, and Incandescent/Halogen lighting, Pebble |  | 2.25 | 4.5 |  | Ecom_ST-PRO-N-PB_nowallplate.jpeg | http://grandbrass.xologic.com/vendors/4460/large/Ecom_ST-PRO-N-PB_nowallplate.jpeg | [47 empty] | 0 | 0 | 0 | [6 empty] | 0 | 1 | 1 | EA | 1 | Lighting Controls | [27 empty] | Other Lighting Controls | [49 empty] | <a href="https://lutron.widen.net/content/acvmsqvclv/pdf/Ecom_Sunnata-Comparison-Sell-Sheet.pdf" target="_blank">Manufacturer Brochure</a> | [192 empty] | <a href="https://assets.lutron.com/a/documents/0301987.pdf" target="_blank">Installation Instructions</a> | [23 empty] | 20.000 DW |  |  | 2.2500 IN | [89 empty] | 1.000 EA | 1.000 EA | [35 empty] | No | [42 empty] | https://www.lutron.com/TechnicalDocumentLibrary/3691167_ENG.pdf | [7 empty] | Shelf Stock | [39 empty] | 52161525 | [6 empty] | <a href="https://lutron.widen.net/content/ws0c7phix6/mp4/Sunnata-Family-Animation.mp4" target="_blank">Product Video Clip</a> | [6 empty] | <a href="https://assets.lutron.com/a/documents/369-119_Wallbox_Warranty.pdf" target="_blank">Warranty Information</a> |  |  |  |  | 0.260 L | [14 empty] | 0 | 0 | 0 | 0 | Lighting Fixtures | 2021-11-01 05:01 | 2024-07-20 11:30 | 0000-00-00 00:00:00 | 2024-07-20 11:30 | 0000-00-00 00:00:00
1 | Lutron Electronics | ST-PRO-N-TF | 4460-10322 | 4460 | 10322 | Lutron Electronics | Ecom_ST-PRO-N-TF_nowallplate.jpeg | 784276295314 | SUNNATA PRO TF | Lutron Sunnata PRO LED+ Touch Dimmer Switch with Phase Selectable Dimming for LED, MLV, ELV, and Incandescent/Halogen lighting, Truffle |  | 2.25 | 4.5 |  | Ecom_ST-PRO-N-TF_nowallplate.jpeg | http://grandbrass.xologic.com/vendors/4460/large/Ecom_ST-PRO-N-TF_nowallplate.jpeg | [47 empty] | 0 | 0 | 0 | [6 empty] | 0 | 1 | 1 | EA | 1 | Lighting Controls | [27 empty] | Other Lighting Controls | [49 empty] | <a href="https://lutron.widen.net/content/acvmsqvclv/pdf/Ecom_Sunnata-Comparison-Sell-Sheet.pdf" target="_blank">Manufacturer Brochure</a> | [192 empty] | <a href="https://assets.lutron.com/a/documents/0301987.pdf" target="_blank">Installation Instructions</a> | [23 empty] | 20.000 DW |  |  | 2.2500 IN | [89 empty] | 1.000 EA | 1.000 EA | [35 empty] | No | [42 empty] | https://www.lutron.com/TechnicalDocumentLibrary/3691167_ENG.pdf | [7 empty] | Shelf Stock | [39 empty] | 52161525 | [6 empty] | <a href="https://lutron.widen.net/content/ws0c7phix6/mp4/Sunnata-Family-Animation.mp4" target="_blank">Product Video Clip</a> | [6 empty] | <a href="https://assets.lutron.com/a/documents/369-119_Wallbox_Warranty.pdf" target="_blank">Warranty Information</a> |  |  |  |  | 0.260 L | [14 empty] | 0 | 0 | 0 | 0 | Lighting Fixtures | 2021-11-01 05:01 | 2024-07-20 11:34 | 0000-00-00 00:00:00 | 2024-07-20 11:34 | 0000-00-00 00:00:00
1 | Lutron Electronics | RRST-PRO-N-GL | 4460-10323 | 4460 | 10323 | Lutron Electronics | RRST-PRO-N-GL.jpg | 784276295765 | RA3 SUNNATA DIM GL | Lutron RadioRA 3 Sunnata RF PRO LED+ Touch Dimmer Switch, 250W - Glacier White |  | 2.25 | 4.5 |  | RRST-PRO-N-GL.jpg | http://grandbrass.xologic.com/vendors/4460/large/RRST-PRO-N-GL.jpg | [47 empty] | 0 | 0 | 0 | [6 empty] | 0 | 1 | 1 | EA | 1 | Lighting Controls | [27 empty] | Other Lighting Controls | [242 empty] | <a href="https://assets.lutron.com/a/documents/044385.pdf" target="_blank">Installation Instructions</a> | [23 empty] | 20.000 DW |  |  | 2.2500 IN | [89 empty] | 1.000 EA | 1.000 EA | [35 empty] | No | [42 empty] | https://assets.lutron.com/a/documents/3691169_ENG.pdf | [7 empty] | Shelf Stock | [39 empty] | 52161525 | [6 empty] | <a href="https://lutron.widen.net/content/4y4cm6o0wa/mp4/RadioRA-3-Processor-Video.mp4?w=2048" target="_blank">Product Video Clip</a> | [6 empty] | <a href="https://assets.lutron.com/a/documents/043561.pdf" target="_blank">Warranty Information</a> |  |  |  |  | 0.160 L | [14 empty] | 0 | 0 | 0 | 0 | Lighting Fixtures | 2021-11-01 05:01 | 2024-07-20 11:22 | 0000-00-00 00:00:00 | 2024-07-20 11:22 | 0000-00-00 00:00:00
1 | Lutron Electronics | RRST-8ANS-BW | 4460-10324 | 4460 | 10324 | Lutron Electronics | RRST-8ANS-BW.jpg | 784276296397 | RA3 SUNNATA SW BW | Lutron RadioRA 3 Sunnata RF Neutral Switch, 8A - Brilliant White |  | 2.25 | 4.5 |  | RRST-8ANS-BW.jpg | http://grandbrass.xologic.com/vendors/4460/large/RRST-8ANS-BW.jpg | [47 empty] | 0 | 0 | 0 | [6 empty] | 0 | 1 | 1 | EA | 1 | Lighting Controls | [27 empty] | Other Lighting Controls | [242 empty] | <a href="https://assets.lutron.com/a/documents/044386.pdf" target="_blank">Installation Instructions</a> | [23 empty] | 20.000 DW |  |  | 2.2500 IN | [89 empty] | 1.000 EA | 1.000 EA | [35 empty] | No | [42 empty] | https://assets.lutron.com/a/documents/3691169_ENG.pdf | [7 empty] | Shelf Stock | [39 empty] | 52161525 | [6 empty] | <a href="https://lutron.widen.net/content/4y4cm6o0wa/mp4/RadioRA-3-Processor-Video.mp4?w=2048" target="_blank">Product Video Clip</a> | [6 empty] | <a href="https://assets.lutron.com/a/documents/043561.pdf" target="_blank">Warranty Information</a> |  |  |  |  | 0.300 L | [14 empty] | 0 | 0 | 0 | 0 | Lighting Fixtures | 2021-11-01 05:01 | 2024-07-20 11:33 | 0000-00-00 00:00:00 | 2024-07-20 11:33 | 0000-00-00 00:00:00
1 | Lutron Electronics | RRST-8ANS-MI | 4460-10325 | 4460 | 10325 | Lutron Electronics | RRST-8ANS-MI.jpg | 784276296465 | RA3 SUNNATA SW MI | Lutron RadioRA 3 Sunnata RF Neutral Switch, 8A - Mist |  | 2.25 | 4.5 |  | RRST-8ANS-MI.jpg | http://grandbrass.xologic.com/vendors/4460/large/RRST-8ANS-MI.jpg | [47 empty] | 0 | 0 | 0 | [6 empty] | 0 | 1 | 1 | EA | 1 | Lighting Controls | [27 empty] | Other Lighting Controls | [242 empty] | <a href="https://assets.lutron.com/a/documents/044386.pdf" target="_blank">Installation Instructions</a> | [23 empty] | 10.000 DW |  |  | 2.2500 IN | [89 empty] | 1.000 EA | 1.000 EA | [35 empty] | No | [42 empty] | https://assets.lutron.com/a/documents/3691169_ENG.pdf | [7 empty] | Shelf Stock | [39 empty] | 52161525 | [6 empty] | <a href="https://lutron.widen.net/content/4y4cm6o0wa/mp4/RadioRA-3-Processor-Video.mp4?w=2048" target="_blank">Product Video Clip</a> | [6 empty] | <a href="https://assets.lutron.com/a/documents/043561.pdf" target="_blank">Warranty Information</a> |  |  |  |  | 0.260 L | [14 empty] | 0 | 0 | 0 | 0 | Lighting Fixtures | 2021-11-01 05:01 | 2024-07-20 11:22 | 0000-00-00 00:00:00 | 2024-07-20 11:22 | 0000-00-00 00:00:00
1 | Lutron Electronics | RRST-8ANS-SR | 4460-10326 | 4460 | 10326 | Lutron Electronics | RRST-8ANS-SR.jpg | 784276296533 | RA3 SUNNATA SW SR | Lutron RadioRA 3 Sunnata RF Neutral Switch, 8A - Signal Red |  | 2.25 | 4.5 |  | RRST-8ANS-SR.jpg | http://grandbrass.xologic.com/vendors/4460/large/RRST-8ANS-SR.jpg | [47 empty] | 0 | 0 | 0 | [6 empty] | 0 | 1 | 1 | EA | 1 | Lighting Controls | [27 empty] | Other Lighting Controls | [242 empty] | <a href="https://assets.lutron.com/a/documents/044386.pdf" target="_blank">Installation Instructions</a> | [23 empty] | 10.000 DW |  |  | 2.2500 IN | [89 empty] | 1.000 EA | 1.000 EA | [35 empty] | No | [42 empty] | https://assets.lutron.com/a/documents/3691169_ENG.pdf | [7 empty] | Shelf Stock | [39 empty] | 52161525 | [6 empty] | <a href="https://lutron.widen.net/content/4y4cm6o0wa/mp4/RadioRA-3-Processor-Video.mp4?w=2048" target="_blank">Product Video Clip</a> | [6 empty] | <a href="https://assets.lutron.com/a/documents/043561.pdf" target="_blank">Warranty Information</a> |  |  |  |  | 0.260 L | [14 empty] | 0 | 0 | 0 | 0 | Lighting Fixtures | 2021-11-01 05:02 | 2024-07-20 11:30 | 0000-00-00 00:00:00 | 2024-07-20 11:30 | 0000-00-00 00:00:00
1 | Lutron Electronics | RRST-RS-EP | 4460-10327 | 4460 | 10327 | Lutron Electronics | RRST-RS-EP.jpg | 784276296601 | RA3 SUNNATA COM SW EP | Lutron RadioRA 3 Sunnata RF Companion Switch - Espresso |  | 2.25 | 4.5 |  | RRST-RS-EP.jpg | http://grandbrass.xologic.com/vendors/4460/large/RRST-RS-EP.jpg | [47 empty] | 0 | 0 | 0 | [6 empty] | 0 | 1 | 1 | EA | 1 | Lighting Controls | [27 empty] | Other Lighting Controls | [242 empty] | <a href="https://assets.lutron.com/a/documents/044386.pdf" target="_blank">Installation Instructions</a> | [23 empty] | 10.000 DW |  |  | 2.2500 IN | [89 empty] | 1.000 EA | 1.000 EA | [35 empty] | No | [42 empty] | https://assets.lutron.com/a/documents/3691169_ENG.pdf | [7 empty] | Shelf Stock | [39 empty] | 52161525 | [6 empty] | <a href="https://lutron.widen.net/content/4y4cm6o0wa/mp4/RadioRA-3-Processor-Video.mp4?w=2048" target="_blank">Product Video Clip</a> | [6 empty] | <a href="https://assets.lutron.com/a/documents/043561.pdf" target="_blank">Warranty Information</a> |  |  |  |  | 0.160 L | [14 empty] | 0 | 0 | 0 | 0 | Lighting Fixtures | 2021-11-01 05:02 | 2024-07-20 11:31 | 0000-00-00 00:00:00 | 2024-07-20 11:31 | 0000-00-00 00:00:00
1 | Lutron Electronics | RRST-RD-IV | 4460-10328 | 4460 | 10328 | Lutron Electronics | RRST-RD-IV.jpg | 784276808644 | RA3 SUNNATA COM DIM IV | Lutron RadioRA 3 Sunnata RF Companion Touch Dimmer Switch - Ivory |  | 2.3 | 4.5 |  | RRST-RD-IV.jpg | http://grandbrass.xologic.com/vendors/4460/large/RRST-RD-IV.jpg | [47 empty] | 0 | 0 | 0 | [6 empty] | 0 | 1 | 1 | EA | 1 | Lighting Controls | [27 empty] | Other Lighting Controls | [242 empty] | <a href="https://assets.lutron.com/a/documents/044385.pdf" target="_blank">Installation Instructions</a> | [23 empty] | 10.000 DW |  |  | 2.3000 IN | [89 empty] | 1.000 EA | 1.000 EA | [35 empty] | No | [42 empty] | https://assets.lutron.com/a/documents/3691169_ENG.pdf | [7 empty] | Shelf Stock | [39 empty] | 52161525 | [6 empty] | <a href="https://lutron.widen.net/content/4y4cm6o0wa/mp4/RadioRA-3-Processor-Video.mp4?w=2048" target="_blank">Product Video Clip</a> | [6 empty] | <a href="https://assets.lutron.com/a/documents/043561.pdf" target="_blank">Warranty Information</a> |  |  |  |  | 0.260 L | [14 empty] | 0 | 0 | 0 | 0 | Lighting Fixtures | 2021-11-01 05:16 | 2024-07-20 11:38 | 0000-00-00 00:00:00 | 2024-07-20 11:38 | 0000-00-00 00:00:00 | [6 empty] | Ivory
1 | Lutron Electronics | RRST-RS-IV | 4460-10329 | 4460 | 10329 | Lutron Electronics | RRST-RS-IV.jpg | 784276808712 | RA3 SUNNATA COM SW IV | Lutron RadioRA 3 Sunnata RF Companion Switch - Ivory |  | 2.25 | 4.5 |  | RRST-RS-IV.jpg | http://grandbrass.xologic.com/vendors/4460/large/RRST-RS-IV.jpg | [47 empty] | 0 | 0 | 0 | [6 empty] | 0 | 1 | 1 | EA | 1 | Lighting Controls | [27 empty] | Other Lighting Controls | [242 empty] | <a href="https://assets.lutron.com/a/documents/044386.pdf" target="_blank">Installation Instructions</a> | [23 empty] | 10.000 DW |  |  | 2.2500 IN | [89 empty] | 1.000 EA | 1.000 EA | [35 empty] | No | [42 empty] | https://assets.lutron.com/a/documents/3691169_ENG.pdf | [7 empty] | Shelf Stock | [39 empty] | 52161525 | [6 empty] | <a href="https://lutron.widen.net/content/4y4cm6o0wa/mp4/RadioRA-3-Processor-Video.mp4?w=2048" target="_blank">Product Video Clip</a> | [6 empty] | <a href="https://assets.lutron.com/a/documents/043561.pdf" target="_blank">Warranty Information</a> |  |  |  |  | 0.160 L | [14 empty] | 0 | 0 | 0 | 0 | Lighting Fixtures | 2021-11-01 05:16 | 2024-07-20 11:31 | 0000-00-00 00:00:00 | 2024-07-20 11:31 | 0000-00-00 00:00:00 | [6 empty] | Ivory
1 | Lutron Electronics | ST-PRO-N-SW | 4460-10330 | 4460 | 10330 | Lutron Electronics | Ecom_ST-PRO-N-SW_nowallplate.jpeg | 784276286152 | SUNNATA PRO SW | Lutron Sunnata PRO LED+ Touch Dimmer Switch with Phase Selectable Dimming for LED, MLV, ELV, and Incandescent/Halogen lighting, Snow |  | 2.25 | 4.5 |  | Ecom_ST-PRO-N-SW_nowallplate.jpeg | http://grandbrass.xologic.com/vendors/4460/large/Ecom_ST-PRO-N-SW_nowallplate.jpeg | [47 empty] | 0 | 0 | 0 | [6 empty] | 0 | 1 | 1 | EA | 1 | Lighting Controls | [27 empty] | Other Lighting Controls | [49 empty] | <a href="https://lutron.widen.net/content/acvmsqvclv/pdf/Ecom_Sunnata-Comparison-Sell-Sheet.pdf" target="_blank">Manufacturer Brochure</a> | [192 empty] | <a href="https://assets.lutron.com/a/documents/0301987.pdf" target="_blank">Installation Instructions</a> | [23 empty] | 20.000 DW |  |  | 2.2500 IN | [89 empty] | 1.000 EA | 1.000 EA | [35 empty] | No | [42 empty] | https://www.lutron.com/TechnicalDocumentLibrary/3691167_ENG.pdf | [7 empty] | Shelf Stock | [39 empty] | 52161525 | [6 empty] | <a href="https://lutron.widen.net/content/ws0c7phix6/mp4/Sunnata-Family-Animation.mp4" target="_blank">Product Video Clip</a> | [6 empty] | <a href="https://assets.lutron.com/a/documents/369-119_Wallbox_Warranty.pdf" target="_blank">Warranty Information</a> |  |  |  |  | 0.260 L | [14 empty] | 0 | 0 | 0 | 0 | Lighting Fixtures | 2021-11-01 05:16 | 2024-07-20 11:26 | 0000-00-00 00:00:00 | 2024-07-20 11:26 | 0000-00-00 00:00:00 | [6 empty] | Snow
1 | Lutron Electronics | ST-6ANS-CY | 4460-10331 | 4460 | 10331 | Lutron Electronics | Ecom_ST-6ANS-CY_NoWallPlate.jpeg | 784276294263 | SUNNATA CTRL SW CY | Lutron Sunnata Switch, for 6A Lighting or 3A 1/10HP Motor, Single Pole/Multi Location, Clay |  | 2.25 | 4.5 |  | Ecom_ST-6ANS-CY_NoWallPlate.jpeg | http://grandbrass.xologic.com/vendors/4460/large/Ecom_ST-6ANS-CY_NoWallPlate.jpeg | [47 empty] | 0 | 0 | 0 | [6 empty] | 0 | 1 | 1 | EA | 1 | Lighting Controls | [27 empty] | Other Lighting Controls | [242 empty] | <a href="https://assets.lutron.com/a/documents/0301988.pdf" target="_blank">Installation Instructions</a> | [23 empty] | 10.000 DW |  |  | 2.2500 IN | [89 empty] | 1.000 EA | 1.000 EA | [35 empty] | No | [42 empty] | https://www.lutron.com/TechnicalDocumentLibrary/3691167_ENG.pdf | [7 empty] | Shelf Stock | [39 empty] | 52161525 | [6 empty] | <a href="https://lutron.widen.net/content/ws0c7phix6/mp4/Sunnata-Family-Animation.mp4" target="_blank">Product Video Clip</a> | [6 empty] | <a href="https://assets.lutron.com/a/documents/369-119_Wallbox_Warranty.pdf" target="_blank">Warranty Information</a> |  |  |  |  | 0.260 L | [14 empty] | 0 | 0 | 0 | 0 | Lighting Fixtures | 2021-11-01 05:16 | 2024-07-20 11:35 | 0000-00-00 00:00:00 | 2024-07-20 11:35 | 0000-00-00 00:00:00
1 | Lutron Electronics | ST-RS-DE | 4460-10332 | 4460 | 10332 | Lutron Electronics | Ecom_ST-RS-DE_nowallplate.jpeg | 784276295000 | SUNNATA COM SW DE | Sunnata Companion Switch, for use only with Sunnata On/Off Switches, Deep Sea |  | 2.25 | 4.5 |  | Ecom_ST-RS-DE_nowallplate.jpeg | http://grandbrass.xologic.com/vendors/4460/large/Ecom_ST-RS-DE_nowallplate.jpeg | [47 empty] | 0 | 0 | 0 | [6 empty] | 0 | 1 | 1 | EA | 1 | Lighting Controls | [27 empty] | Other Lighting Controls | [49 empty] | <a href="https://lutron.widen.net/content/acvmsqvclv/pdf/Ecom_Sunnata-Comparison-Sell-Sheet.pdf" target="_blank">Manufacturer Brochure</a> | [192 empty] | <a href="https://assets.lutron.com/a/documents/0302016.pdf" target="_blank">Installation Instructions</a> | [23 empty] | 10.000 DW |  |  | 2.2500 IN | [89 empty] | 1.000 EA | 1.000 EA | [35 empty] | No | [42 empty] | https://www.lutron.com/TechnicalDocumentLibrary/3691167_ENG.pdf | [7 empty] | Shelf Stock | [39 empty] | 52161525 | [6 empty] | <a href="https://lutron.widen.net/content/ws0c7phix6/mp4/Sunnata-Family-Animation.mp4" target="_blank">Product Video Clip</a> | [6 empty] | <a href="https://assets.lutron.com/a/documents/369-119_Wallbox_Warranty.pdf" target="_blank">Warranty Information</a> |  |  |  |  | 0.160 L | [14 empty] | 0 | 0 | 0 | 0 | Lighting Fixtures | 2021-11-01 05:16 | 2024-07-20 11:26 | 0000-00-00 00:00:00 | 2024-07-20 11:26 | 0000-00-00 00:00:00
1 | Lutron Electronics | ST-RS-EP | 4460-10333 | 4460 | 10333 | Lutron Electronics | Ecom_ST-RS-EP_nowallplate.jpeg | 784276295024 | SUNNATA COM SW EP | Sunnata Companion Switch, for use only with Sunnata On/Off Switches, Espresso |  | 2.25 | 4.5 |  | Ecom_ST-RS-EP_nowallplate.jpeg | http://grandbrass.xologic.com/vendors/4460/large/Ecom_ST-RS-EP_nowallplate.jpeg | [47 empty] | 0 | 0 | 0 | [6 empty] | 0 | 1 | 1 | EA | 1 | Lighting Controls | [27 empty] | Other Lighting Controls | [49 empty] | <a href="https://lutron.widen.net/content/acvmsqvclv/pdf/Ecom_Sunnata-Comparison-Sell-Sheet.pdf" target="_blank">Manufacturer Brochure</a> | [192 empty] | <a href="https://assets.lutron.com/a/documents/0302016.pdf" target="_blank">Installation Instructions</a> | [23 empty] | 10.000 DW |  |  | 2.2500 IN | [89 empty] | 1.000 EA | 1.000 EA | [35 empty] | No | [42 empty] | https://www.lutron.com/TechnicalDocumentLibrary/3691167_ENG.pdf | [7 empty] | Shelf Stock | [39 empty] | 52161525 | [6 empty] | <a href="https://lutron.widen.net/content/ws0c7phix6/mp4/Sunnata-Family-Animation.mp4" target="_blank">Product Video Clip</a> | [6 empty] | <a href="https://assets.lutron.com/a/documents/369-119_Wallbox_Warranty.pdf" target="_blank">Warranty Information</a> |  |  |  |  | 0.160 L | [14 empty] | 0 | 0 | 0 | 0 | Lighting Fixtures | 2021-11-01 05:16 | 2024-07-20 11:40 | 0000-00-00 00:00:00 | 2024-07-20 11:40 | 0000-00-00 00:00:00
1 | Lutron Electronics | ST-PRO-N-CS | 4460-10334 | 4460 | 10334 | Lutron Electronics | Ecom_ST-PRO-N-CS_nowallplate.jpeg | 784276295178 | SUNNATA PRO CS | Lutron Sunnata PRO LED+ Touch Dimmer Switch with Phase Selectable Dimming for LED, MLV, ELV, and Incandescent/Halogen lighting, Cobblestone |  | 2.25 | 4.5 |  | Ecom_ST-PRO-N-CS_nowallplate.jpeg | http://grandbrass.xologic.com/vendors/4460/large/Ecom_ST-PRO-N-CS_nowallplate.jpeg | [47 empty] | 0 | 0 | 0 | [6 empty] | 0 | 1 | 1 | EA | 1 | Lighting Controls | [27 empty] | Other Lighting Controls | [49 empty] | <a href="https://lutron.widen.net/content/acvmsqvclv/pdf/Ecom_Sunnata-Comparison-Sell-Sheet.pdf" target="_blank">Manufacturer Brochure</a> | [192 empty] | <a href="https://assets.lutron.com/a/documents/0301987.pdf" target="_blank">Installation Instructions</a> | [23 empty] | 20.000 DW |  |  | 2.2500 IN | [89 empty] | 1.000 EA | 1.000 EA | [35 empty] | No | [42 empty] | https://www.lutron.com/TechnicalDocumentLibrary/3691167_ENG.pdf | [7 empty] | Shelf Stock | [39 empty] | 52161525 | [6 empty] | <a href="https://lutron.widen.net/content/ws0c7phix6/mp4/Sunnata-Family-Animation.mp4" target="_blank">Product Video Clip</a> | [6 empty] | <a href="https://assets.lutron.com/a/documents/369-119_Wallbox_Warranty.pdf" target="_blank">Warranty Information</a> |  |  |  |  | 0.260 L | [14 empty] | 0 | 0 | 0 | 0 | Lighting Fixtures | 2021-11-01 05:16 | 2024-07-20 11:34 | 0000-00-00 00:00:00 | 2024-07-20 11:34 | 0000-00-00 00:00:00
1 | Lutron Electronics | RRST-RD-CY | 4460-10335 | 4460 | 10335 | Lutron Electronics | RRST-RD-CY.jpg | 784276296038 | RA3 SUNNATA COM DIM CY | Lutron RadioRA 3 Sunnata RF Companion Touch Dimmer Switch - Clay |  | 2.25 | 4.5 |  | RRST-RD-CY.jpg | http://grandbrass.xologic.com/vendors/4460/large/RRST-RD-CY.jpg | [47 empty] | 0 | 0 | 0 | [6 empty] | 0 | 1 | 1 | EA | 1 | Lighting Controls | [27 empty] | Other Lighting Controls | [242 empty] | <a href="https://assets.lutron.com/a/documents/044385.pdf" target="_blank">Installation Instructions</a> | [23 empty] | 10.000 DW |  |  | 2.2500 IN | [89 empty] | 1.000 EA | 1.000 EA | [35 empty] | No | [42 empty] | https://assets.lutron.com/a/documents/3691169_ENG.pdf | [7 empty] | Shelf Stock | [39 empty] | 52161525 | [6 empty] | <a href="https://lutron.widen.net/content/4y4cm6o0wa/mp4/RadioRA-3-Processor-Video.mp4?w=2048" target="_blank">Product Video Clip</a> | [6 empty] | <a href="https://assets.lutron.com/a/documents/043561.pdf" target="_blank">Warranty Information</a> |  |  |  |  | 0.160 L | [14 empty] | 0 | 0 | 0 | 0 | Lighting Fixtures | 2021-11-01 05:16 | 2024-07-20 11:38 | 0000-00-00 00:00:00 | 2024-07-20 11:38 | 0000-00-00 00:00:00
1 | Lutron Electronics | RRST-RD-DE | 4460-10336 | 4460 | 10336 | Lutron Electronics | RRST-RD-DE.jpg | 784276296052 | RA3 SUNNATA COM DIM DE | Lutron RadioRA 3 Sunnata RF Companion Touch Dimmer Switch - Deep Sea |  | 2.3 | 4.5 |  | RRST-RD-DE.jpg | http://grandbrass.xologic.com/vendors/4460/large/RRST-RD-DE.jpg | [47 empty] | 0 | 0 | 0 | [6 empty] | 0 | 1 | 1 | EA | 1 | Lighting Controls | [27 empty] | Other Lighting Controls | [242 empty] | <a href="https://assets.lutron.com/a/documents/044385.pdf" target="_blank">Installation Instructions</a> | [23 empty] | 10.000 DW |  |  | 2.3000 IN | [89 empty] | 1.000 EA | 1.000 EA | [35 empty] | No | [42 empty] | https://assets.lutron.com/a/documents/3691169_ENG.pdf | [7 empty] | Shelf Stock | [39 empty] | 52161525 | [6 empty] | <a href="https://lutron.widen.net/content/4y4cm6o0wa/mp4/RadioRA-3-Processor-Video.mp4?w=2048" target="_blank">Product Video Clip</a> | [6 empty] | <a href="https://assets.lutron.com/a/documents/043561.pdf" target="_blank">Warranty Information</a> |  |  |  |  | 0.260 L | [14 empty] | 0 | 0 | 0 | 0 | Lighting Fixtures | 2021-11-01 05:16 | 2024-07-20 11:30 | 0000-00-00 00:00:00 | 2024-07-20 11:30 | 0000-00-00 00:00:00
1 | Lutron Electronics | RRST-PRO-N-BL | 4460-10337 | 4460 | 10337 | Lutron Electronics | RRST-PRO-N-BL.jpg | 784276808491 | RA3 SUNNATA DIM BL | Lutron RadioRA 3 Sunnata RF PRO LED+ Touch Dimmer Switch, 250W - Black |  | 2.25 | 4.5 |  | RRST-PRO-N-BL.jpg | http://grandbrass.xologic.com/vendors/4460/large/RRST-PRO-N-BL.jpg | [47 empty] | 0 | 0 | 0 | [6 empty] | 0 | 1 | 1 | EA | 1 | Lighting Controls | [27 empty] | Other Lighting Controls | [242 empty] | <a href="https://assets.lutron.com/a/documents/044385.pdf" target="_blank">Installation Instructions</a> | [23 empty] | 20.000 DW |  |  | 2.2500 IN | [89 empty] | 1.000 EA | 1.000 EA | [35 empty] | No | [42 empty] | https://assets.lutron.com/a/documents/3691169_ENG.pdf | [7 empty] | Shelf Stock | [39 empty] | 52161525 | [6 empty] | <a href="https://lutron.widen.net/content/4y4cm6o0wa/mp4/RadioRA-3-Processor-Video.mp4?w=2048" target="_blank">Product Video Clip</a> | [6 empty] | <a href="https://assets.lutron.com/a/documents/043561.pdf" target="_blank">Warranty Information</a> |  |  |  |  | 0.260 L | [14 empty] | 0 | 0 | 0 | 0 | Lighting Fixtures | 2021-11-01 05:16 | 2024-07-20 11:34 | 0000-00-00 00:00:00 | 2024-07-20 11:34 | 0000-00-00 00:00:00 | [6 empty] | Black
1 | Lutron Electronics | RRST-PRO-N-IV | 4460-10338 | 4460 | 10338 | Lutron Electronics | RRST-PRO-N-IV.jpg | 784276808507 | RA3 SUNNATA DIM IV | Lutron RadioRA 3 Sunnata RF PRO LED+ Touch Dimmer Switch, 250W - Ivory |  | 2.3 | 4.5 |  | RRST-PRO-N-IV.jpg | http://grandbrass.xologic.com/vendors/4460/large/RRST-PRO-N-IV.jpg | [47 empty] | 0 | 0 | 0 | [6 empty] | 0 | 1 | 1 | EA | 1 | Lighting Controls | [27 empty] | Other Lighting Controls | [242 empty] | <a href="https://assets.lutron.com/a/documents/044385.pdf" target="_blank">Installation Instructions</a> | [23 empty] | 20.000 DW |  |  | 2.3000 IN | [89 empty] | 1.000 EA | 1.000 EA | [35 empty] | No | [42 empty] | https://assets.lutron.com/a/documents/3691169_ENG.pdf | [7 empty] | Shelf Stock | [39 empty] | 52161525 | [6 empty] | <a href="https://lutron.widen.net/content/4y4cm6o0wa/mp4/RadioRA-3-Processor-Video.mp4?w=2048" target="_blank">Product Video Clip</a> | [6 empty] | <a href="https://assets.lutron.com/a/documents/043561.pdf" target="_blank">Warranty Information</a> |  |  |  |  | 0.300 L | [14 empty] | 0 | 0 | 0 | 0 | Lighting Fixtures | 2021-11-01 05:16 | 2024-07-20 11:40 | 0000-00-00 00:00:00 | 2024-07-20 11:40 | 0000-00-00 00:00:00 | [6 empty] | Ivory
1 | Lutron Electronics | ST-RS-IV | 4460-10339 | 4460 | 10339 | Lutron Electronics | Ecom_ST-RS-IV_nowallplate.jpeg | 784276286343 | SUNNATA COM SW IV | Sunnata Companion Switch, for use only with Sunnata On/Off Switches, Ivory |  | 2.25 | 4.5 |  | Ecom_ST-RS-IV_nowallplate.jpeg | http://grandbrass.xologic.com/vendors/4460/large/Ecom_ST-RS-IV_nowallplate.jpeg | [47 empty] | 0 | 0 | 0 | [6 empty] | 0 | 1 | 1 | EA | 1 | Lighting Controls | [27 empty] | Other Lighting Controls | [49 empty] | <a href="https://lutron.widen.net/content/acvmsqvclv/pdf/Ecom_Sunnata-Comparison-Sell-Sheet.pdf" target="_blank">Manufacturer Brochure</a> | [192 empty] | <a href="https://assets.lutron.com/a/documents/0302016.pdf" target="_blank">Installation Instructions</a> | [23 empty] | 10.000 DW |  |  | 2.2500 IN | [89 empty] | 1.000 EA | 1.000 EA | [35 empty] | No | [42 empty] | https://www.lutron.com/TechnicalDocumentLibrary/3691167_ENG.pdf | [7 empty] | Shelf Stock | [39 empty] | 52161525 | [6 empty] | <a href="https://lutron.widen.net/content/ws0c7phix6/mp4/Sunnata-Family-Animation.mp4" target="_blank">Product Video Clip</a> | [6 empty] | <a href="https://assets.lutron.com/a/documents/369-119_Wallbox_Warranty.pdf" target="_blank">Warranty Information</a> |  |  |  |  | 0.160 L | [14 empty] | 0 | 0 | 0 | 0 | Lighting Fixtures | 2021-11-01 05:18 | 2024-07-20 11:34 | 0000-00-00 00:00:00 | 2024-07-20 11:34 | 0000-00-00 00:00:00 | [6 empty] | Ivory
1 | Lutron Electronics | ST-PRO-N-BI | 4460-10340 | 4460 | 10340 | Lutron Electronics | Ecom_ST-PRO-N-BI_nowallplate.jpeg | 784276286169 | SUNNATA PRO BI | Lutron Sunnata PRO LED+ Touch Dimmer Switch with Phase Selectable Dimming for LED, MLV, ELV, and Incandescent/Halogen lighting, Biscuit |  | 2.3 | 4.5 |  | Ecom_ST-PRO-N-BI_nowallplate.jpeg | http://grandbrass.xologic.com/vendors/4460/large/Ecom_ST-PRO-N-BI_nowallplate.jpeg | [47 empty] | 0 | 0 | 0 | [6 empty] | 0 | 1 | 1 | EA | 1 | Lighting Controls | [27 empty] | Other Lighting Controls | [49 empty] | <a href="https://lutron.widen.net/content/acvmsqvclv/pdf/Ecom_Sunnata-Comparison-Sell-Sheet.pdf" target="_blank">Manufacturer Brochure</a> | [192 empty] | <a href="https://assets.lutron.com/a/documents/0301987.pdf" target="_blank">Installation Instructions</a> | [23 empty] | 20.000 DW |  |  | 2.3000 IN | [89 empty] | 1.000 EA | 1.000 EA | [35 empty] | No | [42 empty] | https://www.lutron.com/TechnicalDocumentLibrary/3691167_ENG.pdf | [7 empty] | Shelf Stock | [39 empty] | 52161525 | [6 empty] | <a href="https://lutron.widen.net/content/ws0c7phix6/mp4/Sunnata-Family-Animation.mp4" target="_blank">Product Video Clip</a> | [6 empty] | <a href="https://assets.lutron.com/a/documents/369-119_Wallbox_Warranty.pdf" target="_blank">Warranty Information</a> |  |  |  |  | 0.260 L | [14 empty] | 0 | 0 | 0 | 0 | Lighting Fixtures | 2021-11-01 05:18 | 2024-07-20 11:32 | 0000-00-00 00:00:00 | 2024-07-20 11:32 | 0000-00-00 00:00:00 | [6 empty] | Biscuit
1 | Lutron Electronics | ST-RD-GL | 4460-10341 | 4460 | 10341 | Lutron Electronics | Ecom_ST-RD-GL_nowallplate.jpeg | 784276294683 | SUNNATA COM DIM GL | Sunnata Companion Dimmer Switch, for use only with Sunnata Pro LED+ Dimmer Switches, Glacier White |  | 2.25 | 4.5 |  | Ecom_ST-RD-GL_nowallplate.jpeg | http://grandbrass.xologic.com/vendors/4460/large/Ecom_ST-RD-GL_nowallplate.jpeg | [47 empty] | 0 | 0 | 0 | [6 empty] | 0 | 1 | 1 | EA | 1 | Lighting Controls | [27 empty] | Other Lighting Controls | [242 empty] | <a href="https://assets.lutron.com/a/documents/0302016.pdf" target="_blank">Installation Instructions</a> | [23 empty] | 20.000 DW |  |  | 2.2500 IN | [89 empty] | 1.000 EA | 1.000 EA | [35 empty] | No | [42 empty] | https://www.lutron.com/TechnicalDocumentLibrary/3691167_ENG.pdf | [7 empty] | Shelf Stock | [39 empty] | 52161525 | [6 empty] | <a href="https://lutron.widen.net/content/ws0c7phix6/mp4/Sunnata-Family-Animation.mp4" target="_blank">Product Video Clip</a> | [6 empty] | <a href="https://assets.lutron.com/a/documents/369-119_Wallbox_Warranty.pdf" target="_blank">Warranty Information</a> |  |  |  |  | 0.160 L | [14 empty] | 0 | 0 | 0 | 0 | Lighting Fixtures | 2021-11-01 05:18 | 2024-07-20 11:22 | 0000-00-00 00:00:00 | 2024-07-20 11:22 | 0000-00-00 00:00:00
1 | Lutron Electronics | ST-RS-CY | 4460-10342 | 4460 | 10342 | Lutron Electronics | Ecom_ST-RS-CY_nowallplate.jpeg | 784276294973 | SUNNATA COM SW CY | Sunnata Companion Switch, for use only with Sunnata On/Off Switches, Clay |  | 2.25 | 4.5 |  | Ecom_ST-RS-CY_nowallplate.jpeg | http://grandbrass.xologic.com/vendors/4460/large/Ecom_ST-RS-CY_nowallplate.jpeg | [47 empty] | 0 | 0 | 0 | [6 empty] | 0 | 1 | 1 | EA | 1 | Lighting Controls | [27 empty] | Other Lighting Controls | [49 empty] | <a href="https://lutron.widen.net/content/acvmsqvclv/pdf/Ecom_Sunnata-Comparison-Sell-Sheet.pdf" target="_blank">Manufacturer Brochure</a> | [192 empty] | <a href="https://assets.lutron.com/a/documents/0302016.pdf" target="_blank">Installation Instructions</a> | [23 empty] | 10.000 DW |  |  | 2.2500 IN | [89 empty] | 1.000 EA | 1.000 EA | [35 empty] | No | [42 empty] | https://www.lutron.com/TechnicalDocumentLibrary/3691167_ENG.pdf | [7 empty] | Shelf Stock | [39 empty] | 52161525 | [6 empty] | <a href="https://lutron.widen.net/content/ws0c7phix6/mp4/Sunnata-Family-Animation.mp4" target="_blank">Product Video Clip</a> | [6 empty] | <a href="https://assets.lutron.com/a/documents/369-119_Wallbox_Warranty.pdf" target="_blank">Warranty Information</a> |  |  |  |  | 0.160 L | [14 empty] | 0 | 0 | 0 | 0 | Lighting Fixtures | 2021-11-01 05:18 | 2024-07-20 11:30 | 0000-00-00 00:00:00 | 2024-07-20 11:30 | 0000-00-00 00:00:00
1 | Lutron Electronics | ST-RS-GL | 4460-10343 | 4460 | 10343 | Lutron Electronics | Ecom_ST-RS-GL_nowallplate.jpeg | 784276295048 | SUNNATA COM SW GL | Sunnata Companion Switch, for use only with Sunnata On/Off Switches, Glacier White |  | 2.25 | 4.5 |  | Ecom_ST-RS-GL_nowallplate.jpeg | http://grandbrass.xologic.com/vendors/4460/large/Ecom_ST-RS-GL_nowallplate.jpeg | [47 empty] | 0 | 0 | 0 | [6 empty] | 0 | 1 | 1 | EA | 1 | Lighting Controls | [27 empty] | Other Lighting Controls | [49 empty] | <a href="https://lutron.widen.net/content/acvmsqvclv/pdf/Ecom_Sunnata-Comparison-Sell-Sheet.pdf" target="_blank">Manufacturer Brochure</a> | [192 empty] | <a href="https://assets.lutron.com/a/documents/0302016.pdf" target="_blank">Installation Instructions</a> | [23 empty] | 20.000 DW |  |  | 2.2500 IN | [89 empty] | 1.000 EA | 1.000 EA | [35 empty] | No | [42 empty] | https://www.lutron.com/TechnicalDocumentLibrary/3691167_ENG.pdf | [7 empty] | Shelf Stock | [39 empty] | 52161525 | [6 empty] | <a href="https://lutron.widen.net/content/ws0c7phix6/mp4/Sunnata-Family-Animation.mp4" target="_blank">Product Video Clip</a> | [6 empty] | <a href="https://assets.lutron.com/a/documents/369-119_Wallbox_Warranty.pdf" target="_blank">Warranty Information</a> |  |  |  |  | 0.160 L | [14 empty] | 0 | 0 | 0 | 0 | Lighting Fixtures | 2021-11-01 05:18 | 2024-07-20 11:22 | 0000-00-00 00:00:00 | 2024-07-20 11:22 | 0000-00-00 00:00:00
1 | Lutron Electronics | ST-PRO-N-CY | 4460-10344 | 4460 | 10344 | Lutron Electronics | Ecom_ST-PRO-N-CY_nowallplate.jpeg | 784276295185 | SUNNATA PRO CY | Lutron Sunnata PRO LED+ Touch Dimmer Switch with Phase Selectable Dimming for LED, MLV, ELV, and Incandescent/Halogen lighting, Clay |  | 2.25 | 4.5 |  | Ecom_ST-PRO-N-CY_nowallplate.jpeg | http://grandbrass.xologic.com/vendors/4460/large/Ecom_ST-PRO-N-CY_nowallplate.jpeg | [47 empty] | 0 | 0 | 0 | [6 empty] | 0 | 1 | 1 | EA | 1 | Lighting Controls | [27 empty] | Other Lighting Controls | [49 empty] | <a href="https://lutron.widen.net/content/acvmsqvclv/pdf/Ecom_Sunnata-Comparison-Sell-Sheet.pdf" target="_blank">Manufacturer Brochure</a> | [192 empty] | <a href="https://assets.lutron.com/a/documents/0301987.pdf" target="_blank">Installation Instructions</a> | [23 empty] | 20.000 DW |  |  | 2.2500 IN | [89 empty] | 1.000 EA | 1.000 EA | [35 empty] | No | [42 empty] | https://www.lutron.com/TechnicalDocumentLibrary/3691167_ENG.pdf | [7 empty] | Shelf Stock | [39 empty] | 52161525 | [6 empty] | <a href="https://lutron.widen.net/content/ws0c7phix6/mp4/Sunnata-Family-Animation.mp4" target="_blank">Product Video Clip</a> | [6 empty] | <a href="https://assets.lutron.com/a/documents/369-119_Wallbox_Warranty.pdf" target="_blank">Warranty Information</a> |  |  |  |  | 0.260 L | [14 empty] | 0 | 0 | 0 | 0 | Lighting Fixtures | 2021-11-01 05:18 | 2024-07-20 11:43 | 0000-00-00 00:00:00 | 2024-07-20 11:43 | 0000-00-00 00:00:00
1 | Lutron Electronics | RRST-RD-CS | 4460-10345 | 4460 | 10345 | Lutron Electronics | RRST-RD-CS.jpg | 784276296014 | RA3 SUNNATA COM DIM CS | Lutron RadioRA 3 Sunnata RF Companion Touch Dimmer Switch - Cobble Stone |  | 2.3 | 4.5 |  | RRST-RD-CS.jpg | http://grandbrass.xologic.com/vendors/4460/large/RRST-RD-CS.jpg | [47 empty] | 0 | 0 | 0 | [6 empty] | 0 | 1 | 1 | EA | 1 | Lighting Controls | [27 empty] | Other Lighting Controls | [242 empty] | <a href="https://assets.lutron.com/a/documents/044385.pdf" target="_blank">Installation Instructions</a> | [23 empty] | 10.000 DW |  |  | 2.3000 IN | [89 empty] | 1.000 EA | 1.000 EA | [35 empty] | No | [42 empty] | https://assets.lutron.com/a/documents/3691169_ENG.pdf | [7 empty] | Shelf Stock | [39 empty] | 52161525 | [6 empty] | <a href="https://lutron.widen.net/content/4y4cm6o0wa/mp4/RadioRA-3-Processor-Video.mp4?w=2048" target="_blank">Product Video Clip</a> | [6 empty] | <a href="https://assets.lutron.com/a/documents/043561.pdf" target="_blank">Warranty Information</a> |  |  |  |  | 0.260 L | [14 empty] | 0 | 0 | 0 | 0 | Lighting Fixtures | 2021-11-01 05:18 | 2024-07-20 11:31 | 0000-00-00 00:00:00 | 2024-07-20 11:31 | 0000-00-00 00:00:00
1 | Lutron Electronics | RRST-8ANS-CS | 4460-10346 | 4460 | 10346 | Lutron Electronics | RRST-8ANS-CS.jpg | 784276296403 | RA3 SUNNATA SW CS | Lutron RadioRA 3 Sunnata RF Neutral Switch, 8A - Cobblestone |  | 2.25 | 4.5 |  | RRST-8ANS-CS.jpg | http://grandbrass.xologic.com/vendors/4460/large/RRST-8ANS-CS.jpg | [47 empty] | 0 | 0 | 0 | [6 empty] | 0 | 1 | 1 | EA | 1 | Lighting Controls | [27 empty] | Other Lighting Controls | [242 empty] | <a href="https://assets.lutron.com/a/documents/044386.pdf" target="_blank">Installation Instructions</a> | [23 empty] | 10.000 DW |  |  | 2.2500 IN | [89 empty] | 1.000 EA | 1.000 EA | [35 empty] | No | [42 empty] | https://assets.lutron.com/a/documents/3691169_ENG.pdf | [7 empty] | Shelf Stock | [39 empty] | 52161525 | [6 empty] | <a href="https://lutron.widen.net/content/4y4cm6o0wa/mp4/RadioRA-3-Processor-Video.mp4?w=2048" target="_blank">Product Video Clip</a> | [6 empty] | <a href="https://assets.lutron.com/a/documents/043561.pdf" target="_blank">Warranty Information</a> |  |  |  |  | 0.260 L | [14 empty] | 0 | 0 | 0 | 0 | Lighting Fixtures | 2021-11-01 05:18 | 2024-07-20 11:43 | 0000-00-00 00:00:00 | 2024-07-20 11:43 | 0000-00-00 00:00:00
1 | Lutron Electronics | RRST-8ANS-CY | 4460-10347 | 4460 | 10347 | Lutron Electronics | RRST-8ANS-CY.jpg | 784276296410 | RA3 SUNNATA SW CY | Lutron RadioRA 3 Sunnata RF Neutral Switch, 8A - Clay |  | 2.25 | 4.5 |  | RRST-8ANS-CY.jpg | http://grandbrass.xologic.com/vendors/4460/large/RRST-8ANS-CY.jpg | [47 empty] | 0 | 0 | 0 | [6 empty] | 0 | 1 | 1 | EA | 1 | Lighting Controls | [27 empty] | Other Lighting Controls | [242 empty] | <a href="https://assets.lutron.com/a/documents/044386.pdf" target="_blank">Installation Instructions</a> | [23 empty] | 10.000 DW |  |  | 2.2500 IN | [89 empty] | 1.000 EA | 1.000 EA | [35 empty] | No | [42 empty] | https://assets.lutron.com/a/documents/3691169_ENG.pdf | [7 empty] | Shelf Stock | [39 empty] | 52161525 | [6 empty] | <a href="https://lutron.widen.net/content/4y4cm6o0wa/mp4/RadioRA-3-Processor-Video.mp4?w=2048" target="_blank">Product Video Clip</a> | [6 empty] | <a href="https://assets.lutron.com/a/documents/043561.pdf" target="_blank">Warranty Information</a> |  |  |  |  | 0.260 L | [14 empty] | 0 | 0 | 0 | 0 | Lighting Fixtures | 2021-11-01 05:19 | 2024-07-20 11:43 | 0000-00-00 00:00:00 | 2024-07-20 11:43 | 0000-00-00 00:00:00
1 | Lutron Electronics | RRST-RS-CY | 4460-10348 | 4460 | 10348 | Lutron Electronics | RRST-RS-CY.jpg | 784276296588 | RA3 SUNNATA COM SW CY | Lutron RadioRA 3 Sunnata RF Companion Switch - Clay |  | 2.25 | 4.5 |  | RRST-RS-CY.jpg | http://grandbrass.xologic.com/vendors/4460/large/RRST-RS-CY.jpg | [47 empty] | 0 | 0 | 0 | [6 empty] | 0 | 1 | 1 | EA | 1 | Lighting Controls | [27 empty] | Other Lighting Controls | [242 empty] | <a href="https://assets.lutron.com/a/documents/044386.pdf" target="_blank">Installation Instructions</a> | [23 empty] | 10.000 DW |  |  | 2.2500 IN | [89 empty] | 1.000 EA | 1.000 EA | [35 empty] | No | [42 empty] | https://assets.lutron.com/a/documents/3691169_ENG.pdf | [7 empty] | Shelf Stock | [39 empty] | 52161525 | [6 empty] | <a href="https://lutron.widen.net/content/4y4cm6o0wa/mp4/RadioRA-3-Processor-Video.mp4?w=2048" target="_blank">Product Video Clip</a> | [6 empty] | <a href="https://assets.lutron.com/a/documents/043561.pdf" target="_blank">Warranty Information</a> |  |  |  |  | 0.160 L | [14 empty] | 0 | 0 | 0 | 0 | Lighting Fixtures | 2021-11-01 05:19 | 2024-07-20 11:31 | 0000-00-00 00:00:00 | 2024-07-20 11:31 | 0000-00-00 00:00:00
1 | Lutron Electronics | RRST-RD-MN | 4460-10349 | 4460 | 10349 | Lutron Electronics | RRST-RD-MN.jpg | 784276808668 | RA3 SUNNATA COM DIM MN | Lutron RadioRA 3 Sunnata RF Companion Touch Dimmer Switch - Midnight |  | 2.3 | 4.5 |  | RRST-RD-MN.jpg | http://grandbrass.xologic.com/vendors/4460/large/RRST-RD-MN.jpg | [47 empty] | 0 | 0 | 0 | [6 empty] | 0 | 1 | 1 | EA | 1 | Lighting Controls | [27 empty] | Other Lighting Controls | [242 empty] | <a href="https://assets.lutron.com/a/documents/044385.pdf" target="_blank">Installation Instructions</a> | [23 empty] | 10.000 DW |  |  | 2.3000 IN | [89 empty] | 1.000 EA | 1.000 EA | [35 empty] | No | [42 empty] | https://assets.lutron.com/a/documents/3691169_ENG.pdf | [7 empty] | Shelf Stock | [39 empty] | 52161525 | [6 empty] | <a href="https://lutron.widen.net/content/4y4cm6o0wa/mp4/RadioRA-3-Processor-Video.mp4?w=2048" target="_blank">Product Video Clip</a> | [6 empty] | <a href="https://assets.lutron.com/a/documents/043561.pdf" target="_blank">Warranty Information</a> |  |  |  |  | 0.260 L | [14 empty] | 0 | 0 | 0 | 0 | Lighting Fixtures | 2021-11-01 05:19 | 2024-07-20 11:31 | 0000-00-00 00:00:00 | 2024-07-20 11:31 | 0000-00-00 00:00:00 | [6 empty] | Midnight
1 | Lutron Electronics | ST-RS-BL | 4460-10350 | 4460 | 10350 | Lutron Electronics | Ecom_ST-RS-BL_nowallplate.jpeg | 784276286350 | SUNNATA COM SW BL | Sunnata Companion Switch, for use only with Sunnata On/Off Switches, Black |  | 2.25 | 4.5 |  | Ecom_ST-RS-BL_nowallplate.jpeg | http://grandbrass.xologic.com/vendors/4460/large/Ecom_ST-RS-BL_nowallplate.jpeg | [47 empty] | 0 | 0 | 0 | [6 empty] | 0 | 1 | 1 | EA | 1 | Lighting Controls | [27 empty] | Other Lighting Controls | [49 empty] | <a href="https://lutron.widen.net/content/acvmsqvclv/pdf/Ecom_Sunnata-Comparison-Sell-Sheet.pdf" target="_blank">Manufacturer Brochure</a> | [192 empty] | <a href="https://assets.lutron.com/a/documents/0302016.pdf" target="_blank">Installation Instructions</a> | [23 empty] | 10.000 DW |  |  | 2.2500 IN | [89 empty] | 1.000 EA | 1.000 EA | [35 empty] | No | [42 empty] | https://www.lutron.com/TechnicalDocumentLibrary/3691167_ENG.pdf | [7 empty] | Shelf Stock | [39 empty] | 52161525 | [6 empty] | <a href="https://lutron.widen.net/content/ws0c7phix6/mp4/Sunnata-Family-Animation.mp4" target="_blank">Product Video Clip</a> | [6 empty] | <a href="https://assets.lutron.com/a/documents/369-119_Wallbox_Warranty.pdf" target="_blank">Warranty Information</a> |  |  |  |  | 0.160 L | [14 empty] | 0 | 0 | 0 | 0 | Lighting Fixtures | 2021-11-01 05:20 | 2024-07-20 11:31 | 0000-00-00 00:00:00 | 2024-07-20 11:31 | 0000-00-00 00:00:00 | [6 empty] | Black
1 | Lutron Electronics | STCL-153MH-BL | 4460-10351 | 4460 | 10351 | Lutron Electronics | Ecom_STCL-153M-BL_withpackaging.jpeg | 784276810845 | SUNNATA TOUCH DIMMER LED+ BLACK | Lutron Sunnata LED+ Touch Dimmer, Single-Pole/3-way Multi-Location Dimmer, 120V, 150W LED or 600W Incandescent/Halogen, with Clamshell Packaging, Black |  | 4 | 6 |  | Ecom_STCL-153M-BL_withpackaging.jpeg | http://grandbrass.xologic.com/vendors/4460/large/Ecom_STCL-153M-BL_withpackaging.jpeg | [47 empty] | 0 | 0 | 0 | [6 empty] | 0 | 1 | 1 | EA | 1 | Lighting Controls | [27 empty] | Other Lighting Controls | [49 empty] | <a href="https://lutron.widen.net/content/acvmsqvclv/pdf/Ecom_Sunnata-Comparison-Sell-Sheet.pdf" target="_blank">Manufacturer Brochure</a> | [192 empty] | <a href="https://assets.lutron.com/a/documents/0302030.pdf" target="_blank">Installation Instructions</a> | [23 empty] | 25.000 DW |  |  | 3.0000 IN | [89 empty] | 1.000 EA | 1.000 EA | [35 empty] | No | [42 empty] | https://www.lutron.com/TechnicalDocumentLibrary/3691167_ENG.pdf | [7 empty] | Shelf Stock | [39 empty] | 52161525 | [6 empty] | <a href="https://lutron.widen.net/content/8txwdz8fgz/original/Ecom_SunnataLED_benefitvideo.mp4" target="_blank">Product Video Clip</a> | [6 empty] | <a href="https://assets.lutron.com/a/documents/369-119_Wallbox_Warranty.pdf" target="_blank">Warranty Information</a> |  |  |  |  | 0.300 L | [14 empty] | 0 | 0 | 0 | 0 | Lighting Fixtures | 2021-11-01 05:20 | 2024-07-20 11:36 | 0000-00-00 00:00:00 | 2024-07-20 11:36 | 0000-00-00 00:00:00 | [6 empty] | Black
1 | Lutron Electronics | ST-6ANS-GL | 4460-10352 | 4460 | 10352 | Lutron Electronics | Ecom_ST-6ANS-GL_NoWallPlate.jpeg | 784276294324 | SUNNATA CTRL SW GL | Lutron Sunnata Switch, for 6A Lighting or 3A 1/10HP Motor, Single Pole/Multi Location, Glacier White |  | 2.3 | 4.5 |  | Ecom_ST-6ANS-GL_NoWallPlate.jpeg | http://grandbrass.xologic.com/vendors/4460/large/Ecom_ST-6ANS-GL_NoWallPlate.jpeg | [47 empty] | 0 | 0 | 0 | [6 empty] | 0 | 1 | 1 | EA | 1 | Lighting Controls | [27 empty] | Other Lighting Controls | [242 empty] | <a href="https://assets.lutron.com/a/documents/0301988.pdf" target="_blank">Installation Instructions</a> | [23 empty] | 20.000 DW |  |  | 2.2500 IN | [89 empty] | 1.000 EA | 1.000 EA | [35 empty] | No | [42 empty] | https://www.lutron.com/TechnicalDocumentLibrary/3691167_ENG.pdf | [7 empty] | Shelf Stock | [39 empty] | 52161525 | [6 empty] | <a href="https://lutron.widen.net/content/ws0c7phix6/mp4/Sunnata-Family-Animation.mp4" target="_blank">Product Video Clip</a> | [6 empty] | <a href="https://assets.lutron.com/a/documents/369-119_Wallbox_Warranty.pdf" target="_blank">Warranty Information</a> |  |  |  |  | 0.160 L | [14 empty] | 0 | 0 | 0 | 0 | Lighting Fixtures | 2021-11-01 05:20 | 2024-07-20 11:43 | 0000-00-00 00:00:00 | 2024-07-20 11:43 | 0000-00-00 00:00:00
1 | Lutron Electronics | ST-6ANS-LG | 4460-10353 | 4460 | 10353 | Lutron Electronics | Ecom_ST-6ANS-LG_NoWallPlate.jpeg | 784276294348 | SUNNATA CTRL SW LG | Lutron Sunnata Switch, for 6A Lighting or 3A 1/10HP Motor, Single Pole/Multi Location, Lunar Gray |  | 2.25 | 4.5 |  | Ecom_ST-6ANS-LG_NoWallPlate.jpeg | http://grandbrass.xologic.com/vendors/4460/large/Ecom_ST-6ANS-LG_NoWallPlate.jpeg | [47 empty] | 0 | 0 | 0 | [6 empty] | 0 | 1 | 1 | EA | 1 | Lighting Controls | [27 empty] | Other Lighting Controls | [242 empty] | <a href="https://assets.lutron.com/a/documents/0301988.pdf" target="_blank">Installation Instructions</a> | [23 empty] | 10.000 DW |  |  | 2.2500 IN | [89 empty] | 1.000 EA | 1.000 EA | [35 empty] | No | [42 empty] | https://www.lutron.com/TechnicalDocumentLibrary/3691167_ENG.pdf | [7 empty] | Shelf Stock | [39 empty] | 52161525 | [6 empty] | <a href="https://lutron.widen.net/content/ws0c7phix6/mp4/Sunnata-Family-Animation.mp4" target="_blank">Product Video Clip</a> | [6 empty] | <a href="https://assets.lutron.com/a/documents/369-119_Wallbox_Warranty.pdf" target="_blank">Warranty Information</a> |  |  |  |  | 0.260 L | [14 empty] | 0 | 0 | 0 | 0 | Lighting Fixtures | 2021-11-01 05:20 | 2024-07-20 11:31 | 0000-00-00 00:00:00 | 2024-07-20 11:31 | 0000-00-00 00:00:00
1 | Lutron Electronics | ST-PRO-N-BL | 4460-10354 | 4460 | 10354 | Lutron Electronics | Ecom_ST-PRO-N-BL_nowallplate.jpeg | 784276286145 | SUNNATA PRO BL | Lutron Sunnata PRO LED+ Touch Dimmer Switch with Phase Selectable Dimming for LED, MLV, ELV, and Incandescent/Halogen lighting, Black |  | 2.25 | 4.5 |  | Ecom_ST-PRO-N-BL_nowallplate.jpeg | http://grandbrass.xologic.com/vendors/4460/large/Ecom_ST-PRO-N-BL_nowallplate.jpeg | [47 empty] | 0 | 0 | 0 | [6 empty] | 0 | 1 | 1 | EA | 1 | Lighting Controls | [27 empty] | Other Lighting Controls | [49 empty] | <a href="https://lutron.widen.net/content/acvmsqvclv/pdf/Ecom_Sunnata-Comparison-Sell-Sheet.pdf" target="_blank">Manufacturer Brochure</a> | [192 empty] | <a href="https://assets.lutron.com/a/documents/0301987.pdf" target="_blank">Installation Instructions</a> | [23 empty] | 20.000 DW |  |  | 2.2500 IN | [89 empty] | 1.000 EA | 1.000 EA | [35 empty] | No | [42 empty] | https://www.lutron.com/TechnicalDocumentLibrary/3691167_ENG.pdf | [7 empty] | Shelf Stock | [39 empty] | 52161525 | [6 empty] | <a href="https://lutron.widen.net/content/ws0c7phix6/mp4/Sunnata-Family-Animation.mp4" target="_blank">Product Video Clip</a> | [6 empty] | <a href="https://assets.lutron.com/a/documents/369-119_Wallbox_Warranty.pdf" target="_blank">Warranty Information</a> |  |  |  |  | 0.260 L | [14 empty] | 0 | 0 | 0 | 0 | Lighting Fixtures | 2021-11-01 05:23 | 2024-07-20 11:22 | 0000-00-00 00:00:00 | 2024-07-20 11:22 | 0000-00-00 00:00:00 | [6 empty] | Black
1 | Lutron Electronics | STCL-153MH-IV | 4460-10355 | 4460 | 10355 | Lutron Electronics | Ecom_STCL-153M-IV_withpackaging.jpeg | 784276810852 | SUNNATA TOUCH DIMMER LED+ IVORY | Lutron Sunnata LED+ Touch Dimmer, Single-Pole/3-way Multi-Location Dimmer, 120V, 150W LED or 600W Incandescent/Halogen, with Clamshell Packaging, Ivory |  | 4 | 6 |  | Ecom_STCL-153M-IV_withpackaging.jpeg | http://grandbrass.xologic.com/vendors/4460/large/Ecom_STCL-153M-IV_withpackaging.jpeg | [47 empty] | 0 | 0 | 0 | [6 empty] | 0 | 1 | 1 | EA | 1 | Lighting Controls | [27 empty] | Other Lighting Controls | [49 empty] | <a href="https://lutron.widen.net/content/acvmsqvclv/pdf/Ecom_Sunnata-Comparison-Sell-Sheet.pdf" target="_blank">Manufacturer Brochure</a> | [192 empty] | <a href="https://assets.lutron.com/a/documents/0302030.pdf" target="_blank">Installation Instructions</a> | [23 empty] | 2.000 DW |  |  | 2.0000 IN | [89 empty] | 1.000 EA | 1.000 EA | [35 empty] | No | [42 empty] | https://www.lutron.com/TechnicalDocumentLibrary/3691167_ENG.pdf | [7 empty] | Shelf Stock | [39 empty] | 52161525 | [6 empty] | <a href="https://lutron.widen.net/content/8txwdz8fgz/original/Ecom_SunnataLED_benefitvideo.mp4" target="_blank">Product Video Clip</a> | [6 empty] | <a href="https://assets.lutron.com/a/documents/369-119_Wallbox_Warranty.pdf" target="_blank">Warranty Information</a> |  |  |  |  | 0.300 L | [14 empty] | 0 | 0 | 0 | 0 | Lighting Fixtures | 2021-11-01 05:23 | 2024-07-20 11:26 | 0000-00-00 00:00:00 | 2024-07-20 11:26 | 0000-00-00 00:00:00 | [6 empty] | Ivory
1 | Lutron Electronics | STCL-153MH-IV-C | 4460-10356 | 4460 | 10356 | Lutron Electronics | Ecom_STCL-153M-IV_withpackaging.jpeg | 784276810890 | SUNNATA TOUCH DIMMER LED+ IVORY, CANADA | Lutron Sunnata LED+ Touch Dimmer, Single-Pole/3-way Multi-Location Dimmer, 120V, 150W LED or 600W Incandescent/Halogen, with Clamshell Packaging, Ivory |  | 4 | 6 |  | Ecom_STCL-153M-IV_withpackaging.jpeg | http://grandbrass.xologic.com/vendors/4460/large/Ecom_STCL-153M-IV_withpackaging.jpeg | [47 empty] | 0 | 0 | 0 | [6 empty] | 0 | 1 | 1 | EA | 1 | Lighting Controls | [27 empty] | Other Lighting Controls | [49 empty] | <a href="https://lutron.widen.net/content/acvmsqvclv/pdf/Ecom_Sunnata-Comparison-Sell-Sheet.pdf" target="_blank">Manufacturer Brochure</a> | [192 empty] | <a href="https://assets.lutron.com/a/documents/0302030.pdf" target="_blank">Installation Instructions</a> | [23 empty] | 2.000 DW |  |  | 2.5000 IN | [89 empty] | 1.000 EA | 1.000 EA | [35 empty] | No | [42 empty] | https://www.lutron.com/TechnicalDocumentLibrary/3691167_ENG.pdf | [7 empty] | Shelf Stock | [39 empty] | 52161525 | [6 empty] | <a href="https://lutron.widen.net/content/8txwdz8fgz/original/Ecom_SunnataLED_benefitvideo.mp4" target="_blank">Product Video Clip</a> | [6 empty] | <a href="https://assets.lutron.com/a/documents/369-119_Wallbox_Warranty.pdf" target="_blank">Warranty Information</a> |  |  |  |  | 0.280 L | [14 empty] | 0 | 0 | 0 | 0 | Lighting Fixtures | 2021-11-01 05:23 | 2024-07-20 11:39 | 0000-00-00 00:00:00 | 2024-07-20 11:39 | 0000-00-00 00:00:00 | [6 empty] | Ivory
1 | Lutron Electronics | ST-RD-CY | 4460-10357 | 4460 | 10357 | Lutron Electronics | Ecom_ST-RD-CY_nowallplate.jpeg | 784276294621 | SUNNATA COM DIM CY | Sunnata Companion Dimmer Switch, for use only with Sunnata Pro LED+ Dimmer Switches, Clay |  | 2.25 | 4.5 |  | Ecom_ST-RD-CY_nowallplate.jpeg | http://grandbrass.xologic.com/vendors/4460/large/Ecom_ST-RD-CY_nowallplate.jpeg | [47 empty] | 0 | 0 | 0 | [6 empty] | 0 | 1 | 1 | EA | 1 | Lighting Controls | [27 empty] | Other Lighting Controls | [242 empty] | <a href="https://assets.lutron.com/a/documents/0302016.pdf" target="_blank">Installation Instructions</a> | [23 empty] | 10.000 DW |  |  | 2.2500 IN | [89 empty] | 1.000 EA | 1.000 EA | [35 empty] | No | [42 empty] | https://www.lutron.com/TechnicalDocumentLibrary/3691167_ENG.pdf | [7 empty] | Shelf Stock | [39 empty] | 52161525 | [6 empty] | <a href="https://lutron.widen.net/content/ws0c7phix6/mp4/Sunnata-Family-Animation.mp4" target="_blank">Product Video Clip</a> | [6 empty] | <a href="https://assets.lutron.com/a/documents/369-119_Wallbox_Warranty.pdf" target="_blank">Warranty Information</a> |  |  |  |  | 0.160 L | [14 empty] | 0 | 0 | 0 | 0 | Lighting Fixtures | 2021-11-01 05:25 | 2024-07-20 11:31 | 0000-00-00 00:00:00 | 2024-07-20 11:31 | 0000-00-00 00:00:00
1 | Lutron Electronics | ST-RD-DE | 4460-10358 | 4460 | 10358 | Lutron Electronics | Ecom_ST-RD-DE_nowallplate.jpeg | 784276294645 | SUNNATA COM DIM DE | Sunnata Companion Dimmer Switch, for use only with Sunnata Pro LED+ Dimmer Switches, Deep Sea |  | 2.25 | 4.5 |  | Ecom_ST-RD-DE_nowallplate.jpeg | http://grandbrass.xologic.com/vendors/4460/large/Ecom_ST-RD-DE_nowallplate.jpeg | [47 empty] | 0 | 0 | 0 | [6 empty] | 0 | 1 | 1 | EA | 1 | Lighting Controls | [27 empty] | Other Lighting Controls | [242 empty] | <a href="https://assets.lutron.com/a/documents/0302016.pdf" target="_blank">Installation Instructions</a> | [23 empty] | 10.000 DW |  |  | 2.2500 IN | [89 empty] | 1.000 EA | 1.000 EA | [35 empty] | No | [42 empty] | https://www.lutron.com/TechnicalDocumentLibrary/3691167_ENG.pdf | [7 empty] | Shelf Stock | [39 empty] | 52161525 | [6 empty] | <a href="https://lutron.widen.net/content/ws0c7phix6/mp4/Sunnata-Family-Animation.mp4" target="_blank">Product Video Clip</a> | [6 empty] | <a href="https://assets.lutron.com/a/documents/369-119_Wallbox_Warranty.pdf" target="_blank">Warranty Information</a> |  |  |  |  | 0.160 L | [14 empty] | 0 | 0 | 0 | 0 | Lighting Fixtures | 2021-11-01 05:25 | 2024-07-20 11:37 | 0000-00-00 00:00:00 | 2024-07-20 11:37 | 0000-00-00 00:00:00
1 | Lutron Electronics | ST-PRO-N-EP | 4460-10359 | 4460 | 10359 | Lutron Electronics | Ecom_ST-PRO-N-EP_nowallplate.jpeg | 784276295208 | SUNNATA PRO EP | Lutron Sunnata PRO LED+ Touch Dimmer Switch with Phase Selectable Dimming for LED, MLV, ELV, and Incandescent/Halogen lighting, Espresso |  | 2.25 | 4.5 |  | Ecom_ST-PRO-N-EP_nowallplate.jpeg | http://grandbrass.xologic.com/vendors/4460/large/Ecom_ST-PRO-N-EP_nowallplate.jpeg | [47 empty] | 0 | 0 | 0 | [6 empty] | 0 | 1 | 1 | EA | 1 | Lighting Controls | [27 empty] | Other Lighting Controls | [49 empty] | <a href="https://lutron.widen.net/content/acvmsqvclv/pdf/Ecom_Sunnata-Comparison-Sell-Sheet.pdf" target="_blank">Manufacturer Brochure</a> | [192 empty] | <a href="https://assets.lutron.com/a/documents/0301987.pdf" target="_blank">Installation Instructions</a> | [23 empty] | 20.000 DW |  |  | 2.2500 IN | [89 empty] | 1.000 EA | 1.000 EA | [35 empty] | No | [42 empty] | https://www.lutron.com/TechnicalDocumentLibrary/3691167_ENG.pdf | [7 empty] | Shelf Stock | [39 empty] | 52161525 | [6 empty] | <a href="https://lutron.widen.net/content/ws0c7phix6/mp4/Sunnata-Family-Animation.mp4" target="_blank">Product Video Clip</a> | [6 empty] | <a href="https://assets.lutron.com/a/documents/369-119_Wallbox_Warranty.pdf" target="_blank">Warranty Information</a> |  |  |  |  | 0.260 L | [14 empty] | 0 | 0 | 0 | 0 | Lighting Fixtures | 2021-11-01 05:25 | 2024-07-20 11:30 | 0000-00-00 00:00:00 | 2024-07-20 11:30 | 0000-00-00 00:00:00
1 | Lutron Electronics | ST-PRO-N-GL | 4460-10360 | 4460 | 10360 | Lutron Electronics | Ecom_ST-PRO-N-GL_nowallplate.jpeg | 784276295215 | SUNNATA PRO GL | Lutron Sunnata PRO LED+ Touch Dimmer Switch with Phase Selectable Dimming for LED, MLV, ELV, and Incandescent/Halogen lighting, Glacier White |  | 2.25 | 4.5 |  | Ecom_ST-PRO-N-GL_nowallplate.jpeg | http://grandbrass.xologic.com/vendors/4460/large/Ecom_ST-PRO-N-GL_nowallplate.jpeg | [47 empty] | 0 | 0 | 0 | [6 empty] | 0 | 1 | 1 | EA | 1 | Lighting Controls | [27 empty] | Other Lighting Controls | [49 empty] | <a href="https://lutron.widen.net/content/acvmsqvclv/pdf/Ecom_Sunnata-Comparison-Sell-Sheet.pdf" target="_blank">Manufacturer Brochure</a> | [192 empty] | <a href="https://assets.lutron.com/a/documents/0301987.pdf" target="_blank">Installation Instructions</a> | [23 empty] | 20.000 DW |  |  | 2.2500 IN | [89 empty] | 1.000 EA | 1.000 EA | [35 empty] | No | [42 empty] | https://www.lutron.com/TechnicalDocumentLibrary/3691167_ENG.pdf | [7 empty] | Shelf Stock | [39 empty] | 52161525 | [6 empty] | <a href="https://lutron.widen.net/content/ws0c7phix6/mp4/Sunnata-Family-Animation.mp4" target="_blank">Product Video Clip</a> | [6 empty] | <a href="https://assets.lutron.com/a/documents/369-119_Wallbox_Warranty.pdf" target="_blank">Warranty Information</a> |  |  |  |  | 0.280 L | [14 empty] | 0 | 0 | 0 | 0 | Lighting Fixtures | 2021-11-01 05:25 | 2024-07-20 11:34 | 0000-00-00 00:00:00 | 2024-07-20 11:34 | 0000-00-00 00:00:00
1 | Lutron Electronics | RRST-PRO-N-CS | 4460-10361 | 4460 | 10361 | Lutron Electronics | RRST-PRO-N-CS.jpg | 784276295680 | RA3 SUNNATA DIM CS | Lutron RadioRA 3 Sunnata RF PRO LED+ Touch Dimmer Switch, 250W - Cobble Stone |  | 2.25 | 4.5 |  | RRST-PRO-N-CS.jpg | http://grandbrass.xologic.com/vendors/4460/large/RRST-PRO-N-CS.jpg | [47 empty] | 0 | 0 | 0 | [6 empty] | 0 | 1 | 1 | EA | 1 | Lighting Controls | [27 empty] | Other Lighting Controls | [242 empty] | <a href="https://assets.lutron.com/a/documents/044385.pdf" target="_blank">Installation Instructions</a> | [23 empty] | 20.000 DW |  |  | 2.2500 IN | [89 empty] | 1.000 EA | 1.000 EA | [35 empty] | No | [42 empty] | https://assets.lutron.com/a/documents/3691169_ENG.pdf | [7 empty] | Shelf Stock | [39 empty] | 52161525 | [6 empty] | <a href="https://lutron.widen.net/content/4y4cm6o0wa/mp4/RadioRA-3-Processor-Video.mp4?w=2048" target="_blank">Product Video Clip</a> | [6 empty] | <a href="https://assets.lutron.com/a/documents/043561.pdf" target="_blank">Warranty Information</a> |  |  |  |  | 0.260 L | [14 empty] | 0 | 0 | 0 | 0 | Lighting Fixtures | 2021-11-01 05:25 | 2024-07-20 11:34 | 0000-00-00 00:00:00 | 2024-07-20 11:34 | 0000-00-00 00:00:00
1 | Lutron Electronics | RRST-PRO-N-CY | 4460-10362 | 4460 | 10362 | Lutron Electronics | RRST-PRO-N-CY.jpg | 784276295703 | RA3 SUNNATA DIM CY | Lutron RadioRA 3 Sunnata RF PRO LED+ Touch Dimmer Switch, 250W - Clay |  | 2.25 | 4.5 |  | RRST-PRO-N-CY.jpg | http://grandbrass.xologic.com/vendors/4460/large/RRST-PRO-N-CY.jpg | [47 empty] | 0 | 0 | 0 | [6 empty] | 0 | 1 | 1 | EA | 1 | Lighting Controls | [27 empty] | Other Lighting Controls | [242 empty] | <a href="https://assets.lutron.com/a/documents/044385.pdf" target="_blank">Installation Instructions</a> | [23 empty] | 20.000 DW |  |  | 2.2500 IN | [89 empty] | 1.000 EA | 1.000 EA | [35 empty] | No | [42 empty] | https://assets.lutron.com/a/documents/3691169_ENG.pdf | [7 empty] | Shelf Stock | [39 empty] | 52161525 | [6 empty] | <a href="https://lutron.widen.net/content/4y4cm6o0wa/mp4/RadioRA-3-Processor-Video.mp4?w=2048" target="_blank">Product Video Clip</a> | [6 empty] | <a href="https://assets.lutron.com/a/documents/043561.pdf" target="_blank">Warranty Information</a> |  |  |  |  | 0.260 L | [14 empty] | 0 | 0 | 0 | 0 | Lighting Fixtures | 2021-11-01 05:25 | 2024-07-20 11:35 | 0000-00-00 00:00:00 | 2024-07-20 11:35 | 0000-00-00 00:00:00
1 | Lutron Electronics | RRST-8ANS-DE | 4460-10363 | 4460 | 10363 | Lutron Electronics | RRST-8ANS-DE.jpg | 784276296427 | RA3 SUNNATA SW DE | Lutron RadioRA 3 Sunnata RF Neutral Switch, 8A - Deep Sea |  | 2.25 | 4.5 |  | RRST-8ANS-DE.jpg | http://grandbrass.xologic.com/vendors/4460/large/RRST-8ANS-DE.jpg | [47 empty] | 0 | 0 | 0 | [6 empty] | 0 | 1 | 1 | EA | 1 | Lighting Controls | [27 empty] | Other Lighting Controls | [242 empty] | <a href="https://assets.lutron.com/a/documents/044386.pdf" target="_blank">Installation Instructions</a> | [23 empty] | 10.000 DW |  |  | 2.2500 IN | [89 empty] | 1.000 EA | 1.000 EA | [35 empty] | No | [42 empty] | https://assets.lutron.com/a/documents/3691169_ENG.pdf | [7 empty] | Shelf Stock | [39 empty] | 52161525 | [6 empty] | <a href="https://lutron.widen.net/content/4y4cm6o0wa/mp4/RadioRA-3-Processor-Video.mp4?w=2048" target="_blank">Product Video Clip</a> | [6 empty] | <a href="https://assets.lutron.com/a/documents/043561.pdf" target="_blank">Warranty Information</a> |  |  |  |  | 0.260 L | [14 empty] | 0 | 0 | 0 | 0 | Lighting Fixtures | 2021-11-01 05:26 | 2024-07-20 11:34 | 0000-00-00 00:00:00 | 2024-07-20 11:34 | 0000-00-00 00:00:00
1 | Lutron Electronics | RRST-8ANS-EP | 4460-10364 | 4460 | 10364 | Lutron Electronics | RRST-8ANS-EP.jpg | 784276296434 | RA3 SUNNATA SW EP | Lutron RadioRA 3 Sunnata RF Neutral Switch, 8A - Espresso |  | 2.25 | 4.5 |  | RRST-8ANS-EP.jpg | http://grandbrass.xologic.com/vendors/4460/large/RRST-8ANS-EP.jpg | [47 empty] | 0 | 0 | 0 | [6 empty] | 0 | 1 | 1 | EA | 1 | Lighting Controls | [27 empty] | Other Lighting Controls | [242 empty] | <a href="https://assets.lutron.com/a/documents/044386.pdf" target="_blank">Installation Instructions</a> | [23 empty] | 10.000 DW |  |  | 2.2500 IN | [89 empty] | 1.000 EA | 1.000 EA | [35 empty] | No | [42 empty] | https://assets.lutron.com/a/documents/3691169_ENG.pdf | [7 empty] | Shelf Stock | [39 empty] | 52161525 | [6 empty] | <a href="https://lutron.widen.net/content/4y4cm6o0wa/mp4/RadioRA-3-Processor-Video.mp4?w=2048" target="_blank">Product Video Clip</a> | [6 empty] | <a href="https://assets.lutron.com/a/documents/043561.pdf" target="_blank">Warranty Information</a> |  |  |  |  | 0.260 L | [14 empty] | 0 | 0 | 0 | 0 | Lighting Fixtures | 2021-11-01 05:26 | 2024-07-20 11:31 | 0000-00-00 00:00:00 | 2024-07-20 11:31 | 0000-00-00 00:00:00
1 | Lutron Electronics | RRST-RS-BW | 4460-10365 | 4460 | 10365 | Lutron Electronics | RRST-RS-BW.jpg | 784276296564 | RA3 SUNNATA COM SW BW | Lutron RadioRA 3 Sunnata RF Companion Switch - Brilliant White |  | 2.3 | 4.5 |  | RRST-RS-BW.jpg | http://grandbrass.xologic.com/vendors/4460/large/RRST-RS-BW.jpg | [47 empty] | 0 | 0 | 0 | [6 empty] | 0 | 1 | 1 | EA | 1 | Lighting Controls | [27 empty] | Other Lighting Controls | [242 empty] | <a href="https://assets.lutron.com/a/documents/044386.pdf" target="_blank">Installation Instructions</a> | [23 empty] | 20.000 DW |  |  | 2.2500 IN | [89 empty] | 1.000 EA | 1.000 EA | [35 empty] | No | [42 empty] | https://assets.lutron.com/a/documents/3691169_ENG.pdf | [7 empty] | Shelf Stock | [39 empty] | 52161525 | [6 empty] | <a href="https://lutron.widen.net/content/4y4cm6o0wa/mp4/RadioRA-3-Processor-Video.mp4?w=2048" target="_blank">Product Video Clip</a> | [6 empty] | <a href="https://assets.lutron.com/a/documents/043561.pdf" target="_blank">Warranty Information</a> |  |  |  |  | 0.160 L | [14 empty] | 0 | 0 | 0 | 0 | Lighting Fixtures | 2021-11-01 05:26 | 2024-07-20 11:38 | 0000-00-00 00:00:00 | 2024-07-20 11:38 | 0000-00-00 00:00:00
1 | Lutron Electronics | RRST-RS-CS | 4460-10366 | 4460 | 10366 | Lutron Electronics | RRST-RS-CS.jpg | 784276296571 | RA3 SUNNATA COM SW CS | Lutron RadioRA 3 Sunnata RF Companion Switch - Cobble Stone |  | 2.25 | 4.5 |  | RRST-RS-CS.jpg | http://grandbrass.xologic.com/vendors/4460/large/RRST-RS-CS.jpg | [47 empty] | 0 | 0 | 0 | [6 empty] | 0 | 1 | 1 | EA | 1 | Lighting Controls | [27 empty] | Other Lighting Controls | [242 empty] | <a href="https://assets.lutron.com/a/documents/044386.pdf" target="_blank">Installation Instructions</a> | [23 empty] | 10.000 DW |  |  | 2.2500 IN | [89 empty] | 1.000 EA | 1.000 EA | [35 empty] | No | [42 empty] | https://assets.lutron.com/a/documents/3691169_ENG.pdf | [7 empty] | Shelf Stock | [39 empty] | 52161525 | [6 empty] | <a href="https://lutron.widen.net/content/4y4cm6o0wa/mp4/RadioRA-3-Processor-Video.mp4?w=2048" target="_blank">Product Video Clip</a> | [6 empty] | <a href="https://assets.lutron.com/a/documents/043561.pdf" target="_blank">Warranty Information</a> |  |  |  |  | 0.160 L | [14 empty] | 0 | 0 | 0 | 0 | Lighting Fixtures | 2021-11-01 05:26 | 2024-07-20 11:37 | 0000-00-00 00:00:00 | 2024-07-20 11:37 | 0000-00-00 00:00:00
1 | Lutron Electronics | RRST-RD-SW | 4460-10367 | 4460 | 10367 | Lutron Electronics | RRST-RD-SW.jpg | 784276808675 | RA3 SUNNATA COM DIM SW | Lutron RadioRA 3 Sunnata RF Companion Touch Dimmer Switch - Snow White |  | 2.25 | 4.5 |  | RRST-RD-SW.jpg | http://grandbrass.xologic.com/vendors/4460/large/RRST-RD-SW.jpg | [47 empty] | 0 | 0 | 0 | [6 empty] | 0 | 1 | 1 | EA | 1 | Lighting Controls | [27 empty] | Other Lighting Controls | [242 empty] | <a href="https://assets.lutron.com/a/documents/044385.pdf" target="_blank">Installation Instructions</a> | [23 empty] | 2.000 DW |  |  | 2.2500 IN | [89 empty] | 1.000 EA | 1.000 EA | [35 empty] | No | [42 empty] | https://assets.lutron.com/a/documents/3691169_ENG.pdf | [7 empty] | Shelf Stock | [39 empty] | 52161525 | [6 empty] | <a href="https://lutron.widen.net/content/4y4cm6o0wa/mp4/RadioRA-3-Processor-Video.mp4?w=2048" target="_blank">Product Video Clip</a> | [6 empty] | <a href="https://assets.lutron.com/a/documents/043561.pdf" target="_blank">Warranty Information</a> |  |  |  |  | 0.260 L | [14 empty] | 0 | 0 | 0 | 0 | Lighting Fixtures | 2021-11-01 05:26 | 2024-07-20 11:34 | 0000-00-00 00:00:00 | 2024-07-20 11:34 | 0000-00-00 00:00:00 | [6 empty] | Snow
1 | Lutron Electronics | RRST-RD-WH | 4460-10368 | 4460 | 10368 | Lutron Electronics | RRST-RD-WH.jpg | 784276808682 | RA3 SUNNATA COM DIM WH | Lutron RadioRA 3 Sunnata RF Companion Touch Dimmer Switch - White |  | 2.3 | 4.5 |  | RRST-RD-WH.jpg | http://grandbrass.xologic.com/vendors/4460/large/RRST-RD-WH.jpg | [47 empty] | 0 | 0 | 0 | [6 empty] | 0 | 1 | 1 | EA | 1 | Lighting Controls | [27 empty] | Other Lighting Controls | [242 empty] | <a href="https://assets.lutron.com/a/documents/044385.pdf" target="_blank">Installation Instructions</a> | [23 empty] | 2.000 DW |  |  | 2.3000 IN | [89 empty] | 1.000 EA | 1.000 EA | [35 empty] | No | [42 empty] | https://assets.lutron.com/a/documents/3691169_ENG.pdf | [7 empty] | Shelf Stock | [39 empty] | 52161525 | [6 empty] | <a href="https://lutron.widen.net/content/4y4cm6o0wa/mp4/RadioRA-3-Processor-Video.mp4?w=2048" target="_blank">Product Video Clip</a> | [6 empty] | <a href="https://assets.lutron.com/a/documents/043561.pdf" target="_blank">Warranty Information</a> |  |  |  |  | 0.260 L | [14 empty] | 0 | 0 | 0 | 0 | Lighting Fixtures | 2021-11-01 05:26 | 2024-07-20 11:36 | 0000-00-00 00:00:00 | 2024-07-20 11:36 | 0000-00-00 00:00:00 | [6 empty] | White
1 | Lutron Electronics | ST-6ANS-BW | 4460-10369 | 4460 | 10369 | Lutron Electronics | Ecom_ST-6ANS-BW_NoWallPlate.jpeg | 784276294218 | SUNNATA CTRL SW BW | Lutron Sunnata Switch, for 6A Lighting or 3A 1/10HP Motor, Single Pole/Multi Location, Brilliant White |  | 2.25 | 4.5 |  | Ecom_ST-6ANS-BW_NoWallPlate.jpeg | http://grandbrass.xologic.com/vendors/4460/large/Ecom_ST-6ANS-BW_NoWallPlate.jpeg | [47 empty] | 0 | 0 | 0 | [6 empty] | 0 | 1 | 1 | EA | 1 | Lighting Controls | [27 empty] | Other Lighting Controls | [242 empty] | <a href="https://assets.lutron.com/a/documents/0301988.pdf" target="_blank">Installation Instructions</a> | [23 empty] | 20.000 DW |  |  | 2.2500 IN | [89 empty] | 1.000 EA | 1.000 EA | [35 empty] | No | [42 empty] | https://www.lutron.com/TechnicalDocumentLibrary/3691167_ENG.pdf | [7 empty] | Shelf Stock | [39 empty] | 52161525 | [6 empty] | <a href="https://lutron.widen.net/content/ws0c7phix6/mp4/Sunnata-Family-Animation.mp4" target="_blank">Product Video Clip</a> | [6 empty] | <a href="https://assets.lutron.com/a/documents/369-119_Wallbox_Warranty.pdf" target="_blank">Warranty Information</a> |  |  |  |  | 0.160 L | [14 empty] | 0 | 0 | 0 | 0 | Lighting Fixtures | 2021-11-01 05:31 | 2024-07-20 11:35 | 0000-00-00 00:00:00 | 2024-07-20 11:35 | 0000-00-00 00:00:00
1 | Lutron Electronics | ST-6ANS-MI | 4460-10370 | 4460 | 10370 | Lutron Electronics | Ecom_ST-6ANS-MI_NoWallPlate.jpeg | 784276294362 | SUNNATA CTRL SW MI | Lutron Sunnata Switch, for 6A Lighting or 3A 1/10HP Motor, Single Pole/Multi Location, Mist |  | 2.25 | 4.5 |  | Ecom_ST-6ANS-MI_NoWallPlate.jpeg | http://grandbrass.xologic.com/vendors/4460/large/Ecom_ST-6ANS-MI_NoWallPlate.jpeg | [47 empty] | 0 | 0 | 0 | [6 empty] | 0 | 1 | 1 | EA | 1 | Lighting Controls | [27 empty] | Other Lighting Controls | [242 empty] | <a href="https://assets.lutron.com/a/documents/0301988.pdf" target="_blank">Installation Instructions</a> | [23 empty] | 10.000 DW |  |  | 2.2500 IN | [89 empty] | 1.000 EA | 1.000 EA | [35 empty] | No | [42 empty] | https://www.lutron.com/TechnicalDocumentLibrary/3691167_ENG.pdf | [7 empty] | Shelf Stock | [39 empty] | 52161525 | [6 empty] | <a href="https://lutron.widen.net/content/ws0c7phix6/mp4/Sunnata-Family-Animation.mp4" target="_blank">Product Video Clip</a> | [6 empty] | <a href="https://assets.lutron.com/a/documents/369-119_Wallbox_Warranty.pdf" target="_blank">Warranty Information</a> |  |  |  |  | 0.260 L | [14 empty] | 0 | 0 | 0 | 0 | Lighting Fixtures | 2021-11-01 05:31 | 2024-07-20 11:37 | 0000-00-00 00:00:00 | 2024-07-20 11:37 | 0000-00-00 00:00:00
1 | Lutron Electronics | ST-RD-PB | 4460-10371 | 4460 | 10371 | Lutron Electronics | Ecom_ST-RD-PB_nowallplate.jpeg | 784276294744 | SUNNATA COM DIM PB | Sunnata Companion Dimmer Switch, for use only with Sunnata Pro LED+ Dimmer Switches, Pebble |  | 2.25 | 4.5 |  | Ecom_ST-RD-PB_nowallplate.jpeg | http://grandbrass.xologic.com/vendors/4460/large/Ecom_ST-RD-PB_nowallplate.jpeg | [47 empty] | 0 | 0 | 0 | [6 empty] | 0 | 1 | 1 | EA | 1 | Lighting Controls | [27 empty] | Other Lighting Controls | [242 empty] | <a href="https://assets.lutron.com/a/documents/0302016.pdf" target="_blank">Installation Instructions</a> | [23 empty] | 10.000 DW |  |  | 2.2500 IN | [89 empty] | 1.000 EA | 1.000 EA | [35 empty] | No | [42 empty] | https://www.lutron.com/TechnicalDocumentLibrary/3691167_ENG.pdf | [7 empty] | Shelf Stock | [39 empty] | 52161525 | [6 empty] | <a href="https://lutron.widen.net/content/ws0c7phix6/mp4/Sunnata-Family-Animation.mp4" target="_blank">Product Video Clip</a> | [6 empty] | <a href="https://assets.lutron.com/a/documents/369-119_Wallbox_Warranty.pdf" target="_blank">Warranty Information</a> |  |  |  |  | 0.160 L | [14 empty] | 0 | 0 | 0 | 0 | Lighting Fixtures | 2021-11-01 05:31 | 2024-07-20 11:30 | 0000-00-00 00:00:00 | 2024-07-20 11:30 | 0000-00-00 00:00:00
1 | Lutron Electronics | ST-RS-TP | 4460-10372 | 4460 | 10372 | Lutron Electronics | Ecom_ST-RS-TP_nowallplate.jpeg | 784276295154 | SUNNATA COM SW TP | Sunnata Companion Switch, for use only with Sunnata On/Off Switches, Taupe |  | 2.25 | 4.5 |  | Ecom_ST-RS-TP_nowallplate.jpeg | http://grandbrass.xologic.com/vendors/4460/large/Ecom_ST-RS-TP_nowallplate.jpeg | [47 empty] | 0 | 0 | 0 | [6 empty] | 0 | 1 | 1 | EA | 1 | Lighting Controls | [27 empty] | Other Lighting Controls | [49 empty] | <a href="https://lutron.widen.net/content/acvmsqvclv/pdf/Ecom_Sunnata-Comparison-Sell-Sheet.pdf" target="_blank">Manufacturer Brochure</a> | [192 empty] | <a href="https://assets.lutron.com/a/documents/0302016.pdf" target="_blank">Installation Instructions</a> | [23 empty] | 10.000 DW |  |  | 2.2500 IN | [89 empty] | 1.000 EA | 1.000 EA | [35 empty] | No | [42 empty] | https://www.lutron.com/TechnicalDocumentLibrary/3691167_ENG.pdf | [7 empty] | Shelf Stock | [39 empty] | 52161525 | [6 empty] | <a href="https://lutron.widen.net/content/ws0c7phix6/mp4/Sunnata-Family-Animation.mp4" target="_blank">Product Video Clip</a> | [6 empty] | <a href="https://assets.lutron.com/a/documents/369-119_Wallbox_Warranty.pdf" target="_blank">Warranty Information</a> |  |  |  |  | 0.160 L | [14 empty] | 0 | 0 | 0 | 0 | Lighting Fixtures | 2021-11-01 05:31 | 2024-07-20 11:29 | 0000-00-00 00:00:00 | 2024-07-20 11:29 | 0000-00-00 00:00:00 | [6 empty] | Taupe
1 | Lutron Electronics | RRST-PRO-N-BW | 4460-10373 | 4460 | 10373 | Lutron Electronics | RRST-PRO-N-BW.jpg | 784276295666 | RA3 SUNNATA DIM BW | Lutron RadioRA 3 Sunnata RF PRO LED+ Touch Dimmer Switch, 250W - Brilliant White |  | 2.25 | 4.5 |  | RRST-PRO-N-BW.jpg | http://grandbrass.xologic.com/vendors/4460/large/RRST-PRO-N-BW.jpg | [47 empty] | 0 | 0 | 0 | [6 empty] | 0 | 1 | 1 | EA | 1 | Lighting Controls | [27 empty] | Other Lighting Controls | [242 empty] | <a href="https://assets.lutron.com/a/documents/044385.pdf" target="_blank">Installation Instructions</a> | [23 empty] | 20.000 DW |  |  | 2.2500 IN | [89 empty] | 1.000 EA | 1.000 EA | [35 empty] | No | [42 empty] | https://assets.lutron.com/a/documents/3691169_ENG.pdf | [7 empty] | Shelf Stock | [39 empty] | 52161525 | [6 empty] | <a href="https://lutron.widen.net/content/4y4cm6o0wa/mp4/RadioRA-3-Processor-Video.mp4?w=2048" target="_blank">Product Video Clip</a> | [6 empty] | <a href="https://assets.lutron.com/a/documents/043561.pdf" target="_blank">Warranty Information</a> |  |  |  |  | 0.160 L | [14 empty] | 0 | 0 | 0 | 0 | Lighting Fixtures | 2021-11-01 05:31 | 2024-07-20 11:34 | 0000-00-00 00:00:00 | 2024-07-20 11:34 | 0000-00-00 00:00:00
1 | Lutron Electronics | RRST-PRO-N-MI | 4460-10374 | 4460 | 10374 | Lutron Electronics | RRST-PRO-N-MI.jpg | 784276295796 | RA3 SUNNATA DIM MI | Lutron RadioRA 3 Sunnata RF PRO LED+ Touch Dimmer Switch, 250W - Mist |  | 2.3 | 4.5 |  | RRST-PRO-N-MI.jpg | http://grandbrass.xologic.com/vendors/4460/large/RRST-PRO-N-MI.jpg | [47 empty] | 0 | 0 | 0 | [6 empty] | 0 | 1 | 1 | EA | 1 | Lighting Controls | [27 empty] | Other Lighting Controls | [242 empty] | <a href="https://assets.lutron.com/a/documents/044385.pdf" target="_blank">Installation Instructions</a> | [23 empty] | 20.000 DW |  |  | 2.3000 IN | [89 empty] | 1.000 EA | 1.000 EA | [35 empty] | No | [42 empty] | https://assets.lutron.com/a/documents/3691169_ENG.pdf | [7 empty] | Shelf Stock | [39 empty] | 52161525 | [6 empty] | <a href="https://lutron.widen.net/content/4y4cm6o0wa/mp4/RadioRA-3-Processor-Video.mp4?w=2048" target="_blank">Product Video Clip</a> | [6 empty] | <a href="https://assets.lutron.com/a/documents/043561.pdf" target="_blank">Warranty Information</a> |  |  |  |  | 0.300 L | [14 empty] | 0 | 0 | 0 | 0 | Lighting Fixtures | 2021-11-01 05:31 | 2024-07-20 11:35 | 0000-00-00 00:00:00 | 2024-07-20 11:35 | 0000-00-00 00:00:00
1 | Lutron Electronics | RRST-RD-PB | 4460-10375 | 4460 | 10375 | Lutron Electronics | RRST-RD-PB.jpg | 784276296151 | RA3 SUNNATA COM DIM PB | Lutron RadioRA 3 Sunnata RF Companion Touch Dimmer Switch - Pebble |  | 2.3 | 4.5 |  | RRST-RD-PB.jpg | http://grandbrass.xologic.com/vendors/4460/large/RRST-RD-PB.jpg | [47 empty] | 0 | 0 | 0 | [6 empty] | 0 | 1 | 1 | EA | 1 | Lighting Controls | [27 empty] | Other Lighting Controls | [242 empty] | <a href="https://assets.lutron.com/a/documents/044385.pdf" target="_blank">Installation Instructions</a> | [23 empty] | 10.000 DW |  |  | 2.3000 IN | [89 empty] | 1.000 EA | 1.000 EA | [35 empty] | No | [42 empty] | https://assets.lutron.com/a/documents/3691169_ENG.pdf | [7 empty] | Shelf Stock | [39 empty] | 52161525 | [6 empty] | <a href="https://lutron.widen.net/content/4y4cm6o0wa/mp4/RadioRA-3-Processor-Video.mp4?w=2048" target="_blank">Product Video Clip</a> | [6 empty] | <a href="https://assets.lutron.com/a/documents/043561.pdf" target="_blank">Warranty Information</a> |  |  |  |  | 0.260 L | [14 empty] | 0 | 0 | 0 | 0 | Lighting Fixtures | 2021-11-01 05:31 | 2024-07-20 11:39 | 0000-00-00 00:00:00 | 2024-07-20 11:39 | 0000-00-00 00:00:00
1 | Lutron Electronics | RRST-8ANS-TP | 4460-10376 | 4460 | 10376 | Lutron Electronics | RRST-8ANS-TP.jpg | 784276296557 | RA3 SUNNATA SW TP | Lutron RadioRA 3 Sunnata RF Neutral Switch, 8A - Taupe |  | 2.25 | 4.5 |  | RRST-8ANS-TP.jpg | http://grandbrass.xologic.com/vendors/4460/large/RRST-8ANS-TP.jpg | [47 empty] | 0 | 0 | 0 | [6 empty] | 0 | 1 | 1 | EA | 1 | Lighting Controls | [27 empty] | Other Lighting Controls | [242 empty] | <a href="https://assets.lutron.com/a/documents/044386.pdf" target="_blank">Installation Instructions</a> | [23 empty] | 10.000 DW |  |  | 2.2500 IN | [89 empty] | 1.000 EA | 1.000 EA | [35 empty] | No | [42 empty] | https://assets.lutron.com/a/documents/3691169_ENG.pdf | [7 empty] | Shelf Stock | [39 empty] | 52161525 | [6 empty] | <a href="https://lutron.widen.net/content/4y4cm6o0wa/mp4/RadioRA-3-Processor-Video.mp4?w=2048" target="_blank">Product Video Clip</a> | [6 empty] | <a href="https://assets.lutron.com/a/documents/043561.pdf" target="_blank">Warranty Information</a> |  |  |  |  | 0.260 L | [14 empty] | 0 | 0 | 0 | 0 | Lighting Fixtures | 2021-11-01 05:31 | 2024-07-20 11:44 | 0000-00-00 00:00:00 | 2024-07-20 11:44 | 0000-00-00 00:00:00 | [6 empty] | Taupe
1 | Lutron Electronics | RRST-RS-SL | 4460-10377 | 4460 | 10377 | Lutron Electronics | RRST-RS-SL.jpg | 784276296694 | RA3 SUNNATA COM SW SL | Lutron RadioRA 3 Sunnata RF Companion Switch - Slate |  | 2.25 | 4.5 |  | RRST-RS-SL.jpg | http://grandbrass.xologic.com/vendors/4460/large/RRST-RS-SL.jpg | [47 empty] | 0 | 0 | 0 | [6 empty] | 0 | 1 | 1 | EA | 1 | Lighting Controls | [27 empty] | Other Lighting Controls | [242 empty] | <a href="https://assets.lutron.com/a/documents/044386.pdf" target="_blank">Installation Instructions</a> | [23 empty] | 10.000 DW |  |  | 2.2500 IN | [89 empty] | 1.000 EA | 1.000 EA | [35 empty] | No | [42 empty] | https://assets.lutron.com/a/documents/3691169_ENG.pdf | [7 empty] | Shelf Stock | [39 empty] | 52161525 | [6 empty] | <a href="https://lutron.widen.net/content/4y4cm6o0wa/mp4/RadioRA-3-Processor-Video.mp4?w=2048" target="_blank">Product Video Clip</a> | [6 empty] | <a href="https://assets.lutron.com/a/documents/043561.pdf" target="_blank">Warranty Information</a> |  |  |  |  | 0.160 L | [14 empty] | 0 | 0 | 0 | 0 | Lighting Fixtures | 2021-11-01 05:31 | 2024-07-20 11:35 | 0000-00-00 00:00:00 | 2024-07-20 11:35 | 0000-00-00 00:00:00
1 | Lutron Electronics | RRST-8ANS-BI | 4460-10378 | 4460 | 10378 | Lutron Electronics | RRST-8ANS-BI.jpg | 784276808552 | RA3 SUNNATA SW BI | Lutron RadioRA 3 Sunnata RF Neutral Switch, 8A - Biscuit |  | 2.25 | 4.5 |  | RRST-8ANS-BI.jpg | http://grandbrass.xologic.com/vendors/4460/large/RRST-8ANS-BI.jpg | [47 empty] | 0 | 0 | 0 | [6 empty] | 0 | 1 | 1 | EA | 1 | Lighting Controls | [27 empty] | Other Lighting Controls | [242 empty] | <a href="https://assets.lutron.com/a/documents/044386.pdf" target="_blank">Installation Instructions</a> | [23 empty] | 20.000 DW |  |  | 2.2500 IN | [89 empty] | 1.000 EA | 1.000 EA | [35 empty] | No | [42 empty] | https://assets.lutron.com/a/documents/3691169_ENG.pdf | [7 empty] | Shelf Stock | [39 empty] | 52161525 | [6 empty] | <a href="https://lutron.widen.net/content/4y4cm6o0wa/mp4/RadioRA-3-Processor-Video.mp4?w=2048" target="_blank">Product Video Clip</a> | [6 empty] | <a href="https://assets.lutron.com/a/documents/043561.pdf" target="_blank">Warranty Information</a> |  |  |  |  | 0.260 L | [14 empty] | 0 | 0 | 0 | 0 | Lighting Fixtures | 2021-11-01 05:31 | 2024-07-20 11:22 | 0000-00-00 00:00:00 | 2024-07-20 11:22 | 0000-00-00 00:00:00 | [6 empty] | Biscuit
1 | Lutron Electronics | RRST-RS-BI | 4460-10379 | 4460 | 10379 | Lutron Electronics | RRST-RS-BI.jpg | 784276808699 | RA3 SUNNATA COM SW BI | Lutron RadioRA 3 Sunnata RF Companion Switch- Biscuit |  | 2.25 | 4.5 |  | RRST-RS-BI.jpg | http://grandbrass.xologic.com/vendors/4460/large/RRST-RS-BI.jpg | [47 empty] | 0 | 0 | 0 | [6 empty] | 0 | 1 | 1 | EA | 1 | Lighting Controls | [27 empty] | Other Lighting Controls | [242 empty] | <a href="https://assets.lutron.com/a/documents/044386.pdf" target="_blank">Installation Instructions</a> | [23 empty] | 20.000 DW |  |  | 2.2500 IN | [89 empty] | 1.000 EA | 1.000 EA | [35 empty] | No | [42 empty] | https://assets.lutron.com/a/documents/3691169_ENG.pdf | [7 empty] | Shelf Stock | [39 empty] | 52161525 | [6 empty] | <a href="https://lutron.widen.net/content/4y4cm6o0wa/mp4/RadioRA-3-Processor-Video.mp4?w=2048" target="_blank">Product Video Clip</a> | [6 empty] | <a href="https://assets.lutron.com/a/documents/043561.pdf" target="_blank">Warranty Information</a> |  |  |  |  | 0.160 L | [14 empty] | 0 | 0 | 0 | 0 | Lighting Fixtures | 2021-11-01 05:31 | 2024-07-20 11:36 | 0000-00-00 00:00:00 | 2024-07-20 11:36 | 0000-00-00 00:00:00 | [6 empty] | Biscuit
1 | Lutron Electronics | ST-6ANS-BL | 4460-10380 | 4460 | 10380 | Lutron Electronics | Ecom_ST-6ANS-BL_NoWallPlate.jpeg | 784276286213 | SUNNATA CTRL SW BL | Lutron Sunnata Switch, for 6A Lighting or 3A 1/10HP Motor, Single Pole/Multi Location, Black |  | 2.25 | 4.5 |  | Ecom_ST-6ANS-BL_NoWallPlate.jpeg | http://grandbrass.xologic.com/vendors/4460/large/Ecom_ST-6ANS-BL_NoWallPlate.jpeg | [47 empty] | 0 | 0 | 0 | [6 empty] | 0 | 1 | 1 | EA | 1 | Lighting Controls | [27 empty] | Other Lighting Controls | [242 empty] | <a href="https://assets.lutron.com/a/documents/0301988.pdf" target="_blank">Installation Instructions</a> | [23 empty] | 10.000 DW |  |  | 2.2500 IN | [89 empty] | 1.000 EA | 1.000 EA | [35 empty] | No | [42 empty] | https://www.lutron.com/TechnicalDocumentLibrary/3691167_ENG.pdf | [7 empty] | Shelf Stock | [39 empty] | 52161525 | [6 empty] | <a href="https://lutron.widen.net/content/ws0c7phix6/mp4/Sunnata-Family-Animation.mp4" target="_blank">Product Video Clip</a> | [6 empty] | <a href="https://assets.lutron.com/a/documents/369-119_Wallbox_Warranty.pdf" target="_blank">Warranty Information</a> |  |  |  |  | 0.260 L | [14 empty] | 0 | 0 | 0 | 0 | Lighting Fixtures | 2021-11-01 05:32 | 2024-07-20 11:39 | 0000-00-00 00:00:00 | 2024-07-20 11:39 | 0000-00-00 00:00:00 | [6 empty] | Black
1 | Lutron Electronics | STCL-153MH-LA-C | 4460-10381 | 4460 | 10381 | Lutron Electronics | Ecom_STCL-153M-LA_withpackaging.jpeg | 784276810906 | SUNNATA TOUCH DIMMER LED+ LT ALM, CANADA | Lutron Sunnata LED+ Touch Dimmer, Single-Pole/3-way Multi-Location Dimmer, 120V, 150W LED or 600W Incandescent/Halogen, with Clamshell Packaging, Light Almond |  | 4 | 6 |  | Ecom_STCL-153M-LA_withpackaging.jpeg | http://grandbrass.xologic.com/vendors/4460/large/Ecom_STCL-153M-LA_withpackaging.jpeg | [47 empty] | 0 | 0 | 0 | [6 empty] | 0 | 1 | 1 | EA | 1 | Lighting Controls | [27 empty] | Other Lighting Controls | [49 empty] | <a href="https://lutron.widen.net/content/acvmsqvclv/pdf/Ecom_Sunnata-Comparison-Sell-Sheet.pdf" target="_blank">Manufacturer Brochure</a> | [192 empty] | <a href="https://assets.lutron.com/a/documents/0302030.pdf" target="_blank">Installation Instructions</a> | [23 empty] | 2.000 DW |  |  | 2.5000 IN | [89 empty] | 1.000 EA | 1.000 EA | [35 empty] | No | [42 empty] | https://www.lutron.com/TechnicalDocumentLibrary/3691167_ENG.pdf | [7 empty] | Shelf Stock | [39 empty] | 52161525 | [6 empty] | <a href="https://lutron.widen.net/content/8txwdz8fgz/original/Ecom_SunnataLED_benefitvideo.mp4" target="_blank">Product Video Clip</a> | [6 empty] | <a href="https://assets.lutron.com/a/documents/369-119_Wallbox_Warranty.pdf" target="_blank">Warranty Information</a> |  |  |  |  | 0.280 L | [14 empty] | 0 | 0 | 0 | 0 | Lighting Fixtures | 2021-11-01 05:32 | 2024-07-20 11:36 | 0000-00-00 00:00:00 | 2024-07-20 11:36 | 0000-00-00 00:00:00
1 | Lutron Electronics | STCL-153M-IV | 4460-10382 | 4460 | 10382 | Lutron Electronics | Ecom_STCL-153M-IV_withpackaging.jpeg | 784276810944 | Sunnata LED+ Dimmer Multi Location Ivory | Lutron Sunnata LED+ Touch Dimmer, Single-Pole/3-way Multi-Location Dimmer, 120V, 150W LED or 600W Incandescent/Halogen, Ivory |  | 2.3 | 4.5 |  | Ecom_STCL-153M-IV_withpackaging.jpeg | http://grandbrass.xologic.com/vendors/4460/large/Ecom_STCL-153M-IV_withpackaging.jpeg | [47 empty] | 0 | 0 | 0 | [6 empty] | 0 | 1 | 1 | EA | 1 | Lighting Controls | [27 empty] | Other Lighting Controls | [49 empty] | <a href="https://lutron.widen.net/content/acvmsqvclv/pdf/Ecom_Sunnata-Comparison-Sell-Sheet.pdf" target="_blank">Manufacturer Brochure</a> | [192 empty] | <a href="https://assets.lutron.com/a/documents/0302030.pdf" target="_blank">Installation Instructions</a> | [23 empty] | 10.000 DW |  |  | 2.3000 IN | [89 empty] | 1.000 EA | 1.000 EA | [35 empty] | No | [42 empty] | https://www.lutron.com/TechnicalDocumentLibrary/3691167_ENG.pdf | [7 empty] | Shelf Stock | [39 empty] | 52161525 | [6 empty] | <a href="https://lutron.widen.net/content/8txwdz8fgz/original/Ecom_SunnataLED_benefitvideo.mp4" target="_blank">Product Video Clip</a> | [6 empty] | <a href="https://assets.lutron.com/a/documents/369-119_Wallbox_Warranty.pdf" target="_blank">Warranty Information</a> |  |  |  |  | 0.300 L | [14 empty] | 0 | 0 | 0 | 0 | Lighting Fixtures | 2021-11-01 05:32 | 2024-07-20 11:36 | 0000-00-00 00:00:00 | 2024-07-20 11:36 | 0000-00-00 00:00:00 | [6 empty] | Ivory
1 | Lutron Electronics | ST-6ANS-SA | 4460-10383 | 4460 | 10383 | Lutron Electronics | Ecom_ST-6ANS-SA_NoWallPlate.jpeg | 784276294454 | SUNNATA CTRL SW SA | Lutron Sunnata Switch, for 6A Lighting or 3A 1/10HP Motor, Single Pole/Multi Location, Sage |  | 2.25 | 4.5 |  | Ecom_ST-6ANS-SA_NoWallPlate.jpeg | http://grandbrass.xologic.com/vendors/4460/large/Ecom_ST-6ANS-SA_NoWallPlate.jpeg | [47 empty] | 0 | 0 | 0 | [6 empty] | 0 | 1 | 1 | EA | 1 | Lighting Controls | [27 empty] | Other Lighting Controls | [242 empty] | <a href="https://assets.lutron.com/a/documents/0301988.pdf" target="_blank">Installation Instructions</a> | [23 empty] | 10.000 DW |  |  | 2.2500 IN | [89 empty] | 1.000 EA | 1.000 EA | [35 empty] | No | [42 empty] | https://www.lutron.com/TechnicalDocumentLibrary/3691167_ENG.pdf | [7 empty] | Shelf Stock | [39 empty] | 52161525 | [6 empty] | <a href="https://lutron.widen.net/content/ws0c7phix6/mp4/Sunnata-Family-Animation.mp4" target="_blank">Product Video Clip</a> | [6 empty] | <a href="https://assets.lutron.com/a/documents/369-119_Wallbox_Warranty.pdf" target="_blank">Warranty Information</a> |  |  |  |  | 0.260 L | [14 empty] | 0 | 0 | 0 | 0 | Lighting Fixtures | 2021-11-01 05:32 | 2024-07-20 11:22 | 0000-00-00 00:00:00 | 2024-07-20 11:22 | 0000-00-00 00:00:00
1 | Lutron Electronics | ST-RD-LA | 4460-10384 | 4460 | 10384 | Lutron Electronics | Ecom_ST-RD-LA_nowallplate.jpeg | 784276286268 | SUNNATA COM DIM LA | Sunnata Companion Dimmer Switch, for use only with Sunnata Pro LED+ Dimmer Switches, Light Almond |  | 2.25 | 4.5 |  | Ecom_ST-RD-LA_nowallplate.jpeg | http://grandbrass.xologic.com/vendors/4460/large/Ecom_ST-RD-LA_nowallplate.jpeg | [47 empty] | 0 | 0 | 0 | [6 empty] | 0 | 1 | 1 | EA | 1 | Lighting Controls | [27 empty] | Other Lighting Controls | [242 empty] | <a href="https://assets.lutron.com/a/documents/0302016.pdf" target="_blank">Installation Instructions</a> | [23 empty] | 10.000 DW |  |  | 2.2500 IN | [89 empty] | 1.000 EA | 1.000 EA | [35 empty] | No | [42 empty] | https://www.lutron.com/TechnicalDocumentLibrary/3691167_ENG.pdf | [7 empty] | Shelf Stock | [39 empty] | 52161525 | [6 empty] | <a href="https://lutron.widen.net/content/ws0c7phix6/mp4/Sunnata-Family-Animation.mp4" target="_blank">Product Video Clip</a> | [6 empty] | <a href="https://assets.lutron.com/a/documents/369-119_Wallbox_Warranty.pdf" target="_blank">Warranty Information</a> |  |  |  |  | 0.160 L | [14 empty] | 0 | 0 | 0 | 0 | Lighting Fixtures | 2021-11-01 05:32 | 2024-07-20 11:28 | 0000-00-00 00:00:00 | 2024-07-20 11:28 | 0000-00-00 00:00:00
1 | Lutron Electronics | ST-PRO-N-MN | 4460-10385 | 4460 | 10385 | Lutron Electronics | Ecom_ST-PRO-N-MN_nowallplate.jpeg | 784276286176 | SUNNATA PRO MN | Lutron Sunnata PRO LED+ Touch Dimmer Switch with Phase Selectable Dimming for LED, MLV, ELV, and Incandescent/Halogen lighting, Midnight |  | 2.25 | 4.5 |  | Ecom_ST-PRO-N-MN_nowallplate.jpeg | http://grandbrass.xologic.com/vendors/4460/large/Ecom_ST-PRO-N-MN_nowallplate.jpeg | [47 empty] | 0 | 0 | 0 | [6 empty] | 0 | 1 | 1 | EA | 1 | Lighting Controls | [27 empty] | Other Lighting Controls | [49 empty] | <a href="https://lutron.widen.net/content/acvmsqvclv/pdf/Ecom_Sunnata-Comparison-Sell-Sheet.pdf" target="_blank">Manufacturer Brochure</a> | [192 empty] | <a href="https://assets.lutron.com/a/documents/0301987.pdf" target="_blank">Installation Instructions</a> | [23 empty] | 20.000 DW |  |  | 2.2500 IN | [89 empty] | 1.000 EA | 1.000 EA | [35 empty] | No | [42 empty] | https://www.lutron.com/TechnicalDocumentLibrary/3691167_ENG.pdf | [7 empty] | Shelf Stock | [39 empty] | 52161525 | [6 empty] | <a href="https://lutron.widen.net/content/ws0c7phix6/mp4/Sunnata-Family-Animation.mp4" target="_blank">Product Video Clip</a> | [6 empty] | <a href="https://assets.lutron.com/a/documents/369-119_Wallbox_Warranty.pdf" target="_blank">Warranty Information</a> |  |  |  |  | 0.260 L | [14 empty] | 0 | 0 | 0 | 0 | Lighting Fixtures | 2021-11-01 05:32 | 2024-07-20 11:39 | 0000-00-00 00:00:00 | 2024-07-20 11:39 | 0000-00-00 00:00:00 | [6 empty] | Midnight
1 | Lutron Electronics | ST-6ANS-BI | 4460-10386 | 4460 | 10386 | Lutron Electronics | Ecom_ST-6ANS-BI_NoWallPlate.jpeg | 784276286237 | SUNNATA CTRL SW BI | Lutron Sunnata Switch, for 6A Lighting or 3A 1/10HP Motor, Single Pole/Multi Location, Biscuit |  | 2.25 | 4.5 |  | Ecom_ST-6ANS-BI_NoWallPlate.jpeg | http://grandbrass.xologic.com/vendors/4460/large/Ecom_ST-6ANS-BI_NoWallPlate.jpeg | [47 empty] | 0 | 0 | 0 | [6 empty] | 0 | 1 | 1 | EA | 1 | Lighting Controls | [27 empty] | Other Lighting Controls | [242 empty] | <a href="https://assets.lutron.com/a/documents/0301988.pdf" target="_blank">Installation Instructions</a> | [23 empty] | 20.000 DW |  |  | 2.2500 IN | [89 empty] | 1.000 EA | 1.000 EA | [35 empty] | No | [42 empty] | https://www.lutron.com/TechnicalDocumentLibrary/3691167_ENG.pdf | [7 empty] | Shelf Stock | [39 empty] | 52161525 | [6 empty] | <a href="https://lutron.widen.net/content/ws0c7phix6/mp4/Sunnata-Family-Animation.mp4" target="_blank">Product Video Clip</a> | [6 empty] | <a href="https://assets.lutron.com/a/documents/369-119_Wallbox_Warranty.pdf" target="_blank">Warranty Information</a> |  |  |  |  | 0.260 L | [14 empty] | 0 | 0 | 0 | 0 | Lighting Fixtures | 2021-11-01 05:32 | 2024-07-20 11:32 | 0000-00-00 00:00:00 | 2024-07-20 11:32 | 0000-00-00 00:00:00 | [6 empty] | Biscuit
1 | Lutron Electronics | ST-RD-PM | 4460-10387 | 4460 | 10387 | Lutron Electronics | Ecom_ST-RD-PM_nowallplate.jpeg | 784276294768 | SUNNATA COM DIM PM | Sunnata Companion Dimmer Switch, for use only with Sunnata Pro LED+ Dimmer Switches, Pumice |  | 2.25 | 4.5 |  | Ecom_ST-RD-PM_nowallplate.jpeg | http://grandbrass.xologic.com/vendors/4460/large/Ecom_ST-RD-PM_nowallplate.jpeg | [47 empty] | 0 | 0 | 0 | [6 empty] | 0 | 1 | 1 | EA | 1 | Lighting Controls | [27 empty] | Other Lighting Controls | [242 empty] | <a href="https://assets.lutron.com/a/documents/0302016.pdf" target="_blank">Installation Instructions</a> | [23 empty] | 10.000 DW |  |  | 2.2500 IN | [89 empty] | 1.000 EA | 1.000 EA | [35 empty] | No | [42 empty] | https://www.lutron.com/TechnicalDocumentLibrary/3691167_ENG.pdf | [7 empty] | Shelf Stock | [39 empty] | 52161525 | [6 empty] | <a href="https://lutron.widen.net/content/ws0c7phix6/mp4/Sunnata-Family-Animation.mp4" target="_blank">Product Video Clip</a> | [6 empty] | <a href="https://assets.lutron.com/a/documents/369-119_Wallbox_Warranty.pdf" target="_blank">Warranty Information</a> |  |  |  |  | 0.160 L | [14 empty] | 0 | 0 | 0 | 0 | Lighting Fixtures | 2021-11-01 05:32 | 2024-07-20 11:39 | 0000-00-00 00:00:00 | 2024-07-20 11:39 | 0000-00-00 00:00:00
1 | Lutron Electronics | ST-RS-TF | 4460-10388 | 4460 | 10388 | Lutron Electronics | Ecom_ST-RS-TF_nowallplate.jpeg | 784276295147 | SUNNATA COM SW TF | Sunnata Companion Switch, for use only with Sunnata On/Off Switches, Truffle |  | 2.25 | 4.5 |  | Ecom_ST-RS-TF_nowallplate.jpeg | http://grandbrass.xologic.com/vendors/4460/large/Ecom_ST-RS-TF_nowallplate.jpeg | [47 empty] | 0 | 0 | 0 | [6 empty] | 0 | 1 | 1 | EA | 1 | Lighting Controls | [27 empty] | Other Lighting Controls | [49 empty] | <a href="https://lutron.widen.net/content/acvmsqvclv/pdf/Ecom_Sunnata-Comparison-Sell-Sheet.pdf" target="_blank">Manufacturer Brochure</a> | [192 empty] | <a href="https://assets.lutron.com/a/documents/0302016.pdf" target="_blank">Installation Instructions</a> | [23 empty] | 10.000 DW |  |  | 2.2500 IN | [89 empty] | 1.000 EA | 1.000 EA | [35 empty] | No | [42 empty] | https://www.lutron.com/TechnicalDocumentLibrary/3691167_ENG.pdf | [7 empty] | Shelf Stock | [39 empty] | 52161525 | [6 empty] | <a href="https://lutron.widen.net/content/ws0c7phix6/mp4/Sunnata-Family-Animation.mp4" target="_blank">Product Video Clip</a> | [6 empty] | <a href="https://assets.lutron.com/a/documents/369-119_Wallbox_Warranty.pdf" target="_blank">Warranty Information</a> |  |  |  |  | 0.160 L | [14 empty] | 0 | 0 | 0 | 0 | Lighting Fixtures | 2021-11-01 05:32 | 2024-07-20 11:28 | 0000-00-00 00:00:00 | 2024-07-20 11:28 | 0000-00-00 00:00:00
1 | Lutron Electronics | RRST-PRO-N-TF | 4460-10389 | 4460 | 10389 | Lutron Electronics | RRST-PRO-N-TF.jpg | 784276295956 | RA3 SUNNATA DIM TF | Lutron RadioRA 3 Sunnata RF PRO LED+ Touch Dimmer Switch, 250W - Truffle |  | 2.25 | 4.5 |  | RRST-PRO-N-TF.jpg | http://grandbrass.xologic.com/vendors/4460/large/RRST-PRO-N-TF.jpg | [47 empty] | 0 | 0 | 0 | [6 empty] | 0 | 1 | 1 | EA | 1 | Lighting Controls | [27 empty] | Other Lighting Controls | [242 empty] | <a href="https://assets.lutron.com/a/documents/044385.pdf" target="_blank">Installation Instructions</a> | [23 empty] | 20.000 DW |  |  | 2.2500 IN | [89 empty] | 1.000 EA | 1.000 EA | [35 empty] | No | [42 empty] | https://assets.lutron.com/a/documents/3691169_ENG.pdf | [7 empty] | Shelf Stock | [39 empty] | 52161525 | [6 empty] | <a href="https://lutron.widen.net/content/4y4cm6o0wa/mp4/RadioRA-3-Processor-Video.mp4?w=2048" target="_blank">Product Video Clip</a> | [6 empty] | <a href="https://assets.lutron.com/a/documents/043561.pdf" target="_blank">Warranty Information</a> |  |  |  |  | 0.310 L | [14 empty] | 0 | 0 | 0 | 0 | Lighting Fixtures | 2021-11-01 05:32 | 2024-07-20 11:35 | 0000-00-00 00:00:00 | 2024-07-20 11:35 | 0000-00-00 00:00:00
1 | Lutron Electronics | RRST-RD-BW | 4460-10390 | 4460 | 10390 | Lutron Electronics | RRST-RD-BW.jpg | 784276295994 | RA3 SUNNATA COM DIM BW | Lutron RadioRA 3 Sunnata RF Companion Touch Dimmer Switch - Brilliant White |  | 2.3 | 4.5 |  | RRST-RD-BW.jpg | http://grandbrass.xologic.com/vendors/4460/large/RRST-RD-BW.jpg | [47 empty] | 0 | 0 | 0 | [6 empty] | 0 | 1 | 1 | EA | 1 | Lighting Controls | [27 empty] | Other Lighting Controls | [242 empty] | <a href="https://assets.lutron.com/a/documents/044385.pdf" target="_blank">Installation Instructions</a> | [23 empty] | 20.000 DW |  |  | 2.3000 IN | [89 empty] | 1.000 EA | 1.000 EA | [35 empty] | No | [42 empty] | https://assets.lutron.com/a/documents/3691169_ENG.pdf | [7 empty] | Shelf Stock | [39 empty] | 52161525 | [6 empty] | <a href="https://lutron.widen.net/content/4y4cm6o0wa/mp4/RadioRA-3-Processor-Video.mp4?w=2048" target="_blank">Product Video Clip</a> | [6 empty] | <a href="https://assets.lutron.com/a/documents/043561.pdf" target="_blank">Warranty Information</a> |  |  |  |  | 0.160 L | [14 empty] | 0 | 0 | 0 | 0 | Lighting Fixtures | 2021-11-01 05:32 | 2024-07-20 11:33 | 0000-00-00 00:00:00 | 2024-07-20 11:33 | 0000-00-00 00:00:00
1 | Lutron Electronics | RRST-RD-GL | 4460-10391 | 4460 | 10391 | Lutron Electronics | RRST-RD-GL.jpg | 784276296090 | RA3 SUNNATA COM DIM GL | Lutron RadioRA 3 Sunnata RF Companion Touch Dimmer Switch - Glacier White |  | 2.25 | 4.5 |  | RRST-RD-GL.jpg | http://grandbrass.xologic.com/vendors/4460/large/RRST-RD-GL.jpg | [47 empty] | 0 | 0 | 0 | [6 empty] | 0 | 1 | 1 | EA | 1 | Lighting Controls | [27 empty] | Other Lighting Controls | [242 empty] | <a href="https://assets.lutron.com/a/documents/044385.pdf" target="_blank">Installation Instructions</a> | [23 empty] | 20.000 DW |  |  | 2.2500 IN | [89 empty] | 1.000 EA | 1.000 EA | [35 empty] | No | [42 empty] | https://assets.lutron.com/a/documents/3691169_ENG.pdf | [7 empty] | Shelf Stock | [39 empty] | 52161525 | [6 empty] | <a href="https://lutron.widen.net/content/4y4cm6o0wa/mp4/RadioRA-3-Processor-Video.mp4?w=2048" target="_blank">Product Video Clip</a> | [6 empty] | <a href="https://assets.lutron.com/a/documents/043561.pdf" target="_blank">Warranty Information</a> |  |  |  |  | 0.160 L | [14 empty] | 0 | 0 | 0 | 0 | Lighting Fixtures | 2021-11-01 05:32 | 2024-07-20 11:22 | 0000-00-00 00:00:00 | 2024-07-20 11:22 | 0000-00-00 00:00:00
1 | Lutron Electronics | RRST-RD-MI | 4460-10392 | 4460 | 10392 | Lutron Electronics | RRST-RD-MI.jpg | 784276296137 | RA3 SUNNATA COM DIM MI | Lutron RadioRA 3 Sunnata RF Companion Touch Dimmer Switch - Mist |  | 2.25 | 4.5 |  | RRST-RD-MI.jpg | http://grandbrass.xologic.com/vendors/4460/large/RRST-RD-MI.jpg | [47 empty] | 0 | 0 | 0 | [6 empty] | 0 | 1 | 1 | EA | 1 | Lighting Controls | [27 empty] | Other Lighting Controls | [242 empty] | <a href="https://assets.lutron.com/a/documents/044385.pdf" target="_blank">Installation Instructions</a> | [23 empty] | 10.000 DW |  |  | 2.2500 IN | [89 empty] | 1.000 EA | 1.000 EA | [35 empty] | No | [42 empty] | https://assets.lutron.com/a/documents/3691169_ENG.pdf | [7 empty] | Shelf Stock | [39 empty] | 52161525 | [6 empty] | <a href="https://lutron.widen.net/content/4y4cm6o0wa/mp4/RadioRA-3-Processor-Video.mp4?w=2048" target="_blank">Product Video Clip</a> | [6 empty] | <a href="https://assets.lutron.com/a/documents/043561.pdf" target="_blank">Warranty Information</a> |  |  |  |  | 0.160 L | [14 empty] | 0 | 0 | 0 | 0 | Lighting Fixtures | 2021-11-01 05:32 | 2024-07-20 11:33 | 0000-00-00 00:00:00 | 2024-07-20 11:33 | 0000-00-00 00:00:00
1 | Lutron Electronics | RRST-RS-MI | 4460-10393 | 4460 | 10393 | Lutron Electronics | RRST-RS-MI.jpg | 784276296632 | RA3 SUNNATA COM SW MI | Lutron RadioRA 3 Sunnata RF Companion Switch - Mist |  | 2.25 | 4.5 |  | RRST-RS-MI.jpg | http://grandbrass.xologic.com/vendors/4460/large/RRST-RS-MI.jpg | [47 empty] | 0 | 0 | 0 | [6 empty] | 0 | 1 | 1 | EA | 1 | Lighting Controls | [27 empty] | Other Lighting Controls | [242 empty] | <a href="https://assets.lutron.com/a/documents/044386.pdf" target="_blank">Installation Instructions</a> | [23 empty] | 10.000 DW |  |  | 2.2500 IN | [89 empty] | 1.000 EA | 1.000 EA | [35 empty] | No | [42 empty] | https://assets.lutron.com/a/documents/3691169_ENG.pdf | [7 empty] | Shelf Stock | [39 empty] | 52161525 | [6 empty] | <a href="https://lutron.widen.net/content/4y4cm6o0wa/mp4/RadioRA-3-Processor-Video.mp4?w=2048" target="_blank">Product Video Clip</a> | [6 empty] | <a href="https://assets.lutron.com/a/documents/043561.pdf" target="_blank">Warranty Information</a> |  |  |  |  | 0.160 L | [14 empty] | 0 | 0 | 0 | 0 | Lighting Fixtures | 2021-11-01 05:32 | 2024-07-20 11:32 | 0000-00-00 00:00:00 | 2024-07-20 11:32 | 0000-00-00 00:00:00
1 | Lutron Electronics | RRST-8ANS-WH | 4460-10394 | 4460 | 10394 | Lutron Electronics | RRST-8ANS-WH.jpg | 784276808613 | RA3 SUNNATA SW WH | Lutron RadioRA 3 Sunnata RF Neutral Switch, 8A - White |  | 2.4 | 4.6 |  | RRST-8ANS-WH.jpg | http://grandbrass.xologic.com/vendors/4460/large/RRST-8ANS-WH.jpg | [47 empty] | 0 | 0 | 0 | [6 empty] | 0 | 1 | 1 | EA | 1 | Lighting Controls | [27 empty] | Other Lighting Controls | [242 empty] | <a href="https://assets.lutron.com/a/documents/044386.pdf" target="_blank">Installation Instructions</a> | [23 empty] | 2.000 DW |  |  | 2.4000 IN | [89 empty] | 1.000 EA | 1.000 EA | [35 empty] | No | [42 empty] | https://assets.lutron.com/a/documents/3691169_ENG.pdf | [7 empty] | Shelf Stock | [39 empty] | 52161525 | [6 empty] | <a href="https://lutron.widen.net/content/4y4cm6o0wa/mp4/RadioRA-3-Processor-Video.mp4?w=2048" target="_blank">Product Video Clip</a> | [6 empty] | <a href="https://assets.lutron.com/a/documents/043561.pdf" target="_blank">Warranty Information</a> |  |  |  |  | 0.260 L | [14 empty] | 0 | 0 | 0 | 0 | Lighting Fixtures | 2021-11-01 05:32 | 2024-07-20 11:32 | 0000-00-00 00:00:00 | 2024-07-20 11:32 | 0000-00-00 00:00:00 | [6 empty] | White
1 | Lutron Electronics | ST-6ANS-WH | 4460-10395 | 4460 | 10395 | Lutron Electronics | st-6ans-wh | 784276286183 | SUNNATA CTRL SW WH | Lutron Sunnata Switch, for 6A Lighting or 3A 1/10HP Motor, Single Pole/Multi Location, White |  | 2.25 | 4.5 | [50 empty] | 0 | 0 | 0 | [6 empty] | 0 | 1 | 1 | EA | 1 | Lighting Controls | [27 empty] | Other Lighting Controls | [242 empty] | <a href="https://assets.lutron.com/a/documents/0301988.pdf" target="_blank">Installation Instructions</a> | [23 empty] | 20.000 DW |  |  | 2.2500 IN | [89 empty] | 1.000 EA | 1.000 EA | [35 empty] | No | [42 empty] | https://www.lutron.com/TechnicalDocumentLibrary/3691167_ENG.pdf | [7 empty] | Shelf Stock | [39 empty] | 52161525 | [6 empty] | <a href="https://lutron.widen.net/content/ws0c7phix6/mp4/Sunnata-Family-Animation.mp4" target="_blank">Product Video Clip</a> | [6 empty] | <a href="https://assets.lutron.com/a/documents/369-119_Wallbox_Warranty.pdf" target="_blank">Warranty Information</a> |  |  |  |  | 0.260 L | [14 empty] | 0 | 0 | 0 | 0 | Lighting Fixtures | 2021-11-01 05:32 | 2024-07-20 11:36 | 0000-00-00 00:00:00 | 2024-07-20 11:36 | 0000-00-00 00:00:00 | [6 empty] | White
1 | Lutron Electronics | ST-RS-MN | 4460-10396 | 4460 | 10396 | Lutron Electronics | Ecom_ST-RS-MN_nowallplate.jpeg | 784276286381 | SUNNATA COM SW MN | Sunnata Companion Switch, for use only with Sunnata On/Off Switches, Midnight |  | 2.25 | 4.5 |  | Ecom_ST-RS-MN_nowallplate.jpeg | http://grandbrass.xologic.com/vendors/4460/large/Ecom_ST-RS-MN_nowallplate.jpeg | [47 empty] | 0 | 0 | 0 | [6 empty] | 0 | 1 | 1 | EA | 1 | Lighting Controls | [27 empty] | Other Lighting Controls | [49 empty] | <a href="https://lutron.widen.net/content/acvmsqvclv/pdf/Ecom_Sunnata-Comparison-Sell-Sheet.pdf" target="_blank">Manufacturer Brochure</a> | [192 empty] | <a href="https://assets.lutron.com/a/documents/0302016.pdf" target="_blank">Installation Instructions</a> | [23 empty] | 10.000 DW |  |  | 2.2500 IN | [89 empty] | 1.000 EA | 1.000 EA | [35 empty] | No | [42 empty] | https://www.lutron.com/TechnicalDocumentLibrary/3691167_ENG.pdf | [7 empty] | Shelf Stock | [39 empty] | 52161525 | [6 empty] | <a href="https://lutron.widen.net/content/ws0c7phix6/mp4/Sunnata-Family-Animation.mp4" target="_blank">Product Video Clip</a> | [6 empty] | <a href="https://assets.lutron.com/a/documents/369-119_Wallbox_Warranty.pdf" target="_blank">Warranty Information</a> |  |  |  |  | 0.160 L | [14 empty] | 0 | 0 | 0 | 0 | Lighting Fixtures | 2021-11-01 05:32 | 2024-07-20 11:28 | 0000-00-00 00:00:00 | 2024-07-20 11:28 | 0000-00-00 00:00:00 | [6 empty] | Midnight
1 | Lutron Electronics | ST-6ANS-PB | 4460-10397 | 4460 | 10397 | Lutron Electronics | Ecom_ST-6ANS-PB_NoWallPlate.jpeg | 784276294393 | SUNNATA CTRL SW PB | Lutron Sunnata Switch, for 6A Lighting or 3A 1/10HP Motor, Single Pole/Multi Location, Pebble |  | 2.25 | 4.5 |  | Ecom_ST-6ANS-PB_NoWallPlate.jpeg | http://grandbrass.xologic.com/vendors/4460/large/Ecom_ST-6ANS-PB_NoWallPlate.jpeg | [47 empty] | 0 | 0 | 0 | [6 empty] | 0 | 1 | 1 | EA | 1 | Lighting Controls | [27 empty] | Other Lighting Controls | [242 empty] | <a href="https://assets.lutron.com/a/documents/0301988.pdf" target="_blank">Installation Instructions</a> | [23 empty] | 10.000 DW |  |  | 2.2500 IN | [89 empty] | 1.000 EA | 1.000 EA | [35 empty] | No | [42 empty] | https://www.lutron.com/TechnicalDocumentLibrary/3691167_ENG.pdf | [7 empty] | Shelf Stock | [39 empty] | 52161525 | [6 empty] | <a href="https://lutron.widen.net/content/ws0c7phix6/mp4/Sunnata-Family-Animation.mp4" target="_blank">Product Video Clip</a> | [6 empty] | <a href="https://assets.lutron.com/a/documents/369-119_Wallbox_Warranty.pdf" target="_blank">Warranty Information</a> |  |  |  |  | 0.260 L | [14 empty] | 0 | 0 | 0 | 0 | Lighting Fixtures | 2021-11-01 05:32 | 2024-07-20 11:31 | 0000-00-00 00:00:00 | 2024-07-20 11:31 | 0000-00-00 00:00:00
1 | Lutron Electronics | ST-RD-TP | 4460-10398 | 4460 | 10398 | Lutron Electronics | Ecom_ST-RD-TP_nowallplate.jpeg | 784276294911 | SUNNATA COM DIM TP | Sunnata Companion Dimmer Switch, for use only with Sunnata Pro LED+ Dimmer Switches, Taupe |  | 2.25 | 4.5 |  | Ecom_ST-RD-TP_nowallplate.jpeg | http://grandbrass.xologic.com/vendors/4460/large/Ecom_ST-RD-TP_nowallplate.jpeg | [47 empty] | 0 | 0 | 0 | [6 empty] | 0 | 1 | 1 | EA | 1 | Lighting Controls | [27 empty] | Other Lighting Controls | [242 empty] | <a href="https://assets.lutron.com/a/documents/0302016.pdf" target="_blank">Installation Instructions</a> | [23 empty] | 10.000 DW |  |  | 2.2500 IN | [89 empty] | 1.000 EA | 1.000 EA | [35 empty] | No | [42 empty] | https://www.lutron.com/TechnicalDocumentLibrary/3691167_ENG.pdf | [7 empty] | Shelf Stock | [39 empty] | 52161525 | [6 empty] | <a href="https://lutron.widen.net/content/ws0c7phix6/mp4/Sunnata-Family-Animation.mp4" target="_blank">Product Video Clip</a> | [6 empty] | <a href="https://assets.lutron.com/a/documents/369-119_Wallbox_Warranty.pdf" target="_blank">Warranty Information</a> |  |  |  |  | 0.160 L | [14 empty] | 0 | 0 | 0 | 0 | Lighting Fixtures | 2021-11-01 05:32 | 2024-07-20 11:29 | 0000-00-00 00:00:00 | 2024-07-20 11:29 | 0000-00-00 00:00:00 | [6 empty] | Taupe
1 | Lutron Electronics | ST-RS-PB | 4460-10399 | 4460 | 10399 | Lutron Electronics | Ecom_ST-RS-PB_nowallplate.jpeg | 784276295079 | SUNNATA COM SW PB | Sunnata Companion Switch, for use only with Sunnata On/Off Switches, Pebble |  | 2.25 | 4.5 |  | Ecom_ST-RS-PB_nowallplate.jpeg | http://grandbrass.xologic.com/vendors/4460/large/Ecom_ST-RS-PB_nowallplate.jpeg | [47 empty] | 0 | 0 | 0 | [6 empty] | 0 | 1 | 1 | EA | 1 | Lighting Controls | [27 empty] | Other Lighting Controls | [49 empty] | <a href="https://lutron.widen.net/content/acvmsqvclv/pdf/Ecom_Sunnata-Comparison-Sell-Sheet.pdf" target="_blank">Manufacturer Brochure</a> | [192 empty] | <a href="https://assets.lutron.com/a/documents/0302016.pdf" target="_blank">Installation Instructions</a> | [23 empty] | 10.000 DW |  |  | 2.2500 IN | [89 empty] | 1.000 EA | 1.000 EA | [35 empty] | No | [42 empty] | https://www.lutron.com/TechnicalDocumentLibrary/3691167_ENG.pdf | [7 empty] | Shelf Stock | [39 empty] | 52161525 | [6 empty] | <a href="https://lutron.widen.net/content/ws0c7phix6/mp4/Sunnata-Family-Animation.mp4" target="_blank">Product Video Clip</a> | [6 empty] | <a href="https://assets.lutron.com/a/documents/369-119_Wallbox_Warranty.pdf" target="_blank">Warranty Information</a> |  |  |  |  | 0.160 L | [14 empty] | 0 | 0 | 0 | 0 | Lighting Fixtures | 2021-11-01 05:32 | 2024-07-20 11:36 | 0000-00-00 00:00:00 | 2024-07-20 11:36 | 0000-00-00 00:00:00
1 | Lutron Electronics | ST-PRO-N-TP | 4460-10400 | 4460 | 10400 | Lutron Electronics | Ecom_ST-PRO-N-TP_nowallplate.jpeg | 784276295321 | SUNNATA PRO TP | Lutron Sunnata PRO LED+ Touch Dimmer Switch with Phase Selectable Dimming for LED, MLV, ELV, and Incandescent/Halogen lighting, Taupe |  | 2.25 | 4.5 |  | Ecom_ST-PRO-N-TP_nowallplate.jpeg | http://grandbrass.xologic.com/vendors/4460/large/Ecom_ST-PRO-N-TP_nowallplate.jpeg | [47 empty] | 0 | 0 | 0 | [6 empty] | 0 | 1 | 1 | EA | 1 | Lighting Controls | [27 empty] | Other Lighting Controls | [49 empty] | <a href="https://lutron.widen.net/content/acvmsqvclv/pdf/Ecom_Sunnata-Comparison-Sell-Sheet.pdf" target="_blank">Manufacturer Brochure</a> | [192 empty] | <a href="https://assets.lutron.com/a/documents/0301987.pdf" target="_blank">Installation Instructions</a> | [23 empty] | 20.000 DW |  |  | 2.2500 IN | [89 empty] | 1.000 EA | 1.000 EA | [35 empty] | No | [42 empty] | https://www.lutron.com/TechnicalDocumentLibrary/3691167_ENG.pdf | [7 empty] | Shelf Stock | [39 empty] | 52161525 | [6 empty] | <a href="https://lutron.widen.net/content/ws0c7phix6/mp4/Sunnata-Family-Animation.mp4" target="_blank">Product Video Clip</a> | [6 empty] | <a href="https://assets.lutron.com/a/documents/369-119_Wallbox_Warranty.pdf" target="_blank">Warranty Information</a> |  |  |  |  | 0.260 L | [14 empty] | 0 | 0 | 0 | 0 | Lighting Fixtures | 2021-11-01 05:32 | 2024-07-20 11:43 | 0000-00-00 00:00:00 | 2024-07-20 11:43 | 0000-00-00 00:00:00 | [6 empty] | Taupe
1 | Lutron Electronics | RRST-PRO-N-PB | 4460-10401 | 4460 | 10401 | Lutron Electronics | RRST-PRO-N-PB.jpg | 784276295819 | RA3 SUNNATA DIM PB | Lutron RadioRA 3 Sunnata RF PRO LED+ Touch Dimmer Switch, 250W - Pebble |  | 2.25 | 4.5 |  | RRST-PRO-N-PB.jpg | http://grandbrass.xologic.com/vendors/4460/large/RRST-PRO-N-PB.jpg | [47 empty] | 0 | 0 | 0 | [6 empty] | 0 | 1 | 1 | EA | 1 | Lighting Controls | [27 empty] | Other Lighting Controls | [242 empty] | <a href="https://assets.lutron.com/a/documents/044385.pdf" target="_blank">Installation Instructions</a> | [23 empty] | 20.000 DW |  |  | 2.2500 IN | [89 empty] | 1.000 EA | 1.000 EA | [35 empty] | No | [42 empty] | https://assets.lutron.com/a/documents/3691169_ENG.pdf | [7 empty] | Shelf Stock | [39 empty] | 52161525 | [6 empty] | <a href="https://lutron.widen.net/content/4y4cm6o0wa/mp4/RadioRA-3-Processor-Video.mp4?w=2048" target="_blank">Product Video Clip</a> | [6 empty] | <a href="https://assets.lutron.com/a/documents/043561.pdf" target="_blank">Warranty Information</a> |  |  |  |  | 0.260 L | [14 empty] | 0 | 0 | 0 | 0 | Lighting Fixtures | 2021-11-01 05:32 | 2024-07-20 11:30 | 0000-00-00 00:00:00 | 2024-07-20 11:30 | 0000-00-00 00:00:00
1 | Lutron Electronics | RRST-RD-TP | 4460-10402 | 4460 | 10402 | Lutron Electronics | RRST-RD-TP.jpg | 784276296304 | RA3 SUNNATA COM DIM TP | Lutron RadioRA 3 Sunnata RF Companion Touch Dimmer Switch - Taupe |  | 2.25 | 4.5 |  | RRST-RD-TP.jpg | http://grandbrass.xologic.com/vendors/4460/large/RRST-RD-TP.jpg | [47 empty] | 0 | 0 | 0 | [6 empty] | 0 | 1 | 1 | EA | 1 | Lighting Controls | [27 empty] | Other Lighting Controls | [242 empty] | <a href="https://assets.lutron.com/a/documents/044385.pdf" target="_blank">Installation Instructions</a> | [23 empty] | 10.000 DW |  |  | 2.2500 IN | [89 empty] | 1.000 EA | 1.000 EA | [35 empty] | No | [42 empty] | https://assets.lutron.com/a/documents/3691169_ENG.pdf | [7 empty] | Shelf Stock | [39 empty] | 52161525 | [6 empty] | <a href="https://lutron.widen.net/content/4y4cm6o0wa/mp4/RadioRA-3-Processor-Video.mp4?w=2048" target="_blank">Product Video Clip</a> | [6 empty] | <a href="https://assets.lutron.com/a/documents/043561.pdf" target="_blank">Warranty Information</a> |  |  |  |  | 0.160 L | [14 empty] | 0 | 0 | 0 | 0 | Lighting Fixtures | 2021-11-01 05:32 | 2024-07-20 11:32 | 0000-00-00 00:00:00 | 2024-07-20 11:32 | 0000-00-00 00:00:00 | [6 empty] | Taupe
1 | Lutron Electronics | RRST-8ANS-PB | 4460-10403 | 4460 | 10403 | Lutron Electronics | RRST-8ANS-PB.jpg | 784276296472 | RA3 SUNNATA SW PB | Lutron RadioRA 3 Sunnata RF Neutral Switch, 8A - Pebble |  | 2.25 | 4.5 |  | RRST-8ANS-PB.jpg | http://grandbrass.xologic.com/vendors/4460/large/RRST-8ANS-PB.jpg | [47 empty] | 0 | 0 | 0 | [6 empty] | 0 | 1 | 1 | EA | 1 | Lighting Controls | [27 empty] | Other Lighting Controls | [242 empty] | <a href="https://assets.lutron.com/a/documents/044386.pdf" target="_blank">Installation Instructions</a> | [23 empty] | 10.000 DW |  |  | 2.2500 IN | [89 empty] | 1.000 EA | 1.000 EA | [35 empty] | No | [42 empty] | https://assets.lutron.com/a/documents/3691169_ENG.pdf | [7 empty] | Shelf Stock | [39 empty] | 52161525 | [6 empty] | <a href="https://lutron.widen.net/content/4y4cm6o0wa/mp4/RadioRA-3-Processor-Video.mp4?w=2048" target="_blank">Product Video Clip</a> | [6 empty] | <a href="https://assets.lutron.com/a/documents/043561.pdf" target="_blank">Warranty Information</a> |  |  |  |  | 0.260 L | [14 empty] | 0 | 0 | 0 | 0 | Lighting Fixtures | 2021-11-01 05:32 | 2024-07-20 11:30 | 0000-00-00 00:00:00 | 2024-07-20 11:30 | 0000-00-00 00:00:00
1 | Lutron Electronics | RRST-RS-TP | 4460-10404 | 4460 | 10404 | Lutron Electronics | RRST-RS-TP.jpg | 784276296724 | RA3 SUNNATA COM SW TP | Lutron RadioRA 3 Sunnata RF Companion Switch - Taupe |  | 2.25 | 4.5 |  | RRST-RS-TP.jpg | http://grandbrass.xologic.com/vendors/4460/large/RRST-RS-TP.jpg | [47 empty] | 0 | 0 | 0 | [6 empty] | 0 | 1 | 1 | EA | 1 | Lighting Controls | [27 empty] | Other Lighting Controls | [242 empty] | <a href="https://assets.lutron.com/a/documents/044386.pdf" target="_blank">Installation Instructions</a> | [23 empty] | 10.000 DW |  |  | 2.2500 IN | [89 empty] | 1.000 EA | 1.000 EA | [35 empty] | No | [42 empty] | https://assets.lutron.com/a/documents/3691169_ENG.pdf | [7 empty] | Shelf Stock | [39 empty] | 52161525 | [6 empty] | <a href="https://lutron.widen.net/content/4y4cm6o0wa/mp4/RadioRA-3-Processor-Video.mp4?w=2048" target="_blank">Product Video Clip</a> | [6 empty] | <a href="https://assets.lutron.com/a/documents/043561.pdf" target="_blank">Warranty Information</a> |  |  |  |  | 0.160 L | [14 empty] | 0 | 0 | 0 | 0 | Lighting Fixtures | 2021-11-01 05:32 | 2024-07-20 11:32 | 0000-00-00 00:00:00 | 2024-07-20 11:32 | 0000-00-00 00:00:00 | [6 empty] | Taupe
1 | Lutron Electronics | RRST-PRO-N-MN | 4460-10405 | 4460 | 10405 | Lutron Electronics | RRST-PRO-N-MN.jpg | 784276808521 | RA3 SUNNATA DIM MN | Lutron RadioRA 3 Sunnata RF PRO LED+ Touch Dimmer Switch, 250W - Midnight |  | 2.25 | 4.5 |  | RRST-PRO-N-MN.jpg | http://grandbrass.xologic.com/vendors/4460/large/RRST-PRO-N-MN.jpg | [47 empty] | 0 | 0 | 0 | [6 empty] | 0 | 1 | 1 | EA | 1 | Lighting Controls | [27 empty] | Other Lighting Controls | [242 empty] | <a href="https://assets.lutron.com/a/documents/044385.pdf" target="_blank">Installation Instructions</a> | [23 empty] | 20.000 DW |  |  | 2.2500 IN | [89 empty] | 1.000 EA | 1.000 EA | [35 empty] | No | [42 empty] | https://assets.lutron.com/a/documents/3691169_ENG.pdf | [7 empty] | Shelf Stock | [39 empty] | 52161525 | [6 empty] | <a href="https://lutron.widen.net/content/4y4cm6o0wa/mp4/RadioRA-3-Processor-Video.mp4?w=2048" target="_blank">Product Video Clip</a> | [6 empty] | <a href="https://assets.lutron.com/a/documents/043561.pdf" target="_blank">Warranty Information</a> |  |  |  |  | 0.300 L | [14 empty] | 0 | 0 | 0 | 0 | Lighting Fixtures | 2021-11-01 05:32 | 2024-07-20 11:30 | 0000-00-00 00:00:00 | 2024-07-20 11:30 | 0000-00-00 00:00:00 | [6 empty] | Midnight
1 | Lutron Electronics | ST-6ANS-SL | 4460-10406 | 4460 | 10406 | Lutron Electronics | Ecom_ST-6ANS-SL_NoWallPlate.jpeg | 784276294492 | SUNNATA CTRL SW SL | Lutron Sunnata Switch, for 6A Lighting or 3A 1/10HP Motor, Single Pole/Multi Location, Slate |  | 2.25 | 4.5 |  | Ecom_ST-6ANS-SL_NoWallPlate.jpeg | http://grandbrass.xologic.com/vendors/4460/large/Ecom_ST-6ANS-SL_NoWallPlate.jpeg | [47 empty] | 0 | 0 | 0 | [6 empty] | 0 | 1 | 1 | EA | 1 | Lighting Controls | [27 empty] | Other Lighting Controls | [242 empty] | <a href="https://assets.lutron.com/a/documents/0301988.pdf" target="_blank">Installation Instructions</a> | [23 empty] | 10.000 DW |  |  | 2.2500 IN | [89 empty] | 1.000 EA | 1.000 EA | [35 empty] | No | [42 empty] | https://www.lutron.com/TechnicalDocumentLibrary/3691167_ENG.pdf | [7 empty] | Shelf Stock | [39 empty] | 52161525 | [6 empty] | <a href="https://lutron.widen.net/content/ws0c7phix6/mp4/Sunnata-Family-Animation.mp4" target="_blank">Product Video Clip</a> | [6 empty] | <a href="https://assets.lutron.com/a/documents/369-119_Wallbox_Warranty.pdf" target="_blank">Warranty Information</a> |  |  |  |  | 0.260 L | [14 empty] | 0 | 0 | 0 | 0 | Lighting Fixtures | 2021-11-01 05:32 | 2024-07-20 11:26 | 0000-00-00 00:00:00 | 2024-07-20 11:26 | 0000-00-00 00:00:00
1 | Lutron Electronics | ST-RD-SA | 4460-10407 | 4460 | 10407 | Lutron Electronics | Ecom_ST-RD-SA_nowallplate.jpeg | 784276294805 | SUNNATA COM DIM SA | Sunnata Companion Dimmer Switch, for use only with Sunnata Pro LED+ Dimmer Switches, Sage |  | 2.25 | 4.5 |  | Ecom_ST-RD-SA_nowallplate.jpeg | http://grandbrass.xologic.com/vendors/4460/large/Ecom_ST-RD-SA_nowallplate.jpeg | [47 empty] | 0 | 0 | 0 | [6 empty] | 0 | 1 | 1 | EA | 1 | Lighting Controls | [27 empty] | Other Lighting Controls | [242 empty] | <a href="https://assets.lutron.com/a/documents/0302016.pdf" target="_blank">Installation Instructions</a> | [23 empty] | 10.000 DW |  |  | 2.2500 IN | [89 empty] | 1.000 EA | 1.000 EA | [35 empty] | No | [42 empty] | https://www.lutron.com/TechnicalDocumentLibrary/3691167_ENG.pdf | [7 empty] | Shelf Stock | [39 empty] | 52161525 | [6 empty] | <a href="https://lutron.widen.net/content/ws0c7phix6/mp4/Sunnata-Family-Animation.mp4" target="_blank">Product Video Clip</a> | [6 empty] | <a href="https://assets.lutron.com/a/documents/369-119_Wallbox_Warranty.pdf" target="_blank">Warranty Information</a> |  |  |  |  | 0.160 L | [14 empty] | 0 | 0 | 0 | 0 | Lighting Fixtures | 2021-11-01 05:32 | 2024-07-20 11:26 | 0000-00-00 00:00:00 | 2024-07-20 11:26 | 0000-00-00 00:00:00
1 | Lutron Electronics | ST-RS-SL | 4460-10408 | 4460 | 10408 | Lutron Electronics | Ecom_ST-RS-SL_nowallplate.jpeg | 784276295123 | SUNNATA COM SW SL | Sunnata Companion Switch, for use only with Sunnata On/Off Switches, Slate |  | 2.25 | 4.5 |  | Ecom_ST-RS-SL_nowallplate.jpeg | http://grandbrass.xologic.com/vendors/4460/large/Ecom_ST-RS-SL_nowallplate.jpeg | [47 empty] | 0 | 0 | 0 | [6 empty] | 0 | 1 | 1 | EA | 1 | Lighting Controls | [27 empty] | Other Lighting Controls | [49 empty] | <a href="https://lutron.widen.net/content/acvmsqvclv/pdf/Ecom_Sunnata-Comparison-Sell-Sheet.pdf" target="_blank">Manufacturer Brochure</a> | [192 empty] | <a href="https://assets.lutron.com/a/documents/0302016.pdf" target="_blank">Installation Instructions</a> | [23 empty] | 10.000 DW |  |  | 2.2500 IN | [89 empty] | 1.000 EA | 1.000 EA | [35 empty] | No | [42 empty] | https://www.lutron.com/TechnicalDocumentLibrary/3691167_ENG.pdf | [7 empty] | Shelf Stock | [39 empty] | 52161525 | [6 empty] | <a href="https://lutron.widen.net/content/ws0c7phix6/mp4/Sunnata-Family-Animation.mp4" target="_blank">Product Video Clip</a> | [6 empty] | <a href="https://assets.lutron.com/a/documents/369-119_Wallbox_Warranty.pdf" target="_blank">Warranty Information</a> |  |  |  |  | 0.160 L | [14 empty] | 0 | 0 | 0 | 0 | Lighting Fixtures | 2021-11-01 05:32 | 2024-07-20 11:35 | 0000-00-00 00:00:00 | 2024-07-20 11:35 | 0000-00-00 00:00:00
1 | Lutron Electronics | ST-PRO-N-SA | 4460-10409 | 4460 | 10409 | Lutron Electronics | Ecom_ST-PRO-N-SA_nowallplate.jpeg | 784276295277 | SUNNATA PRO SA | Lutron Sunnata PRO LED+ Touch Dimmer Switch with Phase Selectable Dimming for LED, MLV, ELV, and Incandescent/Halogen lighting, Sage |  | 2.3 | 4.5 |  | Ecom_ST-PRO-N-SA_nowallplate.jpeg | http://grandbrass.xologic.com/vendors/4460/large/Ecom_ST-PRO-N-SA_nowallplate.jpeg | [47 empty] | 0 | 0 | 0 | [6 empty] | 0 | 1 | 1 | EA | 1 | Lighting Controls | [27 empty] | Other Lighting Controls | [49 empty] | <a href="https://lutron.widen.net/content/acvmsqvclv/pdf/Ecom_Sunnata-Comparison-Sell-Sheet.pdf" target="_blank">Manufacturer Brochure</a> | [192 empty] | <a href="https://assets.lutron.com/a/documents/0301987.pdf" target="_blank">Installation Instructions</a> | [23 empty] | 20.000 DW |  |  | 2.3000 IN | [89 empty] | 1.000 EA | 1.000 EA | [35 empty] | No | [42 empty] | https://www.lutron.com/TechnicalDocumentLibrary/3691167_ENG.pdf | [7 empty] | Shelf Stock | [39 empty] | 52161525 | [6 empty] | <a href="https://lutron.widen.net/content/ws0c7phix6/mp4/Sunnata-Family-Animation.mp4" target="_blank">Product Video Clip</a> | [6 empty] | <a href="https://assets.lutron.com/a/documents/369-119_Wallbox_Warranty.pdf" target="_blank">Warranty Information</a> |  |  |  |  | 0.270 L | [14 empty] | 0 | 0 | 0 | 0 | Lighting Fixtures | 2021-11-01 05:32 | 2024-07-20 11:39 | 0000-00-00 00:00:00 | 2024-07-20 11:39 | 0000-00-00 00:00:00
1 | Lutron Electronics | ST-PRO-N-SL | 4460-10410 | 4460 | 10410 | Lutron Electronics | Ecom_ST-PRO-N-SL_nowallplate.jpeg | 784276295291 | SUNNATA PRO SL | Lutron Sunnata PRO LED+ Touch Dimmer Switch with Phase Selectable Dimming for LED, MLV, ELV, and Incandescent/Halogen lighting, Slate |  | 2.3 | 4.5 |  | Ecom_ST-PRO-N-SL_nowallplate.jpeg | http://grandbrass.xologic.com/vendors/4460/large/Ecom_ST-PRO-N-SL_nowallplate.jpeg | [47 empty] | 0 | 0 | 0 | [6 empty] | 0 | 1 | 1 | EA | 1 | Lighting Controls | [27 empty] | Other Lighting Controls | [49 empty] | <a href="https://lutron.widen.net/content/acvmsqvclv/pdf/Ecom_Sunnata-Comparison-Sell-Sheet.pdf" target="_blank">Manufacturer Brochure</a> | [192 empty] | <a href="https://assets.lutron.com/a/documents/0301987.pdf" target="_blank">Installation Instructions</a> | [23 empty] | 20.000 DW |  |  | 2.3000 IN | [89 empty] | 1.000 EA | 1.000 EA | [35 empty] | No | [42 empty] | https://www.lutron.com/TechnicalDocumentLibrary/3691167_ENG.pdf | [7 empty] | Shelf Stock | [39 empty] | 52161525 | [6 empty] | <a href="https://lutron.widen.net/content/ws0c7phix6/mp4/Sunnata-Family-Animation.mp4" target="_blank">Product Video Clip</a> | [6 empty] | <a href="https://assets.lutron.com/a/documents/369-119_Wallbox_Warranty.pdf" target="_blank">Warranty Information</a> |  |  |  |  | 0.270 L | [14 empty] | 0 | 0 | 0 | 0 | Lighting Fixtures | 2021-11-01 05:32 | 2024-07-20 11:32 | 0000-00-00 00:00:00 | 2024-07-20 11:32 | 0000-00-00 00:00:00
1 | Lutron Electronics | RRST-8ANS-PM | 4460-10411 | 4460 | 10411 | Lutron Electronics | RRST-8ANS-PM.jpg | 784276296489 | RA3 SUNNATA SW PM | Lutron RadioRA 3 Sunnata RF Neutral Switch, 8A - Pumice |  | 2.25 | 4.5 |  | RRST-8ANS-PM.jpg | http://grandbrass.xologic.com/vendors/4460/large/RRST-8ANS-PM.jpg | [47 empty] | 0 | 0 | 0 | [6 empty] | 0 | 1 | 1 | EA | 1 | Lighting Controls | [27 empty] | Other Lighting Controls | [242 empty] | <a href="https://assets.lutron.com/a/documents/044386.pdf" target="_blank">Installation Instructions</a> | [23 empty] | 10.000 DW |  |  | 2.2500 IN | [89 empty] | 1.000 EA | 1.000 EA | [35 empty] | No | [42 empty] | https://assets.lutron.com/a/documents/3691169_ENG.pdf | [7 empty] | Shelf Stock | [39 empty] | 52161525 | [6 empty] | <a href="https://lutron.widen.net/content/4y4cm6o0wa/mp4/RadioRA-3-Processor-Video.mp4?w=2048" target="_blank">Product Video Clip</a> | [6 empty] | <a href="https://assets.lutron.com/a/documents/043561.pdf" target="_blank">Warranty Information</a> |  |  |  |  | 0.260 L | [14 empty] | 0 | 0 | 0 | 0 | Lighting Fixtures | 2021-11-01 05:32 | 2024-07-20 11:33 | 0000-00-00 00:00:00 | 2024-07-20 11:33 | 0000-00-00 00:00:00
1 | Lutron Electronics | RRST-8ANS-SA | 4460-10412 | 4460 | 10412 | Lutron Electronics | RRST-8ANS-SA.jpg | 784276296502 | RA3 SUNNATA SW SA | Lutron RadioRA 3 Sunnata RF Neutral Switch, 8A - Sage |  | 2.25 | 4.5 |  | RRST-8ANS-SA.jpg | http://grandbrass.xologic.com/vendors/4460/large/RRST-8ANS-SA.jpg | [47 empty] | 0 | 0 | 0 | [6 empty] | 0 | 1 | 1 | EA | 1 | Lighting Controls | [27 empty] | Other Lighting Controls | [242 empty] | <a href="https://assets.lutron.com/a/documents/044386.pdf" target="_blank">Installation Instructions</a> | [23 empty] | 10.000 DW |  |  | 2.2500 IN | [89 empty] | 1.000 EA | 1.000 EA | [35 empty] | No | [42 empty] | https://assets.lutron.com/a/documents/3691169_ENG.pdf | [7 empty] | Shelf Stock | [39 empty] | 52161525 | [6 empty] | <a href="https://lutron.widen.net/content/4y4cm6o0wa/mp4/RadioRA-3-Processor-Video.mp4?w=2048" target="_blank">Product Video Clip</a> | [6 empty] | <a href="https://assets.lutron.com/a/documents/043561.pdf" target="_blank">Warranty Information</a> |  |  |  |  | 0.260 L | [14 empty] | 0 | 0 | 0 | 0 | Lighting Fixtures | 2021-11-01 05:32 | 2024-07-20 11:39 | 0000-00-00 00:00:00 | 2024-07-20 11:39 | 0000-00-00 00:00:00
1 | Lutron Electronics | RRST-RS-PM | 4460-10413 | 4460 | 10413 | Lutron Electronics | RRST-RS-PM.jpg | 784276296656 | RA3 SUNNATA COM SW PM | Lutron RadioRA 3 Sunnata RF Companion Switch - Pumice |  | 2.25 | 4.5 |  | RRST-RS-PM.jpg | http://grandbrass.xologic.com/vendors/4460/large/RRST-RS-PM.jpg | [47 empty] | 0 | 0 | 0 | [6 empty] | 0 | 1 | 1 | EA | 1 | Lighting Controls | [27 empty] | Other Lighting Controls | [242 empty] | <a href="https://assets.lutron.com/a/documents/044386.pdf" target="_blank">Installation Instructions</a> | [23 empty] | 10.000 DW |  |  | 2.2500 IN | [89 empty] | 1.000 EA | 1.000 EA | [35 empty] | No | [42 empty] | https://assets.lutron.com/a/documents/3691169_ENG.pdf | [7 empty] | Shelf Stock | [39 empty] | 52161525 | [6 empty] | <a href="https://lutron.widen.net/content/4y4cm6o0wa/mp4/RadioRA-3-Processor-Video.mp4?w=2048" target="_blank">Product Video Clip</a> | [6 empty] | <a href="https://assets.lutron.com/a/documents/043561.pdf" target="_blank">Warranty Information</a> |  |  |  |  | 0.160 L | [14 empty] | 0 | 0 | 0 | 0 | Lighting Fixtures | 2021-11-01 05:32 | 2024-07-20 11:39 | 0000-00-00 00:00:00 | 2024-07-20 11:39 | 0000-00-00 00:00:00
1 | Lutron Electronics | RRST-8ANS-MN | 4460-10414 | 4460 | 10414 | Lutron Electronics | RRST-8ANS-MN.jpg | 784276808590 | RA3 SUNNATA SW MN | Lutron RadioRA 3 Sunnata RF Neutral Switch, 8A - Midnight |  | 2.25 | 4.5 |  | RRST-8ANS-MN.jpg | http://grandbrass.xologic.com/vendors/4460/large/RRST-8ANS-MN.jpg | [47 empty] | 0 | 0 | 0 | [6 empty] | 0 | 1 | 1 | EA | 1 | Lighting Controls | [27 empty] | Other Lighting Controls | [242 empty] | <a href="https://assets.lutron.com/a/documents/044386.pdf" target="_blank">Installation Instructions</a> | [23 empty] | 10.000 DW |  |  | 2.2500 IN | [89 empty] | 1.000 EA | 1.000 EA | [35 empty] | No | [42 empty] | https://assets.lutron.com/a/documents/3691169_ENG.pdf | [7 empty] | Shelf Stock | [39 empty] | 52161525 | [6 empty] | <a href="https://lutron.widen.net/content/4y4cm6o0wa/mp4/RadioRA-3-Processor-Video.mp4?w=2048" target="_blank">Product Video Clip</a> | [6 empty] | <a href="https://assets.lutron.com/a/documents/043561.pdf" target="_blank">Warranty Information</a> |  |  |  |  | 0.260 L | [14 empty] | 0 | 0 | 0 | 0 | Lighting Fixtures | 2021-11-01 05:32 | 2024-07-20 11:39 | 0000-00-00 00:00:00 | 2024-07-20 11:39 | 0000-00-00 00:00:00 | [6 empty] | Midnight
1 | Lutron Electronics | RRST-RS-SW | 4460-10415 | 4460 | 10415 | Lutron Electronics | RRST-RS-SW.jpg | 784276808743 | RA3 SUNNATA COM SW SW | Lutron RadioRA 3 Sunnata RF Companion Switch - Snow White |  | 2.25 | 4.5 |  | RRST-RS-SW.jpg | http://grandbrass.xologic.com/vendors/4460/large/RRST-RS-SW.jpg | [47 empty] | 0 | 0 | 0 | [6 empty] | 0 | 1 | 1 | EA | 1 | Lighting Controls | [27 empty] | Other Lighting Controls | [242 empty] | <a href="https://assets.lutron.com/a/documents/044386.pdf" target="_blank">Installation Instructions</a> | [23 empty] | 2.000 DW |  |  | 2.2500 IN | [89 empty] | 1.000 EA | 1.000 EA | [35 empty] | No | [42 empty] | https://assets.lutron.com/a/documents/3691169_ENG.pdf | [7 empty] | Shelf Stock | [39 empty] | 52161525 | [6 empty] | <a href="https://lutron.widen.net/content/4y4cm6o0wa/mp4/RadioRA-3-Processor-Video.mp4?w=2048" target="_blank">Product Video Clip</a> | [6 empty] | <a href="https://assets.lutron.com/a/documents/043561.pdf" target="_blank">Warranty Information</a> |  |  |  |  | 0.160 L | [14 empty] | 0 | 0 | 0 | 0 | Lighting Fixtures | 2021-11-01 05:32 | 2024-07-20 11:39 | 0000-00-00 00:00:00 | 2024-07-20 11:39 | 0000-00-00 00:00:00 | [6 empty] | Snow
1 | Lutron Electronics | ST-6ANS-IV | 4460-10416 | 4460 | 10416 | Lutron Electronics | Ecom_ST-6ANS-IV_NoWallPlate.jpeg | 784276286206 | SUNNATA CTRL SW IV | Lutron Sunnata Switch, for 6A Lighting or 3A 1/10HP Motor, Single Pole/Multi Location, Ivory |  | 2.25 | 4.5 |  | Ecom_ST-6ANS-IV_NoWallPlate.jpeg | http://grandbrass.xologic.com/vendors/4460/large/Ecom_ST-6ANS-IV_NoWallPlate.jpeg | [47 empty] | 0 | 0 | 0 | [6 empty] | 0 | 1 | 1 | EA | 1 | Lighting Controls | [27 empty] | Other Lighting Controls | [242 empty] | <a href="https://assets.lutron.com/a/documents/0301988.pdf" target="_blank">Installation Instructions</a> | [23 empty] | 10.000 DW |  |  | 2.2500 IN | [89 empty] | 1.000 EA | 1.000 EA | [35 empty] | No | [42 empty] | https://www.lutron.com/TechnicalDocumentLibrary/3691167_ENG.pdf | [7 empty] | Shelf Stock | [39 empty] | 52161525 | [6 empty] | <a href="https://lutron.widen.net/content/ws0c7phix6/mp4/Sunnata-Family-Animation.mp4" target="_blank">Product Video Clip</a> | [6 empty] | <a href="https://assets.lutron.com/a/documents/369-119_Wallbox_Warranty.pdf" target="_blank">Warranty Information</a> |  |  |  |  | 0.260 L | [14 empty] | 0 | 0 | 0 | 0 | Lighting Fixtures | 2021-11-01 05:32 | 2024-07-20 11:30 | 0000-00-00 00:00:00 | 2024-07-20 11:30 | 0000-00-00 00:00:00 | [6 empty] | Ivory
1 | Lutron Electronics | STCL-153M-BL | 4460-10417 | 4460 | 10417 | Lutron Electronics | Ecom_STCL-153M-BL_withpackaging.jpeg | 784276810937 | Sunnata LED+ Dimmer Multi Location Black | Lutron Sunnata LED+ Touch Dimmer, Single-Pole/3-way Multi-Location Dimmer, 120V, 150W LED or 600W Incandescent/Halogen, Black |  | 2.25 | 4.5 |  | Ecom_STCL-153M-BL_withpackaging.jpeg | http://grandbrass.xologic.com/vendors/4460/large/Ecom_STCL-153M-BL_withpackaging.jpeg | [47 empty] | 0 | 0 | 0 | [6 empty] | 0 | 1 | 1 | EA | 1 | Lighting Controls | [27 empty] | Other Lighting Controls | [49 empty] | <a href="https://lutron.widen.net/content/acvmsqvclv/pdf/Ecom_Sunnata-Comparison-Sell-Sheet.pdf" target="_blank">Manufacturer Brochure</a> | [192 empty] | <a href="https://assets.lutron.com/a/documents/0302030.pdf" target="_blank">Installation Instructions</a> | [23 empty] | 35.000 DW |  |  | 2.2500 IN | [89 empty] | 1.000 EA | 1.000 EA | [35 empty] | No | [42 empty] | https://www.lutron.com/TechnicalDocumentLibrary/3691167_ENG.pdf | [7 empty] | Shelf Stock | [39 empty] | 52161525 | [6 empty] | <a href="https://lutron.widen.net/content/8txwdz8fgz/original/Ecom_SunnataLED_benefitvideo.mp4" target="_blank">Product Video Clip</a> | [6 empty] | <a href="https://assets.lutron.com/a/documents/369-119_Wallbox_Warranty.pdf" target="_blank">Warranty Information</a> |  |  |  |  | 0.300 L | [14 empty] | 0 | 0 | 0 | 0 | Lighting Fixtures | 2021-11-01 05:32 | 2024-07-20 11:28 | 0000-00-00 00:00:00 | 2024-07-20 11:28 | 0000-00-00 00:00:00 | [6 empty] | Black
1 | Lutron Electronics | ST-RS-SW | 4460-10418 | 4460 | 10418 | Lutron Electronics | Ecom_ST-RS-SW_nowallplate.jpeg | 784276286367 | SUNNATA COM SW SW | Sunnata Companion Switch, for use only with Sunnata On/Off Switches, Snow |  | 2.25 | 4.5 |  | Ecom_ST-RS-SW_nowallplate.jpeg | http://grandbrass.xologic.com/vendors/4460/large/Ecom_ST-RS-SW_nowallplate.jpeg | [47 empty] | 0 | 0 | 0 | [6 empty] | 0 | 1 | 1 | EA | 1 | Lighting Controls | [27 empty] | Other Lighting Controls | [49 empty] | <a href="https://lutron.widen.net/content/acvmsqvclv/pdf/Ecom_Sunnata-Comparison-Sell-Sheet.pdf" target="_blank">Manufacturer Brochure</a> | [192 empty] | <a href="https://assets.lutron.com/a/documents/0302016.pdf" target="_blank">Installation Instructions</a> | [23 empty] | 2.000 DW |  |  | 2.2500 IN | [89 empty] | 1.000 EA | 1.000 EA | [35 empty] | No | [42 empty] | https://www.lutron.com/TechnicalDocumentLibrary/3691167_ENG.pdf | [7 empty] | Shelf Stock | [39 empty] | 52161525 | [6 empty] | <a href="https://lutron.widen.net/content/ws0c7phix6/mp4/Sunnata-Family-Animation.mp4" target="_blank">Product Video Clip</a> | [6 empty] | <a href="https://assets.lutron.com/a/documents/369-119_Wallbox_Warranty.pdf" target="_blank">Warranty Information</a> |  |  |  |  | 0.160 L | [14 empty] | 0 | 0 | 0 | 0 | Lighting Fixtures | 2021-11-01 05:32 | 2024-07-20 11:35 | 0000-00-00 00:00:00 | 2024-07-20 11:35 | 0000-00-00 00:00:00 | [6 empty] | Snow
1 | Lutron Electronics | ST-6ANS-SR | 4460-10419 | 4460 | 10419 | Lutron Electronics | Ecom_ST-6ANS-SR_NoWallPlate.jpeg | 784276294522 | SUNNATA CTRL SW SR | Lutron Sunnata Switch, for 6A Lighting or 3A 1/10HP Motor, Single Pole/Multi Location, Signal Red |  | 2.25 | 4.5 |  | Ecom_ST-6ANS-SR_NoWallPlate.jpeg | http://grandbrass.xologic.com/vendors/4460/large/Ecom_ST-6ANS-SR_NoWallPlate.jpeg | [47 empty] | 0 | 0 | 0 | [6 empty] | 0 | 1 | 1 | EA | 1 | Lighting Controls | [27 empty] | Other Lighting Controls | [242 empty] | <a href="https://assets.lutron.com/a/documents/0301988.pdf" target="_blank">Installation Instructions</a> | [23 empty] | 10.000 DW |  |  | 2.2500 IN | [89 empty] | 1.000 EA | 1.000 EA | [35 empty] | No | [42 empty] | https://www.lutron.com/TechnicalDocumentLibrary/3691167_ENG.pdf | [7 empty] | Shelf Stock | [39 empty] | 52161525 | [6 empty] | <a href="https://lutron.widen.net/content/ws0c7phix6/mp4/Sunnata-Family-Animation.mp4" target="_blank">Product Video Clip</a> | [6 empty] | <a href="https://assets.lutron.com/a/documents/369-119_Wallbox_Warranty.pdf" target="_blank">Warranty Information</a> |  |  |  |  | 0.260 L | [14 empty] | 0 | 0 | 0 | 0 | Lighting Fixtures | 2021-11-01 05:32 | 2024-07-20 11:37 | 0000-00-00 00:00:00 | 2024-07-20 11:37 | 0000-00-00 00:00:00
1 | Lutron Electronics | ST-RD-RW | 4460-10420 | 4460 | 10420 | Lutron Electronics | Ecom_ST-RD-RW_nowallplate.jpeg | 784276294782 | SUNNATA COM DIM RW | Sunnata Companion Dimmer Switch, for use only with Sunnata Pro LED+ Dimmer Switches, Architectural White |  | 2.25 | 4.5 |  | Ecom_ST-RD-RW_nowallplate.jpeg | http://grandbrass.xologic.com/vendors/4460/large/Ecom_ST-RD-RW_nowallplate.jpeg | [47 empty] | 0 | 0 | 0 | [6 empty] | 0 | 1 | 1 | EA | 1 | Lighting Controls | [27 empty] | Other Lighting Controls | [242 empty] | <a href="https://assets.lutron.com/a/documents/0302016.pdf" target="_blank">Installation Instructions</a> | [23 empty] | 20.000 DW |  |  | 2.2500 IN | [89 empty] | 1.000 EA | 1.000 EA | [35 empty] | No | [42 empty] | https://www.lutron.com/TechnicalDocumentLibrary/3691167_ENG.pdf | [7 empty] | Shelf Stock | [39 empty] | 52161525 | [6 empty] | <a href="https://lutron.widen.net/content/ws0c7phix6/mp4/Sunnata-Family-Animation.mp4" target="_blank">Product Video Clip</a> | [6 empty] | <a href="https://assets.lutron.com/a/documents/369-119_Wallbox_Warranty.pdf" target="_blank">Warranty Information</a> |  |  |  |  | 0.160 L | [14 empty] | 0 | 0 | 0 | 0 | Lighting Fixtures | 2021-11-01 05:32 | 2024-07-20 11:37 | 0000-00-00 00:00:00 | 2024-07-20 11:37 | 0000-00-00 00:00:00
1 | Lutron Electronics | ST-RD-SR | 4460-10421 | 4460 | 10421 | Lutron Electronics | Ecom_ST-RD-SR_nowallplate.jpeg | 784276294874 | SUNNATA COM DIM SR | Sunnata Companion Dimmer Switch, for use only with Sunnata Pro LED+ Dimmer Switches, Signal Red |  | 2.25 | 4.5 |  | Ecom_ST-RD-SR_nowallplate.jpeg | http://grandbrass.xologic.com/vendors/4460/large/Ecom_ST-RD-SR_nowallplate.jpeg | [47 empty] | 0 | 0 | 0 | [6 empty] | 0 | 1 | 1 | EA | 1 | Lighting Controls | [27 empty] | Other Lighting Controls | [242 empty] | <a href="https://assets.lutron.com/a/documents/0302016.pdf" target="_blank">Installation Instructions</a> | [23 empty] | 10.000 DW |  |  | 2.2500 IN | [89 empty] | 1.000 EA | 1.000 EA | [35 empty] | No | [42 empty] | https://www.lutron.com/TechnicalDocumentLibrary/3691167_ENG.pdf | [7 empty] | Shelf Stock | [39 empty] | 52161525 | [6 empty] | <a href="https://lutron.widen.net/content/ws0c7phix6/mp4/Sunnata-Family-Animation.mp4" target="_blank">Product Video Clip</a> | [6 empty] | <a href="https://assets.lutron.com/a/documents/369-119_Wallbox_Warranty.pdf" target="_blank">Warranty Information</a> |  |  |  |  | 0.160 L | [14 empty] | 0 | 0 | 0 | 0 | Lighting Fixtures | 2021-11-01 05:32 | 2024-07-20 11:43 | 0000-00-00 00:00:00 | 2024-07-20 11:43 | 0000-00-00 00:00:00
1 | Lutron Electronics | ST-RS-RW | 4460-10422 | 4460 | 10422 | Lutron Electronics | Ecom_ST-RS-RW_nowallplate.jpeg | 784276295093 | SUNNATA COM SW RW | Sunnata Companion Switch, for use only with Sunnata On/Off Switches, Architectural White |  | 2.25 | 4.5 |  | Ecom_ST-RS-RW_nowallplate.jpeg | http://grandbrass.xologic.com/vendors/4460/large/Ecom_ST-RS-RW_nowallplate.jpeg | [47 empty] | 0 | 0 | 0 | [6 empty] | 0 | 1 | 1 | EA | 1 | Lighting Controls | [27 empty] | Other Lighting Controls | [49 empty] | <a href="https://lutron.widen.net/content/acvmsqvclv/pdf/Ecom_Sunnata-Comparison-Sell-Sheet.pdf" target="_blank">Manufacturer Brochure</a> | [192 empty] | <a href="https://assets.lutron.com/a/documents/0302016.pdf" target="_blank">Installation Instructions</a> | [23 empty] | 20.000 DW |  |  | 2.2500 IN | [89 empty] | 1.000 EA | 1.000 EA | [35 empty] | No | [42 empty] | https://www.lutron.com/TechnicalDocumentLibrary/3691167_ENG.pdf | [7 empty] | Shelf Stock | [39 empty] | 52161525 | [6 empty] | <a href="https://lutron.widen.net/content/ws0c7phix6/mp4/Sunnata-Family-Animation.mp4" target="_blank">Product Video Clip</a> | [6 empty] | <a href="https://assets.lutron.com/a/documents/369-119_Wallbox_Warranty.pdf" target="_blank">Warranty Information</a> |  |  |  |  | 0.160 L | [14 empty] | 0 | 0 | 0 | 0 | Lighting Fixtures | 2021-11-01 05:32 | 2024-07-20 11:38 | 0000-00-00 00:00:00 | 2024-07-20 11:38 | 0000-00-00 00:00:00
1 | Lutron Electronics | ST-PRO-N-RW | 4460-10423 | 4460 | 10423 | Lutron Electronics | Ecom_ST-PRO-N-RW_nowallplate.jpeg | 784276295260 | SUNNATA PRO RW | Lutron Sunnata PRO LED+ Touch Dimmer Switch with Phase Selectable Dimming for LED, MLV, ELV, and Incandescent/Halogen lighting, Architectural White |  | 2.3 | 4.5 |  | Ecom_ST-PRO-N-RW_nowallplate.jpeg | http://grandbrass.xologic.com/vendors/4460/large/Ecom_ST-PRO-N-RW_nowallplate.jpeg | [47 empty] | 0 | 0 | 0 | [6 empty] | 0 | 1 | 1 | EA | 1 | Lighting Controls | [27 empty] | Other Lighting Controls | [49 empty] | <a href="https://lutron.widen.net/content/acvmsqvclv/pdf/Ecom_Sunnata-Comparison-Sell-Sheet.pdf" target="_blank">Manufacturer Brochure</a> | [192 empty] | <a href="https://assets.lutron.com/a/documents/0301987.pdf" target="_blank">Installation Instructions</a> | [23 empty] | 20.000 DW |  |  | 2.3000 IN | [89 empty] | 1.000 EA | 1.000 EA | [35 empty] | No | [42 empty] | https://www.lutron.com/TechnicalDocumentLibrary/3691167_ENG.pdf | [7 empty] | Shelf Stock | [39 empty] | 52161525 | [6 empty] | <a href="https://lutron.widen.net/content/ws0c7phix6/mp4/Sunnata-Family-Animation.mp4" target="_blank">Product Video Clip</a> | [6 empty] | <a href="https://assets.lutron.com/a/documents/369-119_Wallbox_Warranty.pdf" target="_blank">Warranty Information</a> |  |  |  |  | 0.270 L | [14 empty] | 0 | 0 | 0 | 0 | Lighting Fixtures | 2021-11-01 05:32 | 2024-07-20 11:30 | 0000-00-00 00:00:00 | 2024-07-20 11:30 | 0000-00-00 00:00:00
1 | Lutron Electronics | RRST-PRO-N-RW | 4460-10424 | 4460 | 10424 | Lutron Electronics | RRST-PRO-N-RW.jpg | 784276295857 | RA3 SUNNATA DIM RW | Lutron RadioRA 3 Sunnata RF PRO LED+ Touch Dimmer Switch, 250W - Architectural White |  | 2.25 | 4.5 |  | RRST-PRO-N-RW.jpg | http://grandbrass.xologic.com/vendors/4460/large/RRST-PRO-N-RW.jpg | [47 empty] | 0 | 0 | 0 | [6 empty] | 0 | 1 | 1 | EA | 1 | Lighting Controls | [27 empty] | Other Lighting Controls | [242 empty] | <a href="https://assets.lutron.com/a/documents/044385.pdf" target="_blank">Installation Instructions</a> | [23 empty] | 20.000 DW |  |  | 2.2500 IN | [89 empty] | 1.000 EA | 1.000 EA | [35 empty] | No | [42 empty] | https://assets.lutron.com/a/documents/3691169_ENG.pdf | [7 empty] | Shelf Stock | [39 empty] | 52161525 | [6 empty] | <a href="https://lutron.widen.net/content/4y4cm6o0wa/mp4/RadioRA-3-Processor-Video.mp4?w=2048" target="_blank">Product Video Clip</a> | [6 empty] | <a href="https://assets.lutron.com/a/documents/043561.pdf" target="_blank">Warranty Information</a> |  |  |  |  | 0.260 L | [14 empty] | 0 | 0 | 0 | 0 | Lighting Fixtures | 2021-11-01 05:32 | 2024-07-20 11:36 | 0000-00-00 00:00:00 | 2024-07-20 11:36 | 0000-00-00 00:00:00
1 | Lutron Electronics | RRST-RD-RW | 4460-10425 | 4460 | 10425 | Lutron Electronics | RRST-RD-RW.jpg | 784276296199 | RA3 SUNNATA COM DIM RW | Lutron RadioRA 3 Sunnata RF Companion Touch Dimmer Switch - Architectural White |  | 2.3 | 4.5 |  | RRST-RD-RW.jpg | http://grandbrass.xologic.com/vendors/4460/large/RRST-RD-RW.jpg | [47 empty] | 0 | 0 | 0 | [6 empty] | 0 | 1 | 1 | EA | 1 | Lighting Controls | [27 empty] | Other Lighting Controls | [242 empty] | <a href="https://assets.lutron.com/a/documents/044385.pdf" target="_blank">Installation Instructions</a> | [23 empty] | 20.000 DW |  |  | 2.3000 IN | [89 empty] | 1.000 EA | 1.000 EA | [35 empty] | No | [42 empty] | https://assets.lutron.com/a/documents/3691169_ENG.pdf | [7 empty] | Shelf Stock | [39 empty] | 52161525 | [6 empty] | <a href="https://lutron.widen.net/content/4y4cm6o0wa/mp4/RadioRA-3-Processor-Video.mp4?w=2048" target="_blank">Product Video Clip</a> | [6 empty] | <a href="https://assets.lutron.com/a/documents/043561.pdf" target="_blank">Warranty Information</a> |  |  |  |  | 0.260 L | [14 empty] | 0 | 0 | 0 | 0 | Lighting Fixtures | 2021-11-01 05:32 | 2024-07-20 11:32 | 0000-00-00 00:00:00 | 2024-07-20 11:32 | 0000-00-00 00:00:00
1 | Lutron Electronics | RRST-8ANS-RW | 4460-10426 | 4460 | 10426 | Lutron Electronics | RRST-8ANS-RW.jpg | 784276296496 | RA3 SUNNATA SW RW | Lutron RadioRA 3 Sunnata RF Neutral Switch, 8A - Architctural White |  | 2.25 | 4.5 |  | RRST-8ANS-RW.jpg | http://grandbrass.xologic.com/vendors/4460/large/RRST-8ANS-RW.jpg | [47 empty] | 0 | 0 | 0 | [6 empty] | 0 | 1 | 1 | EA | 1 | Lighting Controls | [27 empty] | Other Lighting Controls | [242 empty] | <a href="https://assets.lutron.com/a/documents/044386.pdf" target="_blank">Installation Instructions</a> | [23 empty] | 20.000 DW |  |  | 2.2500 IN | [89 empty] | 1.000 EA | 1.000 EA | [35 empty] | No | [42 empty] | https://assets.lutron.com/a/documents/3691169_ENG.pdf | [7 empty] | Shelf Stock | [39 empty] | 52161525 | [6 empty] | <a href="https://lutron.widen.net/content/4y4cm6o0wa/mp4/RadioRA-3-Processor-Video.mp4?w=2048" target="_blank">Product Video Clip</a> | [6 empty] | <a href="https://assets.lutron.com/a/documents/043561.pdf" target="_blank">Warranty Information</a> |  |  |  |  | 0.260 L | [14 empty] | 0 | 0 | 0 | 0 | Lighting Fixtures | 2021-11-01 05:32 | 2024-07-20 11:31 | 0000-00-00 00:00:00 | 2024-07-20 11:31 | 0000-00-00 00:00:00
1 | Lutron Electronics | RRST-RS-RW | 4460-10427 | 4460 | 10427 | Lutron Electronics | RRST-RS-RW.jpg | 784276296663 | RA3 SUNNATA COM SW RW | Lutron RadioRA 3 Sunnata RF Companion Switch - Architectural White |  | 2.25 | 4.5 |  | RRST-RS-RW.jpg | http://grandbrass.xologic.com/vendors/4460/large/RRST-RS-RW.jpg | [47 empty] | 0 | 0 | 0 | [6 empty] | 0 | 1 | 1 | EA | 1 | Lighting Controls | [27 empty] | Other Lighting Controls | [242 empty] | <a href="https://assets.lutron.com/a/documents/044386.pdf" target="_blank">Installation Instructions</a> | [23 empty] | 20.000 DW |  |  | 2.2500 IN | [89 empty] | 1.000 EA | 1.000 EA | [35 empty] | No | [42 empty] | https://assets.lutron.com/a/documents/3691169_ENG.pdf | [7 empty] | Shelf Stock | [39 empty] | 52161525 | [6 empty] | <a href="https://lutron.widen.net/content/4y4cm6o0wa/mp4/RadioRA-3-Processor-Video.mp4?w=2048" target="_blank">Product Video Clip</a> | [6 empty] | <a href="https://assets.lutron.com/a/documents/043561.pdf" target="_blank">Warranty Information</a> |  |  |  |  | 0.160 L | [14 empty] | 0 | 0 | 0 | 0 | Lighting Fixtures | 2021-11-01 05:32 | 2024-07-20 11:34 | 0000-00-00 00:00:00 | 2024-07-20 11:34 | 0000-00-00 00:00:00
1 | Lutron Electronics | RRST-8ANS-LA | 4460-10428 | 4460 | 10428 | Lutron Electronics | RRST-8ANS-LA.jpg | 784276808583 | RA3 SUNNATA SW LA | Lutron RadioRA 3 Sunnata RF Neutral Switch, 8A - Light Almond |  | 2.25 | 4.5 |  | RRST-8ANS-LA.jpg | http://grandbrass.xologic.com/vendors/4460/large/RRST-8ANS-LA.jpg | [47 empty] | 0 | 0 | 0 | [6 empty] | 0 | 1 | 1 | EA | 1 | Lighting Controls | [27 empty] | Other Lighting Controls | [242 empty] | <a href="https://assets.lutron.com/a/documents/044386.pdf" target="_blank">Installation Instructions</a> | [23 empty] | 10.000 DW |  |  | 2.2500 IN | [89 empty] | 1.000 EA | 1.000 EA | [35 empty] | No | [42 empty] | https://assets.lutron.com/a/documents/3691169_ENG.pdf | [7 empty] | Shelf Stock | [39 empty] | 52161525 | [6 empty] | <a href="https://lutron.widen.net/content/4y4cm6o0wa/mp4/RadioRA-3-Processor-Video.mp4?w=2048" target="_blank">Product Video Clip</a> | [6 empty] | <a href="https://assets.lutron.com/a/documents/043561.pdf" target="_blank">Warranty Information</a> |  |  |  |  | 0.260 L | [14 empty] | 0 | 0 | 0 | 0 | Lighting Fixtures | 2021-11-01 05:32 | 2024-07-20 11:40 | 0000-00-00 00:00:00 | 2024-07-20 11:40 | 0000-00-00 00:00:00
1 | Lutron Electronics | RRST-RS-WH | 4460-10429 | 4460 | 10429 | Lutron Electronics | RRST-RS-WH.jpg | 784276808750 | RA3 SUNNATA COM SW WH | Lutron RadioRA 3 Sunnata RF Companion Switch - White |  | 2.3 | 4.5 |  | RRST-RS-WH.jpg | http://grandbrass.xologic.com/vendors/4460/large/RRST-RS-WH.jpg | [47 empty] | 0 | 0 | 0 | [6 empty] | 0 | 1 | 1 | EA | 1 | Lighting Controls | [27 empty] | Other Lighting Controls | [242 empty] | <a href="https://assets.lutron.com/a/documents/044386.pdf" target="_blank">Installation Instructions</a> | [23 empty] | 2.000 DW |  |  | 2.3000 IN | [89 empty] | 1.000 EA | 1.000 EA | [35 empty] | No | [42 empty] | https://assets.lutron.com/a/documents/3691169_ENG.pdf | [7 empty] | Shelf Stock | [39 empty] | 52161525 | [6 empty] | <a href="https://lutron.widen.net/content/4y4cm6o0wa/mp4/RadioRA-3-Processor-Video.mp4?w=2048" target="_blank">Product Video Clip</a> | [6 empty] | <a href="https://assets.lutron.com/a/documents/043561.pdf" target="_blank">Warranty Information</a> |  |  |  |  | 0.250 L | [14 empty] | 0 | 0 | 0 | 0 | Lighting Fixtures | 2021-11-01 05:32 | 2024-07-20 11:30 | 0000-00-00 00:00:00 | 2024-07-20 11:30 | 0000-00-00 00:00:00 | [6 empty] | White
1 | Lutron Electronics | ST-PRO-N-LA | 4460-10430 | 4460 | 10430 | Lutron Electronics | Ecom_ST-PRO-N-LA_nowallplate.jpeg | 784276286121 | SUNNATA PRO LA | Lutron Sunnata PRO LED+ Touch Dimmer Switch with Phase Selectable Dimming for LED, MLV, ELV, and Incandescent/Halogen lighting, Light Almond |  | 2.25 | 4.5 |  | Ecom_ST-PRO-N-LA_nowallplate.jpeg | http://grandbrass.xologic.com/vendors/4460/large/Ecom_ST-PRO-N-LA_nowallplate.jpeg | [47 empty] | 0 | 0 | 0 | [6 empty] | 0 | 1 | 1 | EA | 1 | Lighting Controls | [27 empty] | Other Lighting Controls | [49 empty] | <a href="https://lutron.widen.net/content/acvmsqvclv/pdf/Ecom_Sunnata-Comparison-Sell-Sheet.pdf" target="_blank">Manufacturer Brochure</a> | [192 empty] | <a href="https://assets.lutron.com/a/documents/0301987.pdf" target="_blank">Installation Instructions</a> | [23 empty] | 20.000 DW |  |  | 2.2500 IN | [89 empty] | 1.000 EA | 1.000 EA | [35 empty] | No | [42 empty] | https://www.lutron.com/TechnicalDocumentLibrary/3691167_ENG.pdf | [7 empty] | Shelf Stock | [39 empty] | 52161525 | [6 empty] | <a href="https://lutron.widen.net/content/ws0c7phix6/mp4/Sunnata-Family-Animation.mp4" target="_blank">Product Video Clip</a> | [6 empty] | <a href="https://assets.lutron.com/a/documents/369-119_Wallbox_Warranty.pdf" target="_blank">Warranty Information</a> |  |  |  |  | 0.260 L | [14 empty] | 0 | 0 | 0 | 0 | Lighting Fixtures | 2021-11-01 05:38 | 2024-07-20 11:30 | 0000-00-00 00:00:00 | 2024-07-20 11:30 | 0000-00-00 00:00:00
1 | Lutron Electronics | ST-6ANS-SW | 4460-10431 | 4460 | 10431 | Lutron Electronics | Ecom_ST-6ANS-SW_NoWallPlate.jpeg | 784276286220 | SUNNATA CTRL SW SW | Lutron Sunnata Switch, for 6A Lighting or 3A 1/10HP Motor, Single Pole/Multi Location, Snow |  | 2.3 | 4.5 |  | Ecom_ST-6ANS-SW_NoWallPlate.jpeg | http://grandbrass.xologic.com/vendors/4460/large/Ecom_ST-6ANS-SW_NoWallPlate.jpeg | [47 empty] | 0 | 0 | 0 | [6 empty] | 0 | 1 | 1 | EA | 1 | Lighting Controls | [27 empty] | Other Lighting Controls | [242 empty] | <a href="https://assets.lutron.com/a/documents/0301988.pdf" target="_blank">Installation Instructions</a> | [23 empty] | 2.000 DW |  |  | 2.3000 IN | [89 empty] | 1.000 EA | 1.000 EA | [35 empty] | No | [42 empty] | https://www.lutron.com/TechnicalDocumentLibrary/3691167_ENG.pdf | [7 empty] | Shelf Stock | [39 empty] | 52161525 | [6 empty] | <a href="https://lutron.widen.net/content/ws0c7phix6/mp4/Sunnata-Family-Animation.mp4" target="_blank">Product Video Clip</a> | [6 empty] | <a href="https://assets.lutron.com/a/documents/369-119_Wallbox_Warranty.pdf" target="_blank">Warranty Information</a> |  |  |  |  | 0.260 L | [14 empty] | 0 | 0 | 0 | 0 | Lighting Fixtures | 2021-11-01 05:38 | 2024-07-20 11:39 | 0000-00-00 00:00:00 | 2024-07-20 11:39 | 0000-00-00 00:00:00 | [6 empty] | Snow
1 | Lutron Electronics | ST-RS-BI | 4460-10432 | 4460 | 10432 | Lutron Electronics | Ecom_ST-RS-BI_nowallplate.jpeg | 784276286374 | SUNNATA COM SW BI | Sunnata Companion Switch, for use only with Sunnata On/Off Switches, Biscuit |  | 2.25 | 4.5 |  | Ecom_ST-RS-BI_nowallplate.jpeg | http://grandbrass.xologic.com/vendors/4460/large/Ecom_ST-RS-BI_nowallplate.jpeg | [47 empty] | 0 | 0 | 0 | [6 empty] | 0 | 1 | 1 | EA | 1 | Lighting Controls | [27 empty] | Other Lighting Controls | [49 empty] | <a href="https://lutron.widen.net/content/acvmsqvclv/pdf/Ecom_Sunnata-Comparison-Sell-Sheet.pdf" target="_blank">Manufacturer Brochure</a> | [192 empty] | <a href="https://assets.lutron.com/a/documents/0302016.pdf" target="_blank">Installation Instructions</a> | [23 empty] | 20.000 DW |  |  | 2.2500 IN | [89 empty] | 1.000 EA | 1.000 EA | [35 empty] | No | [42 empty] | https://www.lutron.com/TechnicalDocumentLibrary/3691167_ENG.pdf | [7 empty] | Shelf Stock | [39 empty] | 52161525 | [6 empty] | <a href="https://lutron.widen.net/content/ws0c7phix6/mp4/Sunnata-Family-Animation.mp4" target="_blank">Product Video Clip</a> | [6 empty] | <a href="https://assets.lutron.com/a/documents/369-119_Wallbox_Warranty.pdf" target="_blank">Warranty Information</a> |  |  |  |  | 0.160 L | [14 empty] | 0 | 0 | 0 | 0 | Lighting Fixtures | 2021-11-01 05:38 | 2024-07-20 11:28 | 0000-00-00 00:00:00 | 2024-07-20 11:28 | 0000-00-00 00:00:00 | [6 empty] | Biscuit
1 | Lutron Electronics | ST-RS-BW | 4460-10433 | 4460 | 10433 | Lutron Electronics | Ecom_ST-RS-BW_nowallplate.jpeg | 784276294935 | SUNNATA COM SW BW | Sunnata Companion Switch, for use only with Sunnata On/Off Switches, Brilliant White |  | 2.3 | 4.5 |  | Ecom_ST-RS-BW_nowallplate.jpeg | http://grandbrass.xologic.com/vendors/4460/large/Ecom_ST-RS-BW_nowallplate.jpeg | [47 empty] | 0 | 0 | 0 | [6 empty] | 0 | 1 | 1 | EA | 1 | Lighting Controls | [27 empty] | Other Lighting Controls | [49 empty] | <a href="https://lutron.widen.net/content/acvmsqvclv/pdf/Ecom_Sunnata-Comparison-Sell-Sheet.pdf" target="_blank">Manufacturer Brochure</a> | [192 empty] | <a href="https://assets.lutron.com/a/documents/0302016.pdf" target="_blank">Installation Instructions</a> | [23 empty] | 20.000 DW |  |  | 2.2500 IN | [89 empty] | 1.000 EA | 1.000 EA | [35 empty] | No | [42 empty] | https://www.lutron.com/TechnicalDocumentLibrary/3691167_ENG.pdf | [7 empty] | Shelf Stock | [39 empty] | 52161525 | [6 empty] | <a href="https://lutron.widen.net/content/ws0c7phix6/mp4/Sunnata-Family-Animation.mp4" target="_blank">Product Video Clip</a> | [6 empty] | <a href="https://assets.lutron.com/a/documents/369-119_Wallbox_Warranty.pdf" target="_blank">Warranty Information</a> |  |  |  |  | 0.160 L | [14 empty] | 0 | 0 | 0 | 0 | Lighting Fixtures | 2021-11-01 05:38 | 2024-07-20 11:40 | 0000-00-00 00:00:00 | 2024-07-20 11:40 | 0000-00-00 00:00:00
1 | Lutron Electronics | ST-RS-MI | 4460-10434 | 4460 | 10434 | Lutron Electronics | Ecom_ST-RS-MI_nowallplate.jpeg | 784276295062 | SUNNATA COM SW MI | Sunnata Companion Switch, for use only with Sunnata On/Off Switches, Mist |  | 2.25 | 4.5 |  | Ecom_ST-RS-MI_nowallplate.jpeg | http://grandbrass.xologic.com/vendors/4460/large/Ecom_ST-RS-MI_nowallplate.jpeg | [47 empty] | 0 | 0 | 0 | [6 empty] | 0 | 1 | 1 | EA | 1 | Lighting Controls | [27 empty] | Other Lighting Controls | [49 empty] | <a href="https://lutron.widen.net/content/acvmsqvclv/pdf/Ecom_Sunnata-Comparison-Sell-Sheet.pdf" target="_blank">Manufacturer Brochure</a> | [192 empty] | <a href="https://assets.lutron.com/a/documents/0302016.pdf" target="_blank">Installation Instructions</a> | [23 empty] | 10.000 DW |  |  | 2.2500 IN | [89 empty] | 1.000 EA | 1.000 EA | [35 empty] | No | [42 empty] | https://www.lutron.com/TechnicalDocumentLibrary/3691167_ENG.pdf | [7 empty] | Shelf Stock | [39 empty] | 52161525 | [6 empty] | <a href="https://lutron.widen.net/content/ws0c7phix6/mp4/Sunnata-Family-Animation.mp4" target="_blank">Product Video Clip</a> | [6 empty] | <a href="https://assets.lutron.com/a/documents/369-119_Wallbox_Warranty.pdf" target="_blank">Warranty Information</a> |  |  |  |  | 0.160 L | [14 empty] | 0 | 0 | 0 | 0 | Lighting Fixtures | 2021-11-01 05:38 | 2024-07-20 11:33 | 0000-00-00 00:00:00 | 2024-07-20 11:33 | 0000-00-00 00:00:00
1 | Lutron Electronics | ST-RS-SR | 4460-10435 | 4460 | 10435 | Lutron Electronics | Ecom_ST-RS-SR_nowallplate.jpeg | 784276295130 | SUNNATA COM SW SR | Sunnata Companion Switch, for use only with Sunnata On/Off Switches, Signal Red |  | 2.25 | 4.5 |  | Ecom_ST-RS-SR_nowallplate.jpeg | http://grandbrass.xologic.com/vendors/4460/large/Ecom_ST-RS-SR_nowallplate.jpeg | [47 empty] | 0 | 0 | 0 | [6 empty] | 0 | 1 | 1 | EA | 1 | Lighting Controls | [27 empty] | Other Lighting Controls | [49 empty] | <a href="https://lutron.widen.net/content/acvmsqvclv/pdf/Ecom_Sunnata-Comparison-Sell-Sheet.pdf" target="_blank">Manufacturer Brochure</a> | [192 empty] | <a href="https://assets.lutron.com/a/documents/0302016.pdf" target="_blank">Installation Instructions</a> | [23 empty] | 10.000 DW |  |  | 2.2500 IN | [89 empty] | 1.000 EA | 1.000 EA | [35 empty] | No | [42 empty] | https://www.lutron.com/TechnicalDocumentLibrary/3691167_ENG.pdf | [7 empty] | Shelf Stock | [39 empty] | 52161525 | [6 empty] | <a href="https://lutron.widen.net/content/ws0c7phix6/mp4/Sunnata-Family-Animation.mp4" target="_blank">Product Video Clip</a> | [6 empty] | <a href="https://assets.lutron.com/a/documents/369-119_Wallbox_Warranty.pdf" target="_blank">Warranty Information</a> |  |  |  |  | 0.160 L | [14 empty] | 0 | 0 | 0 | 0 | Lighting Fixtures | 2021-11-01 05:38 | 2024-07-20 11:28 | 0000-00-00 00:00:00 | 2024-07-20 11:28 | 0000-00-00 00:00:00
1 | Lutron Electronics | RRST-PRO-N-PM | 4460-10436 | 4460 | 10436 | Lutron Electronics | RRST-PRO-N-PM.jpg | 784276295833 | RA3 SUNNATA DIM PM | Lutron RadioRA 3 Sunnata RF PRO LED+ Touch Dimmer Switch, 250W - Pumice |  | 2.4 | 4.6 |  | RRST-PRO-N-PM.jpg | http://grandbrass.xologic.com/vendors/4460/large/RRST-PRO-N-PM.jpg | [47 empty] | 0 | 0 | 0 | [6 empty] | 0 | 1 | 1 | EA | 1 | Lighting Controls | [27 empty] | Other Lighting Controls | [242 empty] | <a href="https://assets.lutron.com/a/documents/044385.pdf" target="_blank">Installation Instructions</a> | [23 empty] | 20.000 DW |  |  | 2.4000 IN | [89 empty] | 1.000 EA | 1.000 EA | [35 empty] | No | [42 empty] | https://assets.lutron.com/a/documents/3691169_ENG.pdf | [7 empty] | Shelf Stock | [39 empty] | 52161525 | [6 empty] | <a href="https://lutron.widen.net/content/4y4cm6o0wa/mp4/RadioRA-3-Processor-Video.mp4?w=2048" target="_blank">Product Video Clip</a> | [6 empty] | <a href="https://assets.lutron.com/a/documents/043561.pdf" target="_blank">Warranty Information</a> |  |  |  |  | 0.260 L | [14 empty] | 0 | 0 | 0 | 0 | Lighting Fixtures | 2021-11-01 05:38 | 2024-07-20 11:34 | 0000-00-00 00:00:00 | 2024-07-20 11:34 | 0000-00-00 00:00:00
1 | Lutron Electronics | RRST-PRO-N-TP | 4460-10437 | 4460 | 10437 | Lutron Electronics | RRST-PRO-N-TP.jpg | 784276295970 | RA3 SUNNATA DIM TP | Lutron RadioRA 3 Sunnata RF PRO LED+ Touch Dimmer Switch, 250W - Taupe |  | 2.25 | 4.5 |  | RRST-PRO-N-TP.jpg | http://grandbrass.xologic.com/vendors/4460/large/RRST-PRO-N-TP.jpg | [47 empty] | 0 | 0 | 0 | [6 empty] | 0 | 1 | 1 | EA | 1 | Lighting Controls | [27 empty] | Other Lighting Controls | [242 empty] | <a href="https://assets.lutron.com/a/documents/044385.pdf" target="_blank">Installation Instructions</a> | [23 empty] | 20.000 DW |  |  | 2.2500 IN | [89 empty] | 1.000 EA | 1.000 EA | [35 empty] | No | [42 empty] | https://assets.lutron.com/a/documents/3691169_ENG.pdf | [7 empty] | Shelf Stock | [39 empty] | 52161525 | [6 empty] | <a href="https://lutron.widen.net/content/4y4cm6o0wa/mp4/RadioRA-3-Processor-Video.mp4?w=2048" target="_blank">Product Video Clip</a> | [6 empty] | <a href="https://assets.lutron.com/a/documents/043561.pdf" target="_blank">Warranty Information</a> |  |  |  |  | 0.260 L | [14 empty] | 0 | 0 | 0 | 0 | Lighting Fixtures | 2021-11-01 05:38 | 2024-07-20 11:35 | 0000-00-00 00:00:00 | 2024-07-20 11:35 | 0000-00-00 00:00:00 | [6 empty] | Taupe
1 | Lutron Electronics | RRST-RD-LG | 4460-10438 | 4460 | 10438 | Lutron Electronics | RRST-RD-LG.jpg | 784276296113 | RA3 SUNNATA COM DIM LG | Lutron RadioRA 3 Sunnata RF Companion Touch Dimmer Switch - Lunar Gray |  | 2.3 | 4.5 |  | RRST-RD-LG.jpg | http://grandbrass.xologic.com/vendors/4460/large/RRST-RD-LG.jpg | [47 empty] | 0 | 0 | 0 | [6 empty] | 0 | 1 | 1 | EA | 1 | Lighting Controls | [27 empty] | Other Lighting Controls | [242 empty] | <a href="https://assets.lutron.com/a/documents/044385.pdf" target="_blank">Installation Instructions</a> | [23 empty] | 10.000 DW |  |  | 2.3000 IN | [89 empty] | 1.000 EA | 1.000 EA | [35 empty] | No | [42 empty] | https://assets.lutron.com/a/documents/3691169_ENG.pdf | [7 empty] | Shelf Stock | [39 empty] | 52161525 | [6 empty] | <a href="https://lutron.widen.net/content/4y4cm6o0wa/mp4/RadioRA-3-Processor-Video.mp4?w=2048" target="_blank">Product Video Clip</a> | [6 empty] | <a href="https://assets.lutron.com/a/documents/043561.pdf" target="_blank">Warranty Information</a> |  |  |  |  | 0.260 L | [14 empty] | 0 | 0 | 0 | 0 | Lighting Fixtures | 2021-11-01 05:38 | 2024-07-20 11:32 | 0000-00-00 00:00:00 | 2024-07-20 11:32 | 0000-00-00 00:00:00
1 | Lutron Electronics | RRST-RD-SL | 4460-10439 | 4460 | 10439 | Lutron Electronics | RRST-RD-SL.jpg | 784276296243 | RA3 SUNNATA COM DIM SL | Lutron RadioRA 3 Sunnata RF Companion Touch Dimmer Switch - Slate |  | 2.25 | 4.5 |  | RRST-RD-SL.jpg | http://grandbrass.xologic.com/vendors/4460/large/RRST-RD-SL.jpg | [47 empty] | 0 | 0 | 0 | [6 empty] | 0 | 1 | 1 | EA | 1 | Lighting Controls | [27 empty] | Other Lighting Controls | [242 empty] | <a href="https://assets.lutron.com/a/documents/044385.pdf" target="_blank">Installation Instructions</a> | [23 empty] | 10.000 DW |  |  | 2.2500 IN | [89 empty] | 1.000 EA | 1.000 EA | [35 empty] | No | [42 empty] | https://assets.lutron.com/a/documents/3691169_ENG.pdf | [7 empty] | Shelf Stock | [39 empty] | 52161525 | [6 empty] | <a href="https://lutron.widen.net/content/4y4cm6o0wa/mp4/RadioRA-3-Processor-Video.mp4?w=2048" target="_blank">Product Video Clip</a> | [6 empty] | <a href="https://assets.lutron.com/a/documents/043561.pdf" target="_blank">Warranty Information</a> |  |  |  |  | 0.160 L | [14 empty] | 0 | 0 | 0 | 0 | Lighting Fixtures | 2021-11-01 05:38 | 2024-07-20 11:28 | 0000-00-00 00:00:00 | 2024-07-20 11:28 | 0000-00-00 00:00:00
1 | Lutron Electronics | RRST-RS-PB | 4460-10440 | 4460 | 10440 | Lutron Electronics | RRST-RS-PB.jpg | 784276296649 | RA3 SUNNATA COM SW PB | Lutron RadioRA 3 Sunnata RF Companion Switch - Pebble |  | 2.25 | 4.5 |  | RRST-RS-PB.jpg | http://grandbrass.xologic.com/vendors/4460/large/RRST-RS-PB.jpg | [47 empty] | 0 | 0 | 0 | [6 empty] | 0 | 1 | 1 | EA | 1 | Lighting Controls | [27 empty] | Other Lighting Controls | [242 empty] | <a href="https://assets.lutron.com/a/documents/044386.pdf" target="_blank">Installation Instructions</a> | [23 empty] | 10.000 DW |  |  | 2.2500 IN | [89 empty] | 1.000 EA | 1.000 EA | [35 empty] | No | [42 empty] | https://assets.lutron.com/a/documents/3691169_ENG.pdf | [7 empty] | Shelf Stock | [39 empty] | 52161525 | [6 empty] | <a href="https://lutron.widen.net/content/4y4cm6o0wa/mp4/RadioRA-3-Processor-Video.mp4?w=2048" target="_blank">Product Video Clip</a> | [6 empty] | <a href="https://assets.lutron.com/a/documents/043561.pdf" target="_blank">Warranty Information</a> |  |  |  |  | 0.160 L | [14 empty] | 0 | 0 | 0 | 0 | Lighting Fixtures | 2021-11-01 05:38 | 2024-07-20 11:37 | 0000-00-00 00:00:00 | 2024-07-20 11:37 | 0000-00-00 00:00:00
1 | Lutron Electronics | RRST-RS-TF | 4460-10441 | 4460 | 10441 | Lutron Electronics | RRST-RS-TF.jpg | 784276296717 | RA3 SUNNATA COM SW TF | Lutron RadioRA 3 Sunnata RF Companion Switch - Truffle |  | 2.25 | 4.5 |  | RRST-RS-TF.jpg | http://grandbrass.xologic.com/vendors/4460/large/RRST-RS-TF.jpg | [47 empty] | 0 | 0 | 0 | [6 empty] | 0 | 1 | 1 | EA | 1 | Lighting Controls | [27 empty] | Other Lighting Controls | [242 empty] | <a href="https://assets.lutron.com/a/documents/044386.pdf" target="_blank">Installation Instructions</a> | [23 empty] | 10.000 DW |  |  | 2.2500 IN | [89 empty] | 1.000 EA | 1.000 EA | [35 empty] | No | [42 empty] | https://assets.lutron.com/a/documents/3691169_ENG.pdf | [7 empty] | Shelf Stock | [39 empty] | 52161525 | [6 empty] | <a href="https://lutron.widen.net/content/4y4cm6o0wa/mp4/RadioRA-3-Processor-Video.mp4?w=2048" target="_blank">Product Video Clip</a> | [6 empty] | <a href="https://assets.lutron.com/a/documents/043561.pdf" target="_blank">Warranty Information</a> |  |  |  |  | 0.160 L | [14 empty] | 0 | 0 | 0 | 0 | Lighting Fixtures | 2021-11-01 05:38 | 2024-07-20 11:28 | 0000-00-00 00:00:00 | 2024-07-20 11:28 | 0000-00-00 00:00:00
1 | Lutron Electronics | RRST-PRO-N-SW | 4460-10442 | 4460 | 10442 | Lutron Electronics | RRST-PRO-N-SW.jpg | 784276808538 | RA3 SUNNATA DIM SW | Lutron RadioRA 3 Sunnata RF PRO LED+ Touch Dimmer Switch, 250W - Snow White |  | 2.25 | 4.5 |  | RRST-PRO-N-SW.jpg | http://grandbrass.xologic.com/vendors/4460/large/RRST-PRO-N-SW.jpg | [47 empty] | 0 | 0 | 0 | [6 empty] | 0 | 1 | 1 | EA | 1 | Lighting Controls | [27 empty] | Other Lighting Controls | [242 empty] | <a href="https://assets.lutron.com/a/documents/044385.pdf" target="_blank">Installation Instructions</a> | [23 empty] | 20.000 DW |  |  | 2.2500 IN | [89 empty] | 1.000 EA | 1.000 EA | [35 empty] | No | [42 empty] | https://assets.lutron.com/a/documents/3691169_ENG.pdf | [7 empty] | Shelf Stock | [39 empty] | 52161525 | [6 empty] | <a href="https://lutron.widen.net/content/4y4cm6o0wa/mp4/RadioRA-3-Processor-Video.mp4?w=2048" target="_blank">Product Video Clip</a> | [6 empty] | <a href="https://assets.lutron.com/a/documents/043561.pdf" target="_blank">Warranty Information</a> |  |  |  |  | 0.260 L | [14 empty] | 0 | 0 | 0 | 0 | Lighting Fixtures | 2021-11-01 05:39 | 2024-07-20 11:30 | 0000-00-00 00:00:00 | 2024-07-20 11:30 | 0000-00-00 00:00:00 | [6 empty] | Snow
1 | Lutron Electronics | RRST-W2B-BI | 4460-10443 | 4460 | 10443 | Lutron Electronics | RRST-W2B-BI.jpg | 784276285940 | RA3 2B SUNNATA KEY BI | Lutron RadioRA 3 Sunnata RF 2-Button Keypad- Biscuit |  | 2.25 | 4.5 |  | RRST-W2B-BI.jpg | http://grandbrass.xologic.com/vendors/4460/large/RRST-W2B-BI.jpg | [47 empty] | 0 | 0 | 0 | [6 empty] | 0 | 1 | 1 | EA | 1 | Lighting Controls | [27 empty] | Other Lighting Controls | [242 empty] | <a href="https://assets.lutron.com/a/documents/044373.pdf" target="_blank">Installation Instructions</a> | [23 empty] | 5.000 DW |  |  | 2.2500 IN | [89 empty] | 1.000 EA | 1.000 EA | [35 empty] | No | [42 empty] | https://assets.lutron.com/a/documents/3691168_ENG.pdf | [7 empty] | Shelf Stock | [39 empty] | 52161525 | [6 empty] | <a href="https://lutron.widen.net/content/4y4cm6o0wa/mp4/RadioRA-3-Processor-Video.mp4?w=2048" target="_blank">Product Video Clip</a> | [6 empty] | <a href="https://assets.lutron.com/a/documents/043561.pdf" target="_blank">Warranty Information</a> |  |  |  |  | 0.270 L | [14 empty] | 0 | 0 | 0 | 0 | Lighting Fixtures | 2021-12-01 04:51 | 2024-07-20 11:39 | 0000-00-00 00:00:00 | 2024-07-20 11:39 | 0000-00-00 00:00:00 | [6 empty] | Biscuit
1 | Lutron Electronics | RRST-W3RL-BI | 4460-10444 | 4460 | 10444 | Lutron Electronics | RRST-W3RL-BI.jpg | 784276286015 | RA3 3RL SUNNATA KEY BI | Lutron RadioRA 3 Sunnata RF 3-Button Keypad with Raise/Lower- Biscuit |  | 2.25 | 4.5 |  | RRST-W3RL-BI.jpg | http://grandbrass.xologic.com/vendors/4460/large/RRST-W3RL-BI.jpg | [47 empty] | 0 | 0 | 0 | [6 empty] | 0 | 1 | 1 | EA | 1 | Lighting Controls | [27 empty] | Other Lighting Controls | [242 empty] | <a href="https://assets.lutron.com/a/documents/044373.pdf" target="_blank">Installation Instructions</a> | [23 empty] | 5.000 DW |  |  | 2.2500 IN | [89 empty] | 1.000 EA | 1.000 EA | [35 empty] | No | [42 empty] | https://assets.lutron.com/a/documents/3691168_ENG.pdf | [7 empty] | Shelf Stock | [39 empty] | 52161525 | [6 empty] | <a href="https://lutron.widen.net/content/4y4cm6o0wa/mp4/RadioRA-3-Processor-Video.mp4?w=2048" target="_blank">Product Video Clip</a> | [6 empty] | <a href="https://assets.lutron.com/a/documents/043561.pdf" target="_blank">Warranty Information</a> |  |  |  |  | 0.270 L | [14 empty] | 0 | 0 | 0 | 0 | Lighting Fixtures | 2021-12-01 04:51 | 2024-07-20 11:31 | 0000-00-00 00:00:00 | 2024-07-20 11:31 | 0000-00-00 00:00:00 | [6 empty] | Biscuit
4 | Lutron Electronics | SC-2-EP | 4460-10445 | 4460 | 10445 | Lutron Electronics | Ecom_SC-2-EP.jpeg | 784276287753 | SATIN WALLPLATE 2G EP | Claro Wallplate, Satin Finish, Two-gang in espresso |  | 5.2 | 5.1 |  | Ecom_SC-2-EP.jpeg | http://grandbrass.xologic.com/vendors/4460/large/Ecom_SC-2-EP.jpeg | [47 empty] | 0 | 0 | 0 | [6 empty] | 0 | 1 | 1 | EA | 1 | Lighting Controls |  |  | Fittings and Hardware |  | Electrical Hardware And Supplies |  | Wallplates | [20 empty] | Switch Plates | [242 empty] | <a href="https://assets.lutron.com/a/documents/040440.pdf" target="_blank">Installation Instructions</a> | [23 empty] | 2.000 DW |  |  | 0.3000 IN | [89 empty] | 1.000 EA | 1.000 EA | [35 empty] | No | [42 empty] | https://assets.lutron.com/a/documents/maestrosatincolors.pdf | [7 empty] | Shelf Stock | [39 empty] | 39121704 | [13 empty] | <a href="https://www.lutron.com/TechnicalDocumentLibrary/369-119_Wallbox_Warranty.pdf" target="_blank">Warranty Information</a> |  |  |  |  | 0.150 L | [14 empty] | 0 | 0 | 0 | 0 | Electrical | 2021-12-01 04:51 | 2024-07-20 11:35 | 0000-00-00 00:00:00 | 2025-11-29 02:00 | 0000-00-00 00:00:00
4 | Lutron Electronics | SC-3-LG | 4460-10446 | 4460 | 10446 | Lutron Electronics | Ecom_SC-3-LG.jpeg | 784276287821 | SATIN WALLPLATE 3G LG | Claro Wallplate, Satin Finish, Three-gang in lunar gray |  | 5.75 | 0.3 |  | Ecom_SC-3-LG.jpeg | http://grandbrass.xologic.com/vendors/4460/large/Ecom_SC-3-LG.jpeg | [47 empty] | 0 | 0 | 0 | [6 empty] | 0 | 1 | 1 | EA | 1 | Lighting Controls |  |  | Fittings and Hardware |  | Electrical Hardware And Supplies |  | Wallplates | [20 empty] | Switch Plates | [242 empty] | <a href="https://assets.lutron.com/a/documents/040440.pdf" target="_blank">Installation Instructions</a> | [23 empty] | 2.000 DW |  |  | 8.2500 IN | [89 empty] | 1.000 EA | 1.000 EA | [35 empty] | No | [42 empty] | https://assets.lutron.com/a/documents/maestrosatincolors.pdf | [7 empty] | Shelf Stock | [39 empty] | 39121704 | [13 empty] | <a href="https://www.lutron.com/TechnicalDocumentLibrary/369-119_Wallbox_Warranty.pdf" target="_blank">Warranty Information</a> |  |  |  |  | 0.250 L | [14 empty] | 0 | 0 | 0 | 0 | Electrical | 2021-12-01 04:51 | 2024-07-20 11:36 | 0000-00-00 00:00:00 | 2025-11-29 02:00 | 0000-00-00 00:00:00
4 | Lutron Electronics | SC-3-CY | 4460-10447 | 4460 | 10447 | Lutron Electronics | Ecom_SC-3-CY.jpeg | 784276287890 | SATIN WALLPLATE 3G CY | Claro Wallplate, Satin Finish, Three-gang in clay |  | 5.75 | 0.4 |  | Ecom_SC-3-CY.jpeg | http://grandbrass.xologic.com/vendors/4460/large/Ecom_SC-3-CY.jpeg | [47 empty] | 0 | 0 | 0 | [6 empty] | 0 | 1 | 1 | EA | 1 | Lighting Controls |  |  | Fittings and Hardware |  | Electrical Hardware And Supplies |  | Wallplates | [20 empty] | Switch Plates | [242 empty] | <a href="https://assets.lutron.com/a/documents/040440.pdf" target="_blank">Installation Instructions</a> | [23 empty] | 2.000 DW |  |  | 8.5000 IN | [89 empty] | 1.000 EA | 1.000 EA | [35 empty] | No | [42 empty] | https://assets.lutron.com/a/documents/maestrosatincolors.pdf | [7 empty] | Shelf Stock | [39 empty] | 39121704 | [13 empty] | <a href="https://www.lutron.com/TechnicalDocumentLibrary/369-119_Wallbox_Warranty.pdf" target="_blank">Warranty Information</a> |  |  |  |  | 0.250 L | [14 empty] | 0 | 0 | 0 | 0 | Electrical | 2021-12-01 04:51 | 2024-07-20 11:30 | 0000-00-00 00:00:00 | 2025-11-29 02:00 | 0000-00-00 00:00:00
1 | Lutron Electronics | RRST-W3RL-IV | 4460-10448 | 4460 | 10448 | Lutron Electronics | RRST-W3RL-IV.jpg | 784276285971 | RA3 3RL SUNNATA KEY IV | Lutron RadioRA 3 Sunnata RF 3-Button Keypad with Raise/Lower - Ivory |  | 2.3 | 4.5 |  | RRST-W3RL-IV.jpg | http://grandbrass.xologic.com/vendors/4460/large/RRST-W3RL-IV.jpg | [47 empty] | 0 | 0 | 0 | [6 empty] | 0 | 1 | 1 | EA | 1 | Lighting Controls | [27 empty] | Other Lighting Controls | [242 empty] | <a href="https://assets.lutron.com/a/documents/044373.pdf" target="_blank">Installation Instructions</a> | [23 empty] | 2.000 DW |  |  | 2.3000 IN | [89 empty] | 1.000 EA | 1.000 EA | [35 empty] | No | [42 empty] | https://assets.lutron.com/a/documents/3691168_ENG.pdf | [7 empty] | Shelf Stock | [39 empty] | 52161525 | [6 empty] | <a href="https://lutron.widen.net/content/4y4cm6o0wa/mp4/RadioRA-3-Processor-Video.mp4?w=2048" target="_blank">Product Video Clip</a> | [6 empty] | <a href="https://assets.lutron.com/a/documents/043561.pdf" target="_blank">Warranty Information</a> |  |  |  |  | 0.220 L | [14 empty] | 0 | 0 | 0 | 0 | Lighting Fixtures | 2021-12-01 04:51 | 2024-07-20 11:33 | 0000-00-00 00:00:00 | 2024-07-20 11:33 | 0000-00-00 00:00:00 | [6 empty] | Ivory
1 | Lutron Electronics | RRST-W3RL-SW | 4460-10449 | 4460 | 10449 | Lutron Electronics | RRST-W3RL-SW.jpg | 784276285995 | RA3 3RL SUNNATA KEY SW | Lutron RadioRA 3 Sunnata RF 3-Button Keypad with Raise/Lower - Snow White |  | 2.25 | 4.5 |  | RRST-W3RL-SW.jpg | http://grandbrass.xologic.com/vendors/4460/large/RRST-W3RL-SW.jpg | [47 empty] | 0 | 0 | 0 | [6 empty] | 0 | 1 | 1 | EA | 1 | Lighting Controls | [27 empty] | Other Lighting Controls | [242 empty] | <a href="https://assets.lutron.com/a/documents/044373.pdf" target="_blank">Installation Instructions</a> | [23 empty] | 2.000 DW |  |  | 2.2500 IN | [89 empty] | 1.000 EA | 1.000 EA | [35 empty] | No | [42 empty] | https://assets.lutron.com/a/documents/3691168_ENG.pdf | [7 empty] | Shelf Stock | [39 empty] | 52161525 | [6 empty] | <a href="https://lutron.widen.net/content/4y4cm6o0wa/mp4/RadioRA-3-Processor-Video.mp4?w=2048" target="_blank">Product Video Clip</a> | [6 empty] | <a href="https://assets.lutron.com/a/documents/043561.pdf" target="_blank">Warranty Information</a> |  |  |  |  | 0.270 L | [14 empty] | 0 | 0 | 0 | 0 | Lighting Fixtures | 2021-12-01 04:51 | 2024-07-20 11:31 | 0000-00-00 00:00:00 | 2024-07-20 11:31 | 0000-00-00 00:00:00 | [6 empty] | Snow
4 | Lutron Electronics | SC-2-SD | 4460-10450 | 4460 | 10450 | Lutron Electronics | Ecom_SC-2-SD.jpeg | 784276287715 | SATIN WALLPLATE 2G SD | Claro Wallplate, Satin Finish, Two-gang in sand |  | 5.2 | 5.1 |  | Ecom_SC-2-SD.jpeg | http://grandbrass.xologic.com/vendors/4460/large/Ecom_SC-2-SD.jpeg | [47 empty] | 0 | 0 | 0 | [6 empty] | 0 | 1 | 1 | EA | 1 | Lighting Controls |  |  | Fittings and Hardware |  | Electrical Hardware And Supplies |  | Wallplates | [20 empty] | Switch Plates | [242 empty] | <a href="https://assets.lutron.com/a/documents/040440.pdf" target="_blank">Installation Instructions</a> | [23 empty] | 2.000 DW |  |  | 0.3000 IN | [89 empty] | 1.000 EA | 1.000 EA | [35 empty] | No | [42 empty] | https://assets.lutron.com/a/documents/maestrosatincolors.pdf | [7 empty] | Shelf Stock | [39 empty] | 39121704 | [13 empty] | <a href="https://www.lutron.com/TechnicalDocumentLibrary/369-119_Wallbox_Warranty.pdf" target="_blank">Warranty Information</a> |  |  |  |  | 0.150 L | [14 empty] | 0 | 0 | 0 | 0 | Electrical | 2021-12-01 04:51 | 2024-07-20 11:34 | 0000-00-00 00:00:00 | 2025-11-29 02:00 | 0000-00-00 00:00:00
4 | Lutron Electronics | SC-3-SL | 4460-10451 | 4460 | 10451 | Lutron Electronics | Ecom_SC-3-SL.jpeg | 784276287869 | SATIN WALLPLATE 3G SL | Claro Wallplate, Satin Finish, Three-gang in slate |  | 5.75 | 0.3 |  | Ecom_SC-3-SL.jpeg | http://grandbrass.xologic.com/vendors/4460/large/Ecom_SC-3-SL.jpeg | [47 empty] | 0 | 0 | 0 | [6 empty] | 0 | 1 | 1 | EA | 1 | Lighting Controls |  |  | Fittings and Hardware |  | Electrical Hardware And Supplies |  | Wallplates | [20 empty] | Switch Plates | [242 empty] | <a href="https://assets.lutron.com/a/documents/040440.pdf" target="_blank">Installation Instructions</a> | [23 empty] | 2.000 DW |  |  | 8.2500 IN | [89 empty] | 1.000 EA | 1.000 EA | [35 empty] | No | [42 empty] | https://assets.lutron.com/a/documents/maestrosatincolors.pdf | [7 empty] | Shelf Stock | [39 empty] | 39121704 | [13 empty] | <a href="https://www.lutron.com/TechnicalDocumentLibrary/369-119_Wallbox_Warranty.pdf" target="_blank">Warranty Information</a> |  |  |  |  | 0.250 L | [14 empty] | 0 | 0 | 0 | 0 | Electrical | 2021-12-01 04:51 | 2024-07-20 11:38 | 0000-00-00 00:00:00 | 2025-11-29 02:00 | 0000-00-00 00:00:00
4 | Lutron Electronics | SC-4-CS | 4460-10452 | 4460 | 10452 | Lutron Electronics | Ecom_SC-4-CS.jpeg | 784276288019 | SATIN WALLPLATE 4G CS | Claro Wallplate, Satin Finish, Four-gang in cobblestone |  | 6.1 | 1.3 |  | Ecom_SC-4-CS.jpeg | http://grandbrass.xologic.com/vendors/4460/large/Ecom_SC-4-CS.jpeg | [47 empty] | 0 | 0 | 0 | [6 empty] | 0 | 1 | 1 | EA | 1 | Lighting Controls |  |  | Fittings and Hardware |  | Electrical Hardware And Supplies |  | Wallplates | [20 empty] | Switch Plates | [242 empty] | <a href="https://assets.lutron.com/a/documents/040440.pdf" target="_blank">Installation Instructions</a> | [23 empty] | 2.000 DW |  |  | 8.8000 IN | [89 empty] | 1.000 EA | 1.000 EA | [35 empty] | No | [42 empty] | https://assets.lutron.com/a/documents/maestrosatincolors.pdf | [7 empty] | Shelf Stock | [39 empty] | 39121704 | [13 empty] | <a href="https://www.lutron.com/TechnicalDocumentLibrary/369-119_Wallbox_Warranty.pdf" target="_blank">Warranty Information</a> |  |  |  |  | 0.350 L | [14 empty] | 0 | 0 | 0 | 0 | Electrical | 2021-12-01 04:51 | 2024-07-20 11:22 | 0000-00-00 00:00:00 | 2025-11-29 02:00 | 0000-00-00 00:00:00
4 | Lutron Electronics | SC-5-PM | 4460-10453 | 4460 | 10453 | Lutron Electronics | Ecom_SC-5-PM.jpeg | 784276288200 | SATIN WALLPLATE 5G PM | Claro Wallplate, Satin Finish, Five-gang in pumice |  | 6.3 | 1.5 |  | Ecom_SC-5-PM.jpeg | http://grandbrass.xologic.com/vendors/4460/large/Ecom_SC-5-PM.jpeg | [47 empty] | 0 | 0 | 0 | [6 empty] | 0 | 1 | 1 | EA | 1 | Lighting Controls |  |  | Fittings and Hardware |  | Electrical Hardware And Supplies |  | Wallplates | [20 empty] | Switch Plates | [242 empty] | <a href="https://assets.lutron.com/a/documents/040440.pdf" target="_blank">Installation Instructions</a> | [23 empty] | 2.000 DW |  |  | 12.5000 IN | [89 empty] | 1.000 EA | 1.000 EA | [35 empty] | No | [42 empty] | https://assets.lutron.com/a/documents/maestrosatincolors.pdf | [7 empty] | Shelf Stock | [39 empty] | 39121704 | [13 empty] | <a href="https://www.lutron.com/TechnicalDocumentLibrary/369-119_Wallbox_Warranty.pdf" target="_blank">Warranty Information</a> |  |  |  |  | 1.000 L | [14 empty] | 0 | 0 | 0 | 0 | Electrical | 2021-12-01 04:51 | 2024-07-20 11:38 | 0000-00-00 00:00:00 | 2025-11-29 02:00 | 0000-00-00 00:00:00
1 | Lutron Electronics | SC-1PS-RW | 4460-10454 | 4460 | 10454 | Lutron Electronics | Ecom_SC-1PS-RW_NoWallPlate.jpeg | 784276288354 | SATIN 15A SW RW | Lutron Claro 15 Amp, Single-Pole On/Off Rocker Switch, Architectural White |  | 2.3 | 4.5 |  | Ecom_SC-1PS-RW_NoWallPlate.jpeg | http://grandbrass.xologic.com/vendors/4460/large/Ecom_SC-1PS-RW_NoWallPlate.jpeg | [47 empty] | 0 | 0 | 0 | [6 empty] | 0 | 1 | 1 | EA | 1 | Lighting Controls | [27 empty] | Lightswitches | [242 empty] | <a href="https://assets.lutron.com/a/documents/030704g.pdf" target="_blank">Installation Instructions</a> | [23 empty] | 2.000 DW |  |  | 2.3000 IN | [89 empty] | 1.000 EA | 1.000 EA | [35 empty] | No | [42 empty] | https://assets.lutron.com/a/documents/maestrosatincolors.pdf | [7 empty] | Shelf Stock | [39 empty] | 39122226 | [13 empty] | <a href="https://www.lutron.com/TechnicalDocumentLibrary/369-119_Wallbox_Warranty.pdf" target="_blank">Warranty Information</a> |  |  |  |  | 0.200 L | [14 empty] | 0 | 0 | 0 | 0 | Lighting Fixtures | 2021-12-01 04:51 | 2024-07-20 11:34 | 0000-00-00 00:00:00 | 2024-07-20 11:34 | 0000-00-00 00:00:00
1 | Lutron Electronics | SC-1PS-LG | 4460-10455 | 4460 | 10455 | Lutron Electronics | Ecom_SC-1PS-LG_NoWallPlate.jpeg | 784276288378 | SATIN 15A SW LG | Lutron Claro 15 Amp, Single-Pole On/Off Rocker Switch, Lunar Gray |  | 2.3 | 4.5 |  | Ecom_SC-1PS-LG_NoWallPlate.jpeg | http://grandbrass.xologic.com/vendors/4460/large/Ecom_SC-1PS-LG_NoWallPlate.jpeg | [47 empty] | 0 | 0 | 0 | [6 empty] | 0 | 1 | 1 | EA | 1 | Lighting Controls | [27 empty] | Lightswitches | [242 empty] | <a href="https://assets.lutron.com/a/documents/030704g.pdf" target="_blank">Installation Instructions</a> | [23 empty] | 2.000 DW |  |  | 2.3000 IN | [89 empty] | 1.000 EA | 1.000 EA | [35 empty] | No | [42 empty] | https://assets.lutron.com/a/documents/maestrosatincolors.pdf | [7 empty] | Shelf Stock | [39 empty] | 39122226 | [13 empty] | <a href="https://www.lutron.com/TechnicalDocumentLibrary/369-119_Wallbox_Warranty.pdf" target="_blank">Warranty Information</a> |  |  |  |  | 0.200 L | [14 empty] | 0 | 0 | 0 | 0 | Lighting Fixtures | 2021-12-01 04:51 | 2024-07-20 11:44 | 0000-00-00 00:00:00 | 2024-07-20 11:44 | 0000-00-00 00:00:00
1 | Lutron Electronics | SC-3PS-EP | 4460-10456 | 4460 | 10456 | Lutron Electronics | Ecom_SC-3PS-EP_NoWallPlate.jpeg | 784276288712 | SATIN 15A SW 3WAY EP | Lutron Claro 15 Amp, 3-Way On/Off Rocker Switch, Espresso |  | 2.3 | 4.5 |  | Ecom_SC-3PS-EP_NoWallPlate.jpeg | http://grandbrass.xologic.com/vendors/4460/large/Ecom_SC-3PS-EP_NoWallPlate.jpeg | [47 empty] | 0 | 0 | 0 | [6 empty] | 0 | 1 | 1 | EA | 1 | Lighting Controls | [27 empty] | Lightswitches | [242 empty] | <a href="https://assets.lutron.com/a/documents/0301637.pdf" target="_blank">Installation Instructions</a> | [23 empty] | 2.000 DW |  |  | 2.3000 IN | [89 empty] | 1.000 EA | 1.000 EA | [35 empty] | No | [42 empty] | https://assets.lutron.com/a/documents/maestrosatincolors.pdf | [7 empty] | Shelf Stock | [39 empty] | 39122226 | [13 empty] | <a href="https://www.lutron.com/TechnicalDocumentLibrary/369-119_Wallbox_Warranty.pdf" target="_blank">Warranty Information</a> |  |  |  |  | 0.300 L | [14 empty] | 0 | 0 | 0 | 0 | Lighting Fixtures | 2021-12-01 04:51 | 2024-07-20 11:31 | 0000-00-00 00:00:00 | 2024-07-20 11:31 | 0000-00-00 00:00:00
1 | Lutron Electronics | SC-4PS-SA | 4460-10457 | 4460 | 10457 | Lutron Electronics | Ecom_SC-4PS-SA_NoWallPlate.jpeg | 784276288866 | SATIN 15A SW 4WAY SA | Lutron Claro 15 Amp, 4-Way On/Off Rocker Switch, Sage |  | 2.3 | 4.5 |  | Ecom_SC-4PS-SA_NoWallPlate.jpeg | http://grandbrass.xologic.com/vendors/4460/large/Ecom_SC-4PS-SA_NoWallPlate.jpeg | [47 empty] | 0 | 0 | 0 | [6 empty] | 0 | 1 | 1 | EA | 1 | Lighting Controls | [27 empty] | Lightswitches | [242 empty] | <a href="https://assets.lutron.com/a/documents/030987b.pdf" target="_blank">Installation Instructions</a> | [23 empty] | 2.000 DW |  |  | 2.3000 IN | [89 empty] | 1.000 EA | 1.000 EA | [35 empty] | No | [42 empty] | https://assets.lutron.com/a/documents/maestrosatincolors.pdf | [7 empty] | Shelf Stock | [39 empty] | 39122226 | [13 empty] | <a href="https://www.lutron.com/TechnicalDocumentLibrary/369-119_Wallbox_Warranty.pdf" target="_blank">Warranty Information</a> |  |  |  |  | 0.250 L | [14 empty] | 0 | 0 | 0 | 0 | Lighting Fixtures | 2021-12-01 04:51 | 2024-07-20 11:30 | 0000-00-00 00:00:00 | 2024-07-20 11:30 | 0000-00-00 00:00:00
1 | Lutron Electronics | DVSCCL-153P-TF | 4460-10458 | 4460 | 10458 | Lutron Electronics | Ecom_DVSCCL-153P-TF_NoWallPlate.jpeg | 784276289207 | DIVA 150W DIM TF | Diva LED+ Dimmer - Satin Finish, LED, Incandescent/Halogen, 3-way/single-pole, 150W LED or 600W inc/hal, taupe |  | 2.3 | 4.5 |  | Ecom_DVSCCL-153P-TF_NoWallPlate.jpeg | http://grandbrass.xologic.com/vendors/4460/large/Ecom_DVSCCL-153P-TF_NoWallPlate.jpeg | [47 empty] | 0 | 0 | 0 | [6 empty] | 0 | 1 | 1 | EA | 1 | Lighting Controls | [27 empty] | Dimmers | [242 empty] | <a href="https://www.lutron.com/TechnicalDocumentLibrary/0301882.pdf" target="_blank">Installation Instructions</a> | [23 empty] | 2.000 DW |  |  | 2.3000 IN | [89 empty] | 1.000 EA | 1.000 EA | [35 empty] | No | [42 empty] | https://assets.lutron.com/a/documents/DivaSatinColors.pdf | [7 empty] | Shelf Stock | [39 empty] | 39122206 | [13 empty] | <a href="https://www.lutron.com/TechnicalDocumentLibrary/369-119_Wallbox_Warranty.pdf" target="_blank">Warranty Information</a> |  |  |  |  | 0.250 L | [14 empty] | 0 | 0 | 0 | 0 | Lighting Fixtures | 2021-12-01 04:51 | 2024-07-20 11:41 | 0000-00-00 00:00:00 | 2024-07-20 11:41 | 0000-00-00 00:00:00
1 | Lutron Electronics | DVSCCL-153P-SR | 4460-10459 | 4460 | 10459 | Lutron Electronics | Ecom_DVSCCL-153P-SR_NoWallplate.jpeg | 784276289221 | DIVA 150W DIM SR | Diva LED+ Dimmer - Satin Finish, LED, Incandescent/Halogen, 3-way/single-pole, 150W LED or 600W inc/hal, signal red |  | 2.3 | 4.5 |  | Ecom_DVSCCL-153P-SR_NoWallplate.jpeg | http://grandbrass.xologic.com/vendors/4460/large/Ecom_DVSCCL-153P-SR_NoWallplate.jpeg | [47 empty] | 0 | 0 | 0 | [6 empty] | 0 | 1 | 1 | EA | 1 | Lighting Controls | [27 empty] | Dimmers | [242 empty] | <a href="https://www.lutron.com/TechnicalDocumentLibrary/0301882.pdf" target="_blank">Installation Instructions</a> | [23 empty] | 2.000 DW |  |  | 2.3000 IN | [89 empty] | 1.000 EA | 1.000 EA | [35 empty] | No | [42 empty] | https://assets.lutron.com/a/documents/DivaSatinColors.pdf | [7 empty] | Shelf Stock | [39 empty] | 39122206 | [13 empty] | <a href="https://www.lutron.com/TechnicalDocumentLibrary/369-119_Wallbox_Warranty.pdf" target="_blank">Warranty Information</a> |  |  |  |  | 0.300 L | [14 empty] | 0 | 0 | 0 | 0 | Lighting Fixtures | 2021-12-01 04:51 | 2024-07-20 11:31 | 0000-00-00 00:00:00 | 2024-07-20 11:31 | 0000-00-00 00:00:00
1 | Lutron Electronics | DVSCCL-253P-EP | 4460-10460 | 4460 | 10460 | Lutron Electronics | Ecom_DVSCCL-253P-EP_WithWallPlate.jpeg?w=1500 | 784276289351 | DIVA 250W DIM EP | Diva satin dimmer for 250W CFL/LED, 600W inc/hal, or Lutron Hi-Lume A-Series LTE LED Driver in espresso |  | 2.3 | 4.5 | [50 empty] | 0 | 0 | 0 | [6 empty] | 0 | 1 | 1 | EA | 1 | Lighting Controls | [27 empty] | Dimmers | [242 empty] | <a href="https://www.lutron.com/TechnicalDocumentLibrary/0301882.pdf" target="_blank">Installation Instructions</a> | [23 empty] | 2.000 DW |  |  | 2.3000 IN | [89 empty] | 1.000 EA | 1.000 EA | [35 empty] | No | [42 empty] | https://assets.lutron.com/a/documents/DivaSatinColors.pdf | [7 empty] | Shelf Stock | [39 empty] | 39122206 | [6 empty] | <a href="https://lutron.widen.net/content/stbdslloil/MP4/LED+-Dimmer-with-Wire-Leads-Installation_English.MP4?w=2048" target="_blank">Product Video Clip</a> | [6 empty] | <a href="https://www.lutron.com/TechnicalDocumentLibrary/369-119_Wallbox_Warranty.pdf" target="_blank">Warranty Information</a> |  |  |  |  | 0.260 L | [14 empty] | 0 | 0 | 0 | 0 | Lighting Fixtures | 2021-12-01 04:51 | 2024-07-20 11:35 | 0000-00-00 00:00:00 | 2024-07-20 11:35 | 0000-00-00 00:00:00
1 | Lutron Electronics | DVSCCL-253P-DE | 4460-10461 | 4460 | 10461 | Lutron Electronics | Ecom_DVSCCL-253P-DE_WithWallPlate.jpeg?w=1500 | 784276289375 | DIVA 250W DIM DE | Diva satin dimmer for 250W CFL/LED, 600W inc/hal, or Lutron Hi-Lume A-Series LTE LED Driver in deep sea |  | 2.3 | 4.5 | [50 empty] | 0 | 0 | 0 | [6 empty] | 0 | 1 | 1 | EA | 1 | Lighting Controls | [27 empty] | Dimmers | [242 empty] | <a href="https://www.lutron.com/TechnicalDocumentLibrary/0301882.pdf" target="_blank">Installation Instructions</a> | [23 empty] | 2.000 DW |  |  | 2.3000 IN | [89 empty] | 1.000 EA | 1.000 EA | [35 empty] | No | [42 empty] | https://assets.lutron.com/a/documents/DivaSatinColors.pdf | [7 empty] | Shelf Stock | [39 empty] | 39122206 | [6 empty] | <a href="https://lutron.widen.net/content/stbdslloil/MP4/LED+-Dimmer-with-Wire-Leads-Installation_English.MP4?w=2048" target="_blank">Product Video Clip</a> | [6 empty] | <a href="https://www.lutron.com/TechnicalDocumentLibrary/369-119_Wallbox_Warranty.pdf" target="_blank">Warranty Information</a> |  |  |  |  | 0.260 L | [14 empty] | 0 | 0 | 0 | 0 | Lighting Fixtures | 2021-12-01 04:51 | 2024-07-20 11:44 | 0000-00-00 00:00:00 | 2024-07-20 11:44 | 0000-00-00 00:00:00
1 | Lutron Electronics | DVSCTV-BW | 4460-10462 | 4460 | 10462 | Lutron Electronics | DVSCTV-BW.jpg | 784276291163 | DIVA 24VDC DIM BW | Diva Dimmer - Satin Finish, Fluorescent or LED Dimming with 0-10V Ballasts and Drivers, Single-pole, 120V/30mA/16A in brilliant white |  | 2.3 | 4.5 |  | DVSCTV-BW.jpg | http://grandbrass.xologic.com/vendors/4460/large/DVSCTV-BW.jpg | [47 empty] | 0 | 0 | 0 | [6 empty] | 0 | 1 | 1 | EA | 1 | Lighting Controls | [27 empty] | Dimmers | [242 empty] | <a href="https://www.lutron.com/TechnicalDocumentLibrary/0301972.pdf" target="_blank">Installation Instructions</a> | [23 empty] | 2.000 DW |  |  | 2.3000 IN | [89 empty] | 1.000 EA | 1.000 EA | [35 empty] | No | [42 empty] | https://www.lutron.com/TechnicalDocumentLibrary/369147_SPA.pdf | [7 empty] | Shelf Stock | [39 empty] | 39122206 | [13 empty] | <a href="https://www.lutron.com/TechnicalDocumentLibrary/369-119_Wallbox_Warranty.pdf" target="_blank">Warranty Information</a> |  |  |  |  | 0.200 L | [14 empty] | 0 | 0 | 0 | 0 | Lighting Fixtures | 2021-12-01 04:51 | 2024-07-20 11:34 | 0000-00-00 00:00:00 | 2024-07-20 11:34 | 0000-00-00 00:00:00
1 | Lutron Electronics | DVSCTV-SR | 4460-10463 | 4460 | 10463 | Lutron Electronics | DVSCTV-SR.jpg | 784276291316 | DIVA 24VDC DIM SR | Diva Dimmer - Satin Finish, Fluorescent or LED Dimming with 0-10V Ballasts and Drivers, Single-pole, 120V/30mA/16A in signal red |  | 2.4 | 4.5 |  | DVSCTV-SR.jpg | http://grandbrass.xologic.com/vendors/4460/large/DVSCTV-SR.jpg | [47 empty] | 0 | 0 | 0 | [6 empty] | 0 | 1 | 1 | EA | 1 | Lighting Controls | [27 empty] | Dimmers | [242 empty] | <a href="https://www.lutron.com/TechnicalDocumentLibrary/0301972.pdf" target="_blank">Installation Instructions</a> | [23 empty] | 2.000 DW |  |  | 2.4000 IN | [89 empty] | 1.000 EA | 1.000 EA | [35 empty] | No | [42 empty] | https://www.lutron.com/TechnicalDocumentLibrary/369147_SPA.pdf | [7 empty] | Shelf Stock | [39 empty] | 39122206 | [13 empty] | <a href="https://www.lutron.com/TechnicalDocumentLibrary/369-119_Wallbox_Warranty.pdf" target="_blank">Warranty Information</a> |  |  |  |  | 0.240 L | [14 empty] | 0 | 0 | 0 | 0 | Lighting Fixtures | 2021-12-01 04:51 | 2024-07-20 11:40 | 0000-00-00 00:00:00 | 2024-07-20 11:40 | 0000-00-00 00:00:00
1 | Lutron Electronics | DVSCF-103P-GL | 4460-10464 | 4460 | 10464 | Lutron Electronics | DVSCF-103P-GL.jpg | 784276291651 | DIVA 8A FLO DIM GL | Diva Dimmer - Satin Finish, Fluorescent or LED Dimming with 3-Wire Ballasts and Drivers, 3-way/single-pole, 120V/8A in glacier white |  | 2.3 | 4.5 |  | DVSCF-103P-GL.jpg | http://grandbrass.xologic.com/vendors/4460/large/DVSCF-103P-GL.jpg | [47 empty] | 0 | 0 | 0 | [6 empty] | 0 | 1 | 1 | EA | 1 | Lighting Controls | [27 empty] | Dimmers | [242 empty] | <a href="https://www.lutron.com/TechnicalDocumentLibrary/03115901D.pdf" target="_blank">Installation Instructions</a> | [23 empty] | 2.000 DW |  |  | 2.3000 IN | [89 empty] | 1.000 EA | 1.000 EA | [35 empty] | No | [42 empty] | https://assets.lutron.com/a/documents/DivaSatinColors.pdf | [7 empty] | Shelf Stock | [39 empty] | 39122206 | [13 empty] | <a href="https://www.lutron.com/TechnicalDocumentLibrary/369-119_Wallbox_Warranty.pdf" target="_blank">Warranty Information</a> |  |  |  |  | 0.320 L | [14 empty] | 0 | 0 | 0 | 0 | Lighting Fixtures | 2021-12-01 04:51 | 2024-07-20 11:31 | 0000-00-00 00:00:00 | 2024-07-20 11:31 | 0000-00-00 00:00:00
1 | Lutron Electronics | DVSCF-103P-LG | 4460-10465 | 4460 | 10465 | Lutron Electronics | DVSCF-103P-LG.jpg | 784276291675 | DIVA 8A FLO DIM LG | Diva Dimmer - Satin Finish, Fluorescent or LED Dimming with 3-Wire Ballasts and Drivers, 3-way/single-pole, 120V/8A in lunar gray |  | 2.3 | 4.5 |  | DVSCF-103P-LG.jpg | http://grandbrass.xologic.com/vendors/4460/large/DVSCF-103P-LG.jpg | [47 empty] | 0 | 0 | 0 | [6 empty] | 0 | 1 | 1 | EA | 1 | Lighting Controls | [27 empty] | Dimmers | [242 empty] | <a href="https://www.lutron.com/TechnicalDocumentLibrary/03115901D.pdf" target="_blank">Installation Instructions</a> | [23 empty] | 2.000 DW |  |  | 2.3000 IN | [89 empty] | 1.000 EA | 1.000 EA | [35 empty] | No | [42 empty] | https://assets.lutron.com/a/documents/DivaSatinColors.pdf | [7 empty] | Shelf Stock | [39 empty] | 39122206 | [13 empty] | <a href="https://www.lutron.com/TechnicalDocumentLibrary/369-119_Wallbox_Warranty.pdf" target="_blank">Warranty Information</a> |  |  |  |  | 0.320 L | [14 empty] | 0 | 0 | 0 | 0 | Lighting Fixtures | 2021-12-01 04:51 | 2024-07-20 11:31 | 0000-00-00 00:00:00 | 2024-07-20 11:31 | 0000-00-00 00:00:00
1 | Lutron Electronics | DVSCF-103P-277BW | 4460-10466 | 4460 | 10466 | Lutron Electronics | DVSCF-103P-277BW.jpg | 784276291804 | DIVA 277V DIM BW | Diva Dimmer - Satin Finish, Fluorescent or LED Dimming with 3-Wire Ballasts and Drivers, 3-way/single-pole, 277V/6A in brilliant white |  | 2.3 | 4.5 |  | DVSCF-103P-277BW.jpg | http://grandbrass.xologic.com/vendors/4460/large/DVSCF-103P-277BW.jpg | [47 empty] | 0 | 0 | 0 | [6 empty] | 0 | 1 | 1 | EA | 1 | Lighting Controls | [27 empty] | Dimmers | [242 empty] | <a href="https://www.lutron.com/TechnicalDocumentLibrary/03115901D.pdf" target="_blank">Installation Instructions</a> | [23 empty] | 2.000 DW |  |  | 2.3000 IN | [89 empty] | 1.000 EA | 1.000 EA | [35 empty] | No | [42 empty] | https://assets.lutron.com/a/documents/DivaSatinColors.pdf | [7 empty] | Shelf Stock | [39 empty] | 39122206 | [13 empty] | <a href="https://www.lutron.com/TechnicalDocumentLibrary/369-119_Wallbox_Warranty.pdf" target="_blank">Warranty Information</a> |  |  |  |  | 0.320 L | [14 empty] | 0 | 0 | 0 | 0 | Lighting Fixtures | 2021-12-01 04:51 | 2024-07-20 11:38 | 0000-00-00 00:00:00 | 2024-07-20 11:38 | 0000-00-00 00:00:00
1 | Lutron Electronics | DVSCF-103P-277RW | 4460-10467 | 4460 | 10467 | Lutron Electronics | DVSCF-103P-277RW.jpg | 784276291828 | DIVA 277V DIM RW | Diva Dimmer - Satin Finish, Fluorescent or LED Dimming with 3-Wire Ballasts and Drivers, 3-way/single-pole, 277V/6A in architectural white |  | 2.3 | 4.5 |  | DVSCF-103P-277RW.jpg | http://grandbrass.xologic.com/vendors/4460/large/DVSCF-103P-277RW.jpg | [47 empty] | 0 | 0 | 0 | [6 empty] | 0 | 1 | 1 | EA | 1 | Lighting Controls | [27 empty] | Dimmers | [242 empty] | <a href="https://www.lutron.com/TechnicalDocumentLibrary/03115901D.pdf" target="_blank">Installation Instructions</a> | [23 empty] | 2.000 DW |  |  | 2.3000 IN | [89 empty] | 1.000 EA | 1.000 EA | [35 empty] | No | [42 empty] | https://assets.lutron.com/a/documents/DivaSatinColors.pdf | [7 empty] | Shelf Stock | [39 empty] | 39122206 | [13 empty] | <a href="https://www.lutron.com/TechnicalDocumentLibrary/369-119_Wallbox_Warranty.pdf" target="_blank">Warranty Information</a> |  |  |  |  | 0.320 L | [14 empty] | 0 | 0 | 0 | 0 | Lighting Fixtures | 2021-12-01 04:52 | 2024-07-20 11:31 | 0000-00-00 00:00:00 | 2024-07-20 11:31 | 0000-00-00 00:00:00
1 | Lutron Electronics | DVSCLV-10P-MI | 4460-10468 | 4460 | 10468 | Lutron Electronics | DVSCLV-10P-MI.jpg | 784276292160 | DIVA 800W 1P DIM MI | Diva Dimmer - Satin Finish, Magnetic Low-Voltage, Single-pole, 120V/1000VA (800W) in mist |  | 2.3 | 4.6 |  | DVSCLV-10P-MI.jpg | http://grandbrass.xologic.com/vendors/4460/large/DVSCLV-10P-MI.jpg | [47 empty] | 0 | 0 | 0 | [6 empty] | 0 | 1 | 1 | EA | 1 | Lighting Controls | [27 empty] | Dimmers | [242 empty] | <a href="https://www.lutron.com/TechnicalDocumentLibrary/030448c.pdf" target="_blank">Installation Instructions</a> | [23 empty] | 2.000 DW |  |  | 2.3000 IN | [89 empty] | 1.000 EA | 1.000 EA | [35 empty] | No | [42 empty] | https://assets.lutron.com/a/documents/DivaSatinColors.pdf | [7 empty] | Shelf Stock | [39 empty] | 39122206 | [13 empty] | <a href="https://www.lutron.com/TechnicalDocumentLibrary/369-119_Wallbox_Warranty.pdf" target="_blank">Warranty Information</a> |  |  |  |  | 0.320 L | [14 empty] | 0 | 0 | 0 | 0 | Lighting Fixtures | 2021-12-01 04:52 | 2024-07-20 11:31 | 0000-00-00 00:00:00 | 2024-07-20 11:31 | 0000-00-00 00:00:00
1 | Lutron Electronics | DVSCLV-603P-LG | 4460-10469 | 4460 | 10469 | Lutron Electronics | DVSCLV-603P-LG.jpg | 784276292313 | DIVA 450W 3WAY LG | Diva Dimmer - Satin Finish, Magnetic Low-Voltage, 3-way, 120V/600VA (450W) in lunar gray |  | 2.3 | 4.5 |  | DVSCLV-603P-LG.jpg | http://grandbrass.xologic.com/vendors/4460/large/DVSCLV-603P-LG.jpg | [47 empty] | 0 | 0 | 0 | [6 empty] | 0 | 1 | 1 | EA | 1 | Lighting Controls | [27 empty] | Dimmers | [242 empty] | <a href="https://www.lutron.com/TechnicalDocumentLibrary/030448c.pdf" target="_blank">Installation Instructions</a> | [23 empty] | 2.000 DW |  |  | 2.3000 IN | [89 empty] | 1.000 EA | 1.000 EA | [35 empty] | No | [42 empty] | https://assets.lutron.com/a/documents/DivaSatinColors.pdf | [7 empty] | Shelf Stock | [39 empty] | 39122206 | [13 empty] | <a href="https://www.lutron.com/TechnicalDocumentLibrary/369-119_Wallbox_Warranty.pdf" target="_blank">Warranty Information</a> |  |  |  |  | 0.250 L | [14 empty] | 0 | 0 | 0 | 0 | Lighting Fixtures | 2021-12-01 04:52 | 2024-07-20 11:39 | 0000-00-00 00:00:00 | 2024-07-20 11:39 | 0000-00-00 00:00:00
1 | Lutron Electronics | RRST-W4B-PB | 4460-10470 | 4460 | 10470 | Lutron Electronics | RRST-W4B-PB.jpg | 784276294188 | RA3 4B SUNNATA KEY PB | Lutron RadioRA 3 Sunnata RF 4-Button Keypad - Pebble |  | 2.25 | 4.5 |  | RRST-W4B-PB.jpg | http://grandbrass.xologic.com/vendors/4460/large/RRST-W4B-PB.jpg | [47 empty] | 0 | 0 | 0 | [6 empty] | 0 | 1 | 1 | EA | 1 | Lighting Controls | [27 empty] | Other Lighting Controls | [242 empty] | <a href="https://assets.lutron.com/a/documents/044373.pdf" target="_blank">Installation Instructions</a> | [23 empty] | 5.000 DW |  |  | 2.2500 IN | [89 empty] | 1.000 EA | 1.000 EA | [35 empty] | No | [42 empty] | https://assets.lutron.com/a/documents/3691168_ENG.pdf | [7 empty] | Shelf Stock | [39 empty] | 52161525 | [6 empty] | <a href="https://lutron.widen.net/content/4y4cm6o0wa/mp4/RadioRA-3-Processor-Video.mp4?w=2048" target="_blank">Product Video Clip</a> | [6 empty] | <a href="https://assets.lutron.com/a/documents/043561.pdf" target="_blank">Warranty Information</a> |  |  |  |  | 0.270 L | [14 empty] | 0 | 0 | 0 | 0 | Lighting Fixtures | 2021-12-01 04:52 | 2024-07-20 11:37 | 0000-00-00 00:00:00 | 2024-07-20 11:37 | 0000-00-00 00:00:00
1 | Lutron Electronics | RRST-W4B-SL | 4460-10471 | 4460 | 10471 | Lutron Electronics | RRST-W4B-SL.jpg | 784276294201 | RA3 4B SUNNATA KEY SL | Lutron RadioRA 3 Sunnata RF 4-Button Keypad - Slate |  | 2.4 | 4.6 |  | RRST-W4B-SL.jpg | http://grandbrass.xologic.com/vendors/4460/large/RRST-W4B-SL.jpg | [47 empty] | 0 | 0 | 0 | [6 empty] | 0 | 1 | 1 | EA | 1 | Lighting Controls | [27 empty] | Other Lighting Controls | [242 empty] | <a href="https://assets.lutron.com/a/documents/044373.pdf" target="_blank">Installation Instructions</a> | [23 empty] | 5.000 DW |  |  | 2.4000 IN | [89 empty] | 1.000 EA | 1.000 EA | [35 empty] | No | [42 empty] | https://assets.lutron.com/a/documents/3691168_ENG.pdf | [7 empty] | Shelf Stock | [39 empty] | 52161525 | [6 empty] | <a href="https://lutron.widen.net/content/4y4cm6o0wa/mp4/RadioRA-3-Processor-Video.mp4?w=2048" target="_blank">Product Video Clip</a> | [6 empty] | <a href="https://assets.lutron.com/a/documents/043561.pdf" target="_blank">Warranty Information</a> |  |  |  |  | 0.270 L | [14 empty] | 0 | 0 | 0 | 0 | Lighting Fixtures | 2021-12-01 04:52 | 2024-07-20 11:44 | 0000-00-00 00:00:00 | 2024-07-20 11:44 | 0000-00-00 00:00:00
1 | Lutron Electronics | RRST-W3RL-PB | 4460-10472 | 4460 | 10472 | Lutron Electronics | RRST-W3RL-PB.jpg | 784276294485 | RA3 3RL SUNNATA KEY PB | Lutron RadioRA 3 Sunnata RF 3-Button Keypad with Raise/Lower - Pebble |  | 2.25 | 4.5 |  | RRST-W3RL-PB.jpg | http://grandbrass.xologic.com/vendors/4460/large/RRST-W3RL-PB.jpg | [47 empty] | 0 | 0 | 0 | [6 empty] | 0 | 1 | 1 | EA | 1 | Lighting Controls | [27 empty] | Other Lighting Controls | [242 empty] | <a href="https://assets.lutron.com/a/documents/044373.pdf" target="_blank">Installation Instructions</a> | [23 empty] | 5.000 DW |  |  | 2.2500 IN | [89 empty] | 1.000 EA | 1.000 EA | [35 empty] | No | [42 empty] | https://assets.lutron.com/a/documents/3691168_ENG.pdf | [7 empty] | Shelf Stock | [39 empty] | 52161525 | [6 empty] | <a href="https://lutron.widen.net/content/4y4cm6o0wa/mp4/RadioRA-3-Processor-Video.mp4?w=2048" target="_blank">Product Video Clip</a> | [6 empty] | <a href="https://assets.lutron.com/a/documents/043561.pdf" target="_blank">Warranty Information</a> |  |  |  |  | 0.270 L | [14 empty] | 0 | 0 | 0 | 0 | Lighting Fixtures | 2021-12-01 04:52 | 2024-07-20 11:36 | 0000-00-00 00:00:00 | 2024-07-20 11:36 | 0000-00-00 00:00:00
1 | Lutron Electronics | RRST-W2B-SL | 4460-10473 | 4460 | 10473 | Lutron Electronics | RRST-W2B-SL.jpg | 784276294843 | RA3 2B SUNNATA KEY SL | Lutron RadioRA 3 Sunnata RF 2-Button Keypad - Slate |  | 2.25 | 4.5 |  | RRST-W2B-SL.jpg | http://grandbrass.xologic.com/vendors/4460/large/RRST-W2B-SL.jpg | [47 empty] | 0 | 0 | 0 | [6 empty] | 0 | 1 | 1 | EA | 1 | Lighting Controls | [27 empty] | Other Lighting Controls | [242 empty] | <a href="https://assets.lutron.com/a/documents/044373.pdf" target="_blank">Installation Instructions</a> | [23 empty] | 5.000 DW |  |  | 2.2500 IN | [89 empty] | 1.000 EA | 1.000 EA | [35 empty] | No | [42 empty] | https://assets.lutron.com/a/documents/3691168_ENG.pdf | [7 empty] | Shelf Stock | [39 empty] | 52161525 | [6 empty] | <a href="https://lutron.widen.net/content/4y4cm6o0wa/mp4/RadioRA-3-Processor-Video.mp4?w=2048" target="_blank">Product Video Clip</a> | [6 empty] | <a href="https://assets.lutron.com/a/documents/043561.pdf" target="_blank">Warranty Information</a> |  |  |  |  | 0.270 L | [14 empty] | 0 | 0 | 0 | 0 | Lighting Fixtures | 2021-12-01 04:52 | 2024-07-20 11:37 | 0000-00-00 00:00:00 | 2024-07-20 11:37 | 0000-00-00 00:00:00
4 | Lutron Electronics | SC-1-PM | 4460-10474 | 4460 | 10474 | Lutron Electronics | Ecom_SC-1-PM.jpeg | 784276287562 | SATIN WALLPLATE PM | Claro Wallplate, Satin Finish, Single-gang in pumice |  | 4.25 | 6.25 |  | Ecom_SC-1-PM.jpeg | http://grandbrass.xologic.com/vendors/4460/large/Ecom_SC-1-PM.jpeg | [47 empty] | 0 | 0 | 0 | [6 empty] | 0 | 1 | 1 | EA | 1 | Lighting Controls |  |  | Fittings and Hardware |  | Electrical Hardware And Supplies |  | Wallplates | [20 empty] | Switch Plates | [242 empty] | <a href="https://assets.lutron.com/a/documents/040440.pdf" target="_blank">Installation Instructions</a> | [23 empty] | 2.000 DW |  |  | 0.5400 IN | [89 empty] | 1.000 EA | 1.000 EA | [35 empty] | No | [42 empty] | https://assets.lutron.com/a/documents/maestrosatincolors.pdf | [7 empty] | Shelf Stock | [39 empty] | 39121704 | [13 empty] | <a href="https://www.lutron.com/TechnicalDocumentLibrary/369-119_Wallbox_Warranty.pdf" target="_blank">Warranty Information</a> |  |  |  |  | 0.100 L | [14 empty] | 0 | 0 | 0 | 0 | Electrical | 2021-12-01 04:53 | 2024-07-20 11:37 | 0000-00-00 00:00:00 | 2025-11-29 02:00 | 0000-00-00 00:00:00
4 | Lutron Electronics | SC-1-SA | 4460-10475 | 4460 | 10475 | Lutron Electronics | Ecom_SC-1-SA.jpeg | 784276287586 | SATIN WALLPLATE SA | Claro Wallplate, Satin Finish, Single-gang in sage |  | 3.8 | 5.9 |  | Ecom_SC-1-SA.jpeg | http://grandbrass.xologic.com/vendors/4460/large/Ecom_SC-1-SA.jpeg | [47 empty] | 0 | 0 | 0 | [6 empty] | 0 | 1 | 1 | EA | 1 | Lighting Controls |  |  | Fittings and Hardware |  | Electrical Hardware And Supplies |  | Wallplates | [20 empty] | Switch Plates | [242 empty] | <a href="https://assets.lutron.com/a/documents/040440.pdf" target="_blank">Installation Instructions</a> | [23 empty] | 2.000 DW |  |  | 0.3000 IN | [89 empty] | 1.000 EA | 1.000 EA | [35 empty] | No | [42 empty] | https://assets.lutron.com/a/documents/maestrosatincolors.pdf | [7 empty] | Shelf Stock | [39 empty] | 39121704 | [13 empty] | <a href="https://www.lutron.com/TechnicalDocumentLibrary/369-119_Wallbox_Warranty.pdf" target="_blank">Warranty Information</a> |  |  |  |  | 0.100 L | [14 empty] | 0 | 0 | 0 | 0 | Electrical | 2021-12-01 04:53 | 2024-07-20 11:38 | 0000-00-00 00:00:00 | 2025-11-29 02:00 | 0000-00-00 00:00:00
4 | Lutron Electronics | SC-2-RW | 4460-10476 | 4460 | 10476 | Lutron Electronics | Ecom_SC-2-RW.jpeg | 784276287654 | SATIN WALLPLATE 2G RW | Claro Wallplate, Satin Finish, Two-gang in architectural white |  | 5.2 | 5.1 |  | Ecom_SC-2-RW.jpeg | http://grandbrass.xologic.com/vendors/4460/large/Ecom_SC-2-RW.jpeg | [47 empty] | 0 | 0 | 0 | [6 empty] | 0 | 1 | 1 | EA | 1 | Lighting Controls |  |  | Fittings and Hardware |  | Electrical Hardware And Supplies |  | Wallplates | [20 empty] | Switch Plates | [242 empty] | <a href="https://assets.lutron.com/a/documents/040440.pdf" target="_blank">Installation Instructions</a> | [23 empty] | 2.000 DW |  |  | 0.3000 IN | [89 empty] | 1.000 EA | 1.000 EA | [35 empty] | No | [42 empty] | https://assets.lutron.com/a/documents/maestrosatincolors.pdf | [7 empty] | Shelf Stock | [39 empty] | 39121704 | [13 empty] | <a href="https://www.lutron.com/TechnicalDocumentLibrary/369-119_Wallbox_Warranty.pdf" target="_blank">Warranty Information</a> |  |  |  |  | 0.150 L | [14 empty] | 0 | 0 | 0 | 0 | Electrical | 2021-12-01 04:53 | 2024-07-20 11:31 | 0000-00-00 00:00:00 | 2025-11-29 02:00 | 0000-00-00 00:00:00
4 | Lutron Electronics | SC-3-TF | 4460-10477 | 4460 | 10477 | Lutron Electronics | Ecom_SC-3-TF.jpeg | 784276287920 | SATIN WALLPLATE 3G TF | Claro Wallplate, Satin Finish, Three-gang in truffle |  | 5.75 | 0.3 |  | Ecom_SC-3-TF.jpeg | http://grandbrass.xologic.com/vendors/4460/large/Ecom_SC-3-TF.jpeg | [47 empty] | 0 | 0 | 0 | [6 empty] | 0 | 1 | 1 | EA | 1 | Lighting Controls |  |  | Fittings and Hardware |  | Electrical Hardware And Supplies |  | Wallplates | [20 empty] | Switch Plates | [242 empty] | <a href="https://assets.lutron.com/a/documents/040440.pdf" target="_blank">Installation Instructions</a> | [23 empty] | 2.000 DW |  |  | 8.2500 IN | [89 empty] | 1.000 EA | 1.000 EA | [35 empty] | No | [42 empty] | https://assets.lutron.com/a/documents/maestrosatincolors.pdf | [7 empty] | Shelf Stock | [39 empty] | 39121704 | [13 empty] | <a href="https://www.lutron.com/TechnicalDocumentLibrary/369-119_Wallbox_Warranty.pdf" target="_blank">Warranty Information</a> |  |  |  |  | 0.250 L | [14 empty] | 0 | 0 | 0 | 0 | Electrical | 2021-12-01 04:53 | 2024-07-20 11:34 | 0000-00-00 00:00:00 | 2025-11-29 02:00 | 0000-00-00 00:00:00
4 | Lutron Electronics | SC-4-MI | 4460-10478 | 4460 | 10478 | Lutron Electronics | Ecom_SC-4-MI.jpeg | 784276287999 | SATIN WALLPLATE 4G MI | Claro Wallplate, Satin Finish, Four-gang in mist |  | 1 | 1 |  | Ecom_SC-4-MI.jpeg | http://grandbrass.xologic.com/vendors/4460/large/Ecom_SC-4-MI.jpeg | [47 empty] | 0 | 0 | 0 | [6 empty] | 0 | 1 | 1 | EA | 1 | Lighting Controls |  |  | Fittings and Hardware |  | Electrical Hardware And Supplies |  | Wallplates | [20 empty] | Switch Plates | [242 empty] | <a href="https://assets.lutron.com/a/documents/040440.pdf" target="_blank">Installation Instructions</a> | [23 empty] | 2.000 DW |  |  | 1.0000 IN | [89 empty] | 1.000 EA | 1.000 EA | [35 empty] | No | [42 empty] | https://assets.lutron.com/a/documents/maestrosatincolors.pdf | [7 empty] | Shelf Stock | [39 empty] | 39121704 | [13 empty] | <a href="https://www.lutron.com/TechnicalDocumentLibrary/369-119_Wallbox_Warranty.pdf" target="_blank">Warranty Information</a> |  |  |  |  | 1.000 L | [14 empty] | 0 | 0 | 0 | 0 | Electrical | 2021-12-01 04:53 | 2024-07-20 11:31 | 0000-00-00 00:00:00 | 2025-11-29 02:00 | 0000-00-00 00:00:00
4 | Lutron Electronics | SC-1-LG | 4460-10479 | 4460 | 10479 | Lutron Electronics | Ecom_SC-1-LG.jpeg | 784276287500 | SATIN WALLPLATE LG | Claro Wallplate, Satin Finish, Single-gang in lunar gray |  | 3.9 | 0.6 |  | Ecom_SC-1-LG.jpeg | http://grandbrass.xologic.com/vendors/4460/large/Ecom_SC-1-LG.jpeg | [47 empty] | 0 | 0 | 0 | [6 empty] | 0 | 1 | 1 | EA | 1 | Lighting Controls |  |  | Fittings and Hardware |  | Electrical Hardware And Supplies |  | Wallplates | [20 empty] | Switch Plates | [242 empty] | <a href="https://assets.lutron.com/a/documents/040440.pdf" target="_blank">Installation Instructions</a> | [23 empty] | 2.000 DW |  |  | 5.9000 IN | [89 empty] | 1.000 EA | 1.000 EA | [35 empty] | No | [42 empty] | https://assets.lutron.com/a/documents/maestrosatincolors.pdf | [7 empty] | Shelf Stock | [39 empty] | 39121704 | [13 empty] | <a href="https://www.lutron.com/TechnicalDocumentLibrary/369-119_Wallbox_Warranty.pdf" target="_blank">Warranty Information</a> |  |  |  |  | 0.100 L | [14 empty] | 0 | 0 | 0 | 0 | Electrical | 2021-12-01 04:59 | 2024-07-20 11:31 | 0000-00-00 00:00:00 | 2025-11-29 02:00 | 0000-00-00 00:00:00
4 | Lutron Electronics | SC-1-CY | 4460-10480 | 4460 | 10480 | Lutron Electronics | Ecom_SC-1-CY.jpeg | 784276287579 | SATIN WALLPLATE CY | Claro Wallplate, Satin Finish, Single-gang in clay |  | 4.25 | 6.25 |  | Ecom_SC-1-CY.jpeg | http://grandbrass.xologic.com/vendors/4460/large/Ecom_SC-1-CY.jpeg | [47 empty] | 0 | 0 | 0 | [6 empty] | 0 | 1 | 1 | EA | 1 | Lighting Controls |  |  | Fittings and Hardware |  | Electrical Hardware And Supplies |  | Wallplates | [20 empty] | Switch Plates | [242 empty] | <a href="https://assets.lutron.com/a/documents/040440.pdf" target="_blank">Installation Instructions</a> | [23 empty] | 2.000 DW |  |  | 0.5400 IN | [89 empty] | 1.000 EA | 1.000 EA | [35 empty] | No | [42 empty] | https://assets.lutron.com/a/documents/maestrosatincolors.pdf | [7 empty] | Shelf Stock | [39 empty] | 39121704 | [13 empty] | <a href="https://www.lutron.com/TechnicalDocumentLibrary/369-119_Wallbox_Warranty.pdf" target="_blank">Warranty Information</a> |  |  |  |  | 0.100 L | [14 empty] | 0 | 0 | 0 | 0 | Electrical | 2021-12-01 04:59 | 2024-07-20 11:32 | 0000-00-00 00:00:00 | 2025-11-29 02:00 | 0000-00-00 00:00:00
4 | Lutron Electronics | SC-2-GL | 4460-10481 | 4460 | 10481 | Lutron Electronics | Ecom_SC-2-GL.jpeg | 784276287647 | SATIN WALLPLATE 2G GL | Claro Wallplate, Satin Finish, Two-gang in glacier white |  | 5.9 | 6.5 |  | Ecom_SC-2-GL.jpeg | http://grandbrass.xologic.com/vendors/4460/large/Ecom_SC-2-GL.jpeg | [47 empty] | 0 | 0 | 0 | [6 empty] | 0 | 1 | 1 | EA | 1 | Lighting Controls |  |  | Fittings and Hardware |  | Electrical Hardware And Supplies |  | Wallplates | [20 empty] | Switch Plates | [242 empty] | <a href="https://assets.lutron.com/a/documents/040440.pdf" target="_blank">Installation Instructions</a> | [23 empty] | 2.000 DW |  |  | 0.3000 IN | [89 empty] | 1.000 EA | 1.000 EA | [35 empty] | No | [42 empty] | https://assets.lutron.com/a/documents/maestrosatincolors.pdf | [7 empty] | Shelf Stock | [39 empty] | 39121704 | [13 empty] | <a href="https://www.lutron.com/TechnicalDocumentLibrary/369-119_Wallbox_Warranty.pdf" target="_blank">Warranty Information</a> |  |  |  |  | 0.150 L | [14 empty] | 0 | 0 | 0 | 0 | Electrical | 2021-12-01 04:59 | 2024-07-20 11:34 | 0000-00-00 00:00:00 | 2025-11-29 02:00 | 0000-00-00 00:00:00
4 | Lutron Electronics | SC-4-PB | 4460-10482 | 4460 | 10482 | Lutron Electronics | Ecom_SC-4-PB.jpeg | 784276288002 | SATIN WALLPLATE 4G PB | Claro Wallplate, Satin Finish, Four-gang in pebble |  | 6.3 | 1.5 |  | Ecom_SC-4-PB.jpeg | http://grandbrass.xologic.com/vendors/4460/large/Ecom_SC-4-PB.jpeg | [47 empty] | 0 | 0 | 0 | [6 empty] | 0 | 1 | 1 | EA | 1 | Lighting Controls |  |  | Fittings and Hardware |  | Electrical Hardware And Supplies |  | Wallplates | [20 empty] | Switch Plates | [242 empty] | <a href="https://assets.lutron.com/a/documents/040440.pdf" target="_blank">Installation Instructions</a> | [23 empty] | 2.000 DW |  |  | 8.7000 IN | [89 empty] | 1.000 EA | 1.000 EA | [35 empty] | No | [42 empty] | https://assets.lutron.com/a/documents/maestrosatincolors.pdf | [7 empty] | Shelf Stock | [39 empty] | 39121704 | [13 empty] | <a href="https://www.lutron.com/TechnicalDocumentLibrary/369-119_Wallbox_Warranty.pdf" target="_blank">Warranty Information</a> |  |  |  |  | 0.350 L | [14 empty] | 0 | 0 | 0 | 0 | Electrical | 2021-12-01 04:59 | 2024-07-20 11:34 | 0000-00-00 00:00:00 | 2025-11-29 02:00 | 0000-00-00 00:00:00
4 | Lutron Electronics | SC-4-EP | 4460-10483 | 4460 | 10483 | Lutron Electronics | Ecom_SC-4-EP.jpeg | 784276288071 | SATIN WALLPLATE 4G EP | Claro Wallplate, Satin Finish, Four-gang in espresso |  | 1 | 1 |  | Ecom_SC-4-EP.jpeg | http://grandbrass.xologic.com/vendors/4460/large/Ecom_SC-4-EP.jpeg | [47 empty] | 0 | 0 | 0 | [6 empty] | 0 | 1 | 1 | EA | 1 | Lighting Controls |  |  | Fittings and Hardware |  | Electrical Hardware And Supplies |  | Wallplates | [20 empty] | Switch Plates | [242 empty] | <a href="https://assets.lutron.com/a/documents/040440.pdf" target="_blank">Installation Instructions</a> | [23 empty] | 2.000 DW |  |  | 1.0000 IN | [89 empty] | 1.000 EA | 1.000 EA | [35 empty] | No | [42 empty] | https://assets.lutron.com/a/documents/maestrosatincolors.pdf | [7 empty] | Shelf Stock | [39 empty] | 39121704 | [13 empty] | <a href="https://www.lutron.com/TechnicalDocumentLibrary/369-119_Wallbox_Warranty.pdf" target="_blank">Warranty Information</a> |  |  |  |  | 0.350 L | [14 empty] | 0 | 0 | 0 | 0 | Electrical | 2021-12-01 04:59 | 2024-07-20 11:41 | 0000-00-00 00:00:00 | 2025-11-29 02:00 | 0000-00-00 00:00:00
4 | Lutron Electronics | SC-5-LG | 4460-10484 | 4460 | 10484 | Lutron Electronics | Ecom_SC-5-LG.jpeg | 784276288149 | SATIN WALLPLATE 5G LG | Claro Wallplate, Satin Finish, Five-gang in lunar gray |  | 6.5 | 12.5 |  | Ecom_SC-5-LG.jpeg | http://grandbrass.xologic.com/vendors/4460/large/Ecom_SC-5-LG.jpeg | [47 empty] | 0 | 0 | 0 | [6 empty] | 0 | 1 | 1 | EA | 1 | Lighting Controls |  |  | Fittings and Hardware |  | Electrical Hardware And Supplies |  | Wallplates | [20 empty] | Switch Plates | [242 empty] | <a href="https://assets.lutron.com/a/documents/040440.pdf" target="_blank">Installation Instructions</a> | [23 empty] | 2.000 DW |  |  | 1.2000 IN | [89 empty] | 1.000 EA | 1.000 EA | [35 empty] | No | [42 empty] | https://assets.lutron.com/a/documents/maestrosatincolors.pdf | [7 empty] | Shelf Stock | [39 empty] | 39121704 | [13 empty] | <a href="https://www.lutron.com/TechnicalDocumentLibrary/369-119_Wallbox_Warranty.pdf" target="_blank">Warranty Information</a> |  |  |  |  | 0.350 L | [14 empty] | 0 | 0 | 0 | 0 | Electrical | 2021-12-01 04:59 | 2024-07-20 11:34 | 0000-00-00 00:00:00 | 2025-11-29 02:00 | 0000-00-00 00:00:00
1 | Lutron Electronics | SC-1PS-PM | 4460-10485 | 4460 | 10485 | Lutron Electronics | Ecom_SC-1PS-PM_NoWallPlate.jpeg | 784276288507 | SATIN 15A SW PM | Lutron Claro 15 Amp, Single-Pole On/Off Rocker Switch, Pumice |  | 2.4 | 4.6 |  | Ecom_SC-1PS-PM_NoWallPlate.jpeg | http://grandbrass.xologic.com/vendors/4460/large/Ecom_SC-1PS-PM_NoWallPlate.jpeg | [47 empty] | 0 | 0 | 0 | [6 empty] | 0 | 1 | 1 | EA | 1 | Lighting Controls | [27 empty] | Lightswitches | [242 empty] | <a href="https://assets.lutron.com/a/documents/030704g.pdf" target="_blank">Installation Instructions</a> | [23 empty] | 2.000 DW |  |  | 2.4000 IN | [89 empty] | 1.000 EA | 1.000 EA | [35 empty] | No | [42 empty] | https://assets.lutron.com/a/documents/maestrosatincolors.pdf | [7 empty] | Shelf Stock | [39 empty] | 39122226 | [13 empty] | <a href="https://www.lutron.com/TechnicalDocumentLibrary/369-119_Wallbox_Warranty.pdf" target="_blank">Warranty Information</a> |  |  |  |  | 0.200 L | [14 empty] | 0 | 0 | 0 | 0 | Lighting Fixtures | 2021-12-01 04:59 | 2024-07-20 11:34 | 0000-00-00 00:00:00 | 2024-07-20 11:34 | 0000-00-00 00:00:00
1 | Lutron Electronics | SC-1PS-DE | 4460-10486 | 4460 | 10486 | Lutron Electronics | Ecom_SC-1PS-DE_NoWallPlate.jpeg | 784276288576 | SATIN 15A SW DE | Lutron Claro 15 Amp, Single-Pole On/Off Rocker Switch, Deep Sea |  | 2.3 | 4.5 |  | Ecom_SC-1PS-DE_NoWallPlate.jpeg | http://grandbrass.xologic.com/vendors/4460/large/Ecom_SC-1PS-DE_NoWallPlate.jpeg | [47 empty] | 0 | 0 | 0 | [6 empty] | 0 | 1 | 1 | EA | 1 | Lighting Controls | [27 empty] | Lightswitches | [242 empty] | <a href="https://assets.lutron.com/a/documents/030704g.pdf" target="_blank">Installation Instructions</a> | [23 empty] | 2.000 DW |  |  | 2.3000 IN | [89 empty] | 1.000 EA | 1.000 EA | [35 empty] | No | [42 empty] | https://assets.lutron.com/a/documents/maestrosatincolors.pdf | [7 empty] | Shelf Stock | [39 empty] | 39122226 | [13 empty] | <a href="https://www.lutron.com/TechnicalDocumentLibrary/369-119_Wallbox_Warranty.pdf" target="_blank">Warranty Information</a> |  |  |  |  | 0.200 L | [14 empty] | 0 | 0 | 0 | 0 | Lighting Fixtures | 2021-12-01 04:59 | 2024-07-20 11:30 | 0000-00-00 00:00:00 | 2024-07-20 11:30 | 0000-00-00 00:00:00
1 | Lutron Electronics | SC-3PS-PB | 4460-10487 | 4460 | 10487 | Lutron Electronics | Ecom_SC-3PS-PB_NoWallPlate.jpeg | 784276288644 | SATIN 15A SW 3WAY PB | Lutron Claro 15 Amp, 3-Way On/Off Rocker Switch, Pebble |  | 2.3 | 4.5 |  | Ecom_SC-3PS-PB_NoWallPlate.jpeg | http://grandbrass.xologic.com/vendors/4460/large/Ecom_SC-3PS-PB_NoWallPlate.jpeg | [47 empty] | 0 | 0 | 0 | [6 empty] | 0 | 1 | 1 | EA | 1 | Lighting Controls | [27 empty] | Lightswitches | [242 empty] | <a href="https://assets.lutron.com/a/documents/0301637.pdf" target="_blank">Installation Instructions</a> | [23 empty] | 2.000 DW |  |  | 2.3000 IN | [89 empty] | 1.000 EA | 1.000 EA | [35 empty] | No | [42 empty] | https://assets.lutron.com/a/documents/maestrosatincolors.pdf | [7 empty] | Shelf Stock | [39 empty] | 39122226 | [13 empty] | <a href="https://www.lutron.com/TechnicalDocumentLibrary/369-119_Wallbox_Warranty.pdf" target="_blank">Warranty Information</a> |  |  |  |  | 0.300 L | [14 empty] | 0 | 0 | 0 | 0 | Lighting Fixtures | 2021-12-01 04:59 | 2024-07-20 11:44 | 0000-00-00 00:00:00 | 2024-07-20 11:44 | 0000-00-00 00:00:00
1 | Lutron Electronics | SC-BI-PM | 4460-10488 | 4460 | 10488 | Lutron Electronics | SC-BI-PM.jpg | 784276289009 | CLARO BLANK PM | Claro Satin Finish, Blank insert in pumice |  | 2.3 | 4.5 |  | SC-BI-PM.jpg | http://grandbrass.xologic.com/vendors/4460/large/SC-BI-PM.jpg | [47 empty] | 0 | 0 | 0 | [6 empty] | 0 | 1 | 1 | EA | 1 | Specialty Items | [27 empty] | Lighting Accessories | [242 empty] | <a href="https://assets.lutron.com/a/documents/040440.pdf" target="_blank">Installation Instructions</a> | [23 empty] | 2.000 DW |  |  | 2.3000 IN | [89 empty] | 1.000 EA | 1.000 EA | [35 empty] | No | [42 empty] | https://assets.lutron.com/a/documents/maestrosatincolors.pdf | [7 empty] | Shelf Stock | [39 empty] | 39122221 | [13 empty] | <a href="https://www.lutron.com/TechnicalDocumentLibrary/369-119_Wallbox_Warranty.pdf" target="_blank">Warranty Information</a> |  |  |  |  | 0.060 L | [14 empty] | 0 | 0 | 0 | 0 | Lighting Fixtures | 2021-12-01 04:59 | 2024-07-20 11:34 | 0000-00-00 00:00:00 | 2024-07-20 11:34 | 0000-00-00 00:00:00 | [6 empty] | Biscuit
1 | Lutron Electronics | DVSCCL-153P-BW | 4460-10489 | 4460 | 10489 | Lutron Electronics | Ecom_DVSCCL-153P-BW_NoWallPlate.jpeg | 784276289078 | DIVA 150W DIM BW | Diva LED+ Dimmer - Satin Finish, LED, Incandescent/Halogen, 3-way/single-pole, 150W LED or 600W inc/hal, brilliant white |  | 1.8 | 4.5 |  | Ecom_DVSCCL-153P-BW_NoWallPlate.jpeg | http://grandbrass.xologic.com/vendors/4460/large/Ecom_DVSCCL-153P-BW_NoWallPlate.jpeg | [47 empty] | 0 | 0 | 0 | [6 empty] | 0 | 1 | 1 | EA | 1 | Lighting Controls | [27 empty] | Dimmers | [242 empty] | <a href="https://www.lutron.com/TechnicalDocumentLibrary/0301882.pdf" target="_blank">Installation Instructions</a> | [23 empty] | 2.000 DW |  |  | 2.0000 IN | [89 empty] | 1.000 EA | 1.000 EA | [35 empty] | No | [42 empty] | https://assets.lutron.com/a/documents/DivaSatinColors.pdf | [7 empty] | Shelf Stock | [39 empty] | 39122206 | [13 empty] | <a href="https://www.lutron.com/TechnicalDocumentLibrary/369-119_Wallbox_Warranty.pdf" target="_blank">Warranty Information</a> |  |  |  |  | 0.500 L | [14 empty] | 0 | 0 | 0 | 0 | Lighting Fixtures | 2021-12-01 04:59 | 2024-07-20 11:41 | 0000-00-00 00:00:00 | 2024-07-20 11:41 | 0000-00-00 00:00:00
1 | Lutron Electronics | DVSCCL-153P-SL | 4460-10490 | 4460 | 10490 | Lutron Electronics | Ecom_DVSCCL-153P-SL_NoWallPlate.jpeg | 784276289146 | DIVA 150W DIM SL | Diva LED+ Dimmer - Satin Finish, LED, Incandescent/Halogen, 3-way/single-pole, 150W LED or 600W inc/hal, slate |  | 1.8 | 4.5 |  | Ecom_DVSCCL-153P-SL_NoWallPlate.jpeg | http://grandbrass.xologic.com/vendors/4460/large/Ecom_DVSCCL-153P-SL_NoWallPlate.jpeg | [47 empty] | 0 | 0 | 0 | [6 empty] | 0 | 1 | 1 | EA | 1 | Lighting Controls | [27 empty] | Dimmers | [242 empty] | <a href="https://www.lutron.com/TechnicalDocumentLibrary/0301882.pdf" target="_blank">Installation Instructions</a> | [23 empty] | 2.000 DW |  |  | 2.0000 IN | [89 empty] | 1.000 EA | 1.000 EA | [35 empty] | No | [42 empty] | https://assets.lutron.com/a/documents/DivaSatinColors.pdf | [7 empty] | Shelf Stock | [39 empty] | 39122206 | [13 empty] | <a href="https://www.lutron.com/TechnicalDocumentLibrary/369-119_Wallbox_Warranty.pdf" target="_blank">Warranty Information</a> |  |  |  |  | 0.500 L | [14 empty] | 0 | 0 | 0 | 0 | Lighting Fixtures | 2021-12-01 04:59 | 2024-07-20 11:41 | 0000-00-00 00:00:00 | 2024-07-20 11:41 | 0000-00-00 00:00:00
1 | Lutron Electronics | DVSCRP-253P-SA | 4460-10491 | 4460 | 10491 | Lutron Electronics | DVSCRP-253P-SA.jpg | 784276289504 | DIVA REVERSE PHASE 250W DIM SA | Diva Reverse-phase Dimmer - Satin Finish, CFL/LED (Screw-based), Incandescent/Halogen, Electronic Low-voltage, 3-way/single-pole, 250W CFL/LED or 500W inc/hal/ELV in sage |  | 2.3 | 4.5 |  | DVSCRP-253P-SA.jpg | http://grandbrass.xologic.com/vendors/4460/large/DVSCRP-253P-SA.jpg | [47 empty] | 0 | 0 | 0 | [6 empty] | 0 | 1 | 1 | EA | 1 | Lighting Controls | [27 empty] | Dimmers | [242 empty] | <a href="https://assets.lutron.com/a/documents/368-4493_Page_38.pdf" target="_blank">Installation Instructions</a> | [23 empty] | 2.000 DW |  |  | 2.3000 IN | [89 empty] | 1.000 EA | 1.000 EA | [35 empty] | No | [42 empty] | https://assets.lutron.com/a/documents/DivaSatinColors.pdf | [7 empty] | Shelf Stock | [39 empty] | 39122206 | [13 empty] | <a href="https://www.lutron.com/TechnicalDocumentLibrary/369-119_Wallbox_Warranty.pdf" target="_blank">Warranty Information</a> |  |  |  |  | 0.270 L | [14 empty] | 0 | 0 | 0 | 0 | Lighting Fixtures | 2021-12-01 04:59 | 2024-07-20 11:30 | 0000-00-00 00:00:00 | 2024-07-20 11:30 | 0000-00-00 00:00:00
1 | Lutron Electronics | DVSCSTV-RW | 4460-10492 | 4460 | 10492 | Lutron Electronics | DVSCSTV-RW.jpg | 784276291026 | DIVA DV 8A RW | Diva Dimmer - Satin Finish, Fluorescent or LED Dimming with 0-10V Ballasts and Drivers, Single-pole/3-way, 120-277V/50mA/8A in architectural white |  | 2.3 | 4.5 |  | DVSCSTV-RW.jpg | http://grandbrass.xologic.com/vendors/4460/large/DVSCSTV-RW.jpg | [47 empty] | 0 | 0 | 0 | [6 empty] | 0 | 1 | 1 | EA | 1 | Lighting Controls | [27 empty] | Dimmers | [242 empty] | <a href="https://www.lutron.com/TechnicalDocumentLibrary/0301973.pdf" target="_blank">Installation Instructions</a> | [23 empty] | 2.000 DW |  |  | 2.3000 IN | [89 empty] | 1.000 EA | 1.000 EA | [35 empty] | No | [42 empty] | https://www.lutron.com/TechnicalDocumentLibrary/369147.pdf | [7 empty] | Shelf Stock | [39 empty] | 39122206 | [13 empty] | <a href="https://www.lutron.com/TechnicalDocumentLibrary/369-119_Wallbox_Warranty.pdf" target="_blank">Warranty Information</a> |  |  |  |  | 0.260 L | [14 empty] | 0 | 0 | 0 | 0 | Lighting Fixtures | 2021-12-01 04:59 | 2024-07-20 11:38 | 0000-00-00 00:00:00 | 2024-07-20 11:38 | 0000-00-00 00:00:00
1 | Lutron Electronics | DVSCSTV-PM | 4460-10493 | 4460 | 10493 | Lutron Electronics | DVSCSTV-PM.jpg | 784276291095 | DIVA DV 8A PM | Diva Dimmer - Satin Finish, Fluorescent or LED Dimming with 0-10V Ballasts and Drivers, Single-pole/3-way, 120-277V/50mA/8A in pumice |  | 2.3 | 4.5 |  | DVSCSTV-PM.jpg | http://grandbrass.xologic.com/vendors/4460/large/DVSCSTV-PM.jpg | [47 empty] | 0 | 0 | 0 | [6 empty] | 0 | 1 | 1 | EA | 1 | Lighting Controls | [27 empty] | Dimmers | [242 empty] | <a href="https://www.lutron.com/TechnicalDocumentLibrary/0301973.pdf" target="_blank">Installation Instructions</a> | [23 empty] | 2.000 DW |  |  | 2.3000 IN | [89 empty] | 1.000 EA | 1.000 EA | [35 empty] | No | [42 empty] | https://www.lutron.com/TechnicalDocumentLibrary/369147.pdf | [7 empty] | Shelf Stock | [39 empty] | 39122206 | [13 empty] | <a href="https://www.lutron.com/TechnicalDocumentLibrary/369-119_Wallbox_Warranty.pdf" target="_blank">Warranty Information</a> |  |  |  |  | 0.260 L | [14 empty] | 0 | 0 | 0 | 0 | Lighting Fixtures | 2021-12-01 04:59 | 2024-07-20 11:30 | 0000-00-00 00:00:00 | 2024-07-20 11:30 | 0000-00-00 00:00:00
1 | Lutron Electronics | DVSCELV-300P-CS | 4460-10494 | 4460 | 10494 | Lutron Electronics | DVSCELV-300P-CS.jpg | 784276291385 | DIVA 300W DIM CS | Diva Dimmer - Satin Finish, Electronic Low-Voltage, Single-pole, 120V/300W in cobblestone |  | 2.3 | 4.5 |  | DVSCELV-300P-CS.jpg | http://grandbrass.xologic.com/vendors/4460/large/DVSCELV-300P-CS.jpg | [47 empty] | 0 | 0 | 0 | [6 empty] | 0 | 1 | 1 | EA | 1 | Lighting Controls | [27 empty] | Dimmers | [242 empty] | <a href="https://www.lutron.com/TechnicalDocumentLibrary/0301295.pdf" target="_blank">Installation Instructions</a> | [23 empty] | 2.000 DW |  |  | 2.3000 IN | [89 empty] | 1.000 EA | 1.000 EA | [35 empty] | No | [42 empty] | https://assets.lutron.com/a/documents/DivaSatinColors.pdf | [7 empty] | Shelf Stock | [39 empty] | 39122206 | [13 empty] | <a href="https://www.lutron.com/TechnicalDocumentLibrary/369-119_Wallbox_Warranty.pdf" target="_blank">Warranty Information</a> |  |  |  |  | 0.250 L | [14 empty] | 0 | 0 | 0 | 0 | Lighting Fixtures | 2021-12-01 04:59 | 2024-07-20 11:39 | 0000-00-00 00:00:00 | 2024-07-20 11:39 | 0000-00-00 00:00:00
1 | Lutron Electronics | DVSCELV-300P-TF | 4460-10495 | 4460 | 10495 | Lutron Electronics | DVSCELV-300P-TF.jpg | 784276291453 | DIVA 300W DIM TF | Diva Dimmer - Satin Finish, Electronic Low-Voltage, Single-pole, 120V/300W in truffle |  | 2.3 | 4.5 |  | DVSCELV-300P-TF.jpg | http://grandbrass.xologic.com/vendors/4460/large/DVSCELV-300P-TF.jpg | [47 empty] | 0 | 0 | 0 | [6 empty] | 0 | 1 | 1 | EA | 1 | Lighting Controls | [27 empty] | Dimmers | [242 empty] | <a href="https://www.lutron.com/TechnicalDocumentLibrary/0301295.pdf" target="_blank">Installation Instructions</a> | [23 empty] | 2.000 DW |  |  | 2.3000 IN | [89 empty] | 1.000 EA | 1.000 EA | [35 empty] | No | [42 empty] | https://assets.lutron.com/a/documents/DivaSatinColors.pdf | [7 empty] | Shelf Stock | [39 empty] | 39122206 | [13 empty] | <a href="https://www.lutron.com/TechnicalDocumentLibrary/369-119_Wallbox_Warranty.pdf" target="_blank">Warranty Information</a> |  |  |  |  | 0.250 L | [14 empty] | 0 | 0 | 0 | 0 | Lighting Fixtures | 2021-12-01 04:59 | 2024-07-20 11:34 | 0000-00-00 00:00:00 | 2024-07-20 11:34 | 0000-00-00 00:00:00
1 | Lutron Electronics | DVSCELV-303P-MI | 4460-10496 | 4460 | 10496 | Lutron Electronics | DVSCELV-303P-MI.jpg | 784276291521 | DIVA 300W 3WAY DIM MI | Diva Dimmer - Satin Finish, Electronic Low-Voltage, 3-way, 120V/300W in mist |  | 2.3 | 4.5 |  | DVSCELV-303P-MI.jpg | http://grandbrass.xologic.com/vendors/4460/large/DVSCELV-303P-MI.jpg | [47 empty] | 0 | 0 | 0 | [6 empty] | 0 | 1 | 1 | EA | 1 | Lighting Controls | [27 empty] | Dimmers | [242 empty] | <a href="https://www.lutron.com/TechnicalDocumentLibrary/0301295.pdf" target="_blank">Installation Instructions</a> | [23 empty] | 2.000 DW |  |  | 2.3000 IN | [89 empty] | 1.000 EA | 1.000 EA | [35 empty] | No | [42 empty] | https://assets.lutron.com/a/documents/DivaSatinColors.pdf | [7 empty] | Shelf Stock | [39 empty] | 39122206 | [13 empty] | <a href="https://www.lutron.com/TechnicalDocumentLibrary/369-119_Wallbox_Warranty.pdf" target="_blank">Warranty Information</a> |  |  |  |  | 0.250 L | [14 empty] | 0 | 0 | 0 | 0 | Lighting Fixtures | 2021-12-01 04:59 | 2024-07-20 11:30 | 0000-00-00 00:00:00 | 2024-07-20 11:30 | 0000-00-00 00:00:00
1 | Lutron Electronics | DVSCELV-303P-SA | 4460-10497 | 4460 | 10497 | Lutron Electronics | DVSCELV-303P-SA.jpg | 784276291590 | DIVA 300W 3WAY DIM SA | Diva Dimmer - Satin Finish, Electronic Low-Voltage, 3-way, 120V/300W in sage |  | 2.3 | 4.5 |  | DVSCELV-303P-SA.jpg | http://grandbrass.xologic.com/vendors/4460/large/DVSCELV-303P-SA.jpg | [47 empty] | 0 | 0 | 0 | [6 empty] | 0 | 1 | 1 | EA | 1 | Lighting Controls | [27 empty] | Dimmers | [242 empty] | <a href="https://www.lutron.com/TechnicalDocumentLibrary/0301295.pdf" target="_blank">Installation Instructions</a> | [23 empty] | 2.000 DW |  |  | 2.3000 IN | [89 empty] | 1.000 EA | 1.000 EA | [35 empty] | No | [42 empty] | https://assets.lutron.com/a/documents/DivaSatinColors.pdf | [7 empty] | Shelf Stock | [39 empty] | 39122206 | [13 empty] | <a href="https://www.lutron.com/TechnicalDocumentLibrary/369-119_Wallbox_Warranty.pdf" target="_blank">Warranty Information</a> |  |  |  |  | 0.250 L | [14 empty] | 0 | 0 | 0 | 0 | Lighting Fixtures | 2021-12-01 04:59 | 2024-07-20 11:34 | 0000-00-00 00:00:00 | 2024-07-20 11:34 | 0000-00-00 00:00:00
1 | Lutron Electronics | DVSCLV-600P-BW | 4460-10498 | 4460 | 10498 | Lutron Electronics | DVSCLV-600P-BW.jpg | 784276291880 | DIVA 450W 1P BW | Diva Dimmer - Satin Finish, Magnetic Low-Voltage, Single-pole, 120V/600VA (450W) in brilliant white |  | 2.3 | 4.5 |  | DVSCLV-600P-BW.jpg | http://grandbrass.xologic.com/vendors/4460/large/DVSCLV-600P-BW.jpg | [47 empty] | 0 | 0 | 0 | [6 empty] | 0 | 1 | 1 | EA | 1 | Lighting Controls | [27 empty] | Dimmers | [242 empty] | <a href="https://www.lutron.com/TechnicalDocumentLibrary/030448c.pdf" target="_blank">Installation Instructions</a> | [23 empty] | 2.000 DW |  |  | 2.3000 IN | [89 empty] | 1.000 EA | 1.000 EA | [35 empty] | No | [42 empty] | https://assets.lutron.com/a/documents/DivaSatinColors.pdf | [7 empty] | Shelf Stock | [39 empty] | 39122206 | [13 empty] | <a href="https://www.lutron.com/TechnicalDocumentLibrary/369-119_Wallbox_Warranty.pdf" target="_blank">Warranty Information</a> |  |  |  |  | 0.300 L | [14 empty] | 0 | 0 | 0 | 0 | Lighting Fixtures | 2021-12-01 04:59 | 2024-07-20 11:41 | 0000-00-00 00:00:00 | 2024-07-20 11:41 | 0000-00-00 00:00:00
1 | Lutron Electronics | DVSCF-103P-277SA | 4460-10499 | 4460 | 10499 | Lutron Electronics | DVSCF-103P-277SA.jpg | 784276291958 | DIVA 277V DIM SA | Diva Dimmer - Satin Finish, Fluorescent or LED Dimming with 3-Wire Ballasts and Drivers, 3-way/single-pole, 277V/6A in sage |  | 2.3 | 4.5 |  | DVSCF-103P-277SA.jpg | http://grandbrass.xologic.com/vendors/4460/large/DVSCF-103P-277SA.jpg | [47 empty] | 0 | 0 | 0 | [6 empty] | 0 | 1 | 1 | EA | 1 | Lighting Controls | [27 empty] | Dimmers | [242 empty] | <a href="https://www.lutron.com/TechnicalDocumentLibrary/03115901D.pdf" target="_blank">Installation Instructions</a> | [23 empty] | 2.000 DW |  |  | 2.3000 IN | [89 empty] | 1.000 EA | 1.000 EA | [35 empty] | No | [42 empty] | https://assets.lutron.com/a/documents/DivaSatinColors.pdf | [7 empty] | Shelf Stock | [39 empty] | 39122206 | [13 empty] | <a href="https://www.lutron.com/TechnicalDocumentLibrary/369-119_Wallbox_Warranty.pdf" target="_blank">Warranty Information</a> |  |  |  |  | 0.320 L | [14 empty] | 0 | 0 | 0 | 0 | Lighting Fixtures | 2021-12-01 04:59 | 2024-07-20 11:41 | 0000-00-00 00:00:00 | 2024-07-20 11:41 | 0000-00-00 00:00:00
1 | Lutron Electronics | DVSCF-103P-277SR | 4460-10500 | 4460 | 10500 | Lutron Electronics | DVSCF-103P-277SR.jpg | 784276292023 | DIVA 277V DIM SR | Diva Dimmer - Satin Finish, Fluorescent or LED Dimming with 3-Wire Ballasts and Drivers, 3-way/single-pole, 277V/6A in signal red |  | 2.3 | 4.5 |  | DVSCF-103P-277SR.jpg | http://grandbrass.xologic.com/vendors/4460/large/DVSCF-103P-277SR.jpg | [47 empty] | 0 | 0 | 0 | [6 empty] | 0 | 1 | 1 | EA | 1 | Lighting Controls | [27 empty] | Dimmers | [242 empty] | <a href="https://www.lutron.com/TechnicalDocumentLibrary/03115901D.pdf" target="_blank">Installation Instructions</a> | [23 empty] | 2.000 DW |  |  | 2.3000 IN | [89 empty] | 1.000 EA | 1.000 EA | [35 empty] | No | [42 empty] | https://assets.lutron.com/a/documents/DivaSatinColors.pdf | [7 empty] | Shelf Stock | [39 empty] | 39122206 | [13 empty] | <a href="https://www.lutron.com/TechnicalDocumentLibrary/369-119_Wallbox_Warranty.pdf" target="_blank">Warranty Information</a> |  |  |  |  | 0.320 L | [14 empty] | 0 | 0 | 0 | 0 | Lighting Fixtures | 2021-12-01 04:59 | 2024-07-20 11:41 | 0000-00-00 00:00:00 | 2024-07-20 11:41 | 0000-00-00 00:00:00
1 | Lutron Electronics | DVSCLV-603P-CY | 4460-10501 | 4460 | 10501 | Lutron Electronics | DVSCLV-603P-CY.jpg | 784276292382 | DIVA 450W 3WAY CY | Diva Dimmer - Satin Finish, Magnetic Low-Voltage, 3-way, 120V/600VA (450W) in clay |  | 2.3 | 4.5 |  | DVSCLV-603P-CY.jpg | http://grandbrass.xologic.com/vendors/4460/large/DVSCLV-603P-CY.jpg | [47 empty] | 0 | 0 | 0 | [6 empty] | 0 | 1 | 1 | EA | 1 | Lighting Controls | [27 empty] | Dimmers | [242 empty] | <a href="https://www.lutron.com/TechnicalDocumentLibrary/030448c.pdf" target="_blank">Installation Instructions</a> | [23 empty] | 2.000 DW |  |  | 2.3000 IN | [89 empty] | 1.000 EA | 1.000 EA | [35 empty] | No | [42 empty] | https://assets.lutron.com/a/documents/DivaSatinColors.pdf | [7 empty] | Shelf Stock | [39 empty] | 39122206 | [13 empty] | <a href="https://www.lutron.com/TechnicalDocumentLibrary/369-119_Wallbox_Warranty.pdf" target="_blank">Warranty Information</a> |  |  |  |  | 0.250 L | [14 empty] | 0 | 0 | 0 | 0 | Lighting Fixtures | 2021-12-01 04:59 | 2024-07-20 11:35 | 0000-00-00 00:00:00 | 2024-07-20 11:35 | 0000-00-00 00:00:00
1 | Lutron Electronics | DVSCLV-103P-GL | 4460-10502 | 4460 | 10502 | Lutron Electronics | DVSCLV-103P-GL.jpg | 784276292450 | DIVA 800W GL | Diva Dimmer - Satin Finish, Magnetic Low-Voltage, 3-way, 120V/1000VA (800W) in glacier white |  | 2.3 | 4.6 |  | DVSCLV-103P-GL.jpg | http://grandbrass.xologic.com/vendors/4460/large/DVSCLV-103P-GL.jpg | [47 empty] | 0 | 0 | 0 | [6 empty] | 0 | 1 | 1 | EA | 1 | Lighting Controls | [27 empty] | Dimmers | [242 empty] | <a href="https://www.lutron.com/TechnicalDocumentLibrary/030448c.pdf" target="_blank">Installation Instructions</a> | [23 empty] | 2.000 DW |  |  | 2.3000 IN | [89 empty] | 1.000 EA | 1.000 EA | [35 empty] | No | [42 empty] | https://assets.lutron.com/a/documents/DivaSatinColors.pdf | [7 empty] | Shelf Stock | [39 empty] | 39122206 | [13 empty] | <a href="https://www.lutron.com/TechnicalDocumentLibrary/369-119_Wallbox_Warranty.pdf" target="_blank">Warranty Information</a> |  |  |  |  | 0.320 L | [14 empty] | 0 | 0 | 0 | 0 | Lighting Fixtures | 2021-12-01 04:59 | 2024-07-20 11:40 | 0000-00-00 00:00:00 | 2024-07-20 11:40 | 0000-00-00 00:00:00
1 | Lutron Electronics | DVSCLV-103P-SD | 4460-10503 | 4460 | 10503 | Lutron Electronics | DVSCLV-103P-SD.jpg | 784276292528 | DIVA 800W SD | Diva Dimmer - Satin Finish, Magnetic Low-Voltage, 3-way, 120V/1000VA (800W) in sand |  | 2.3 | 4.6 |  | DVSCLV-103P-SD.jpg | http://grandbrass.xologic.com/vendors/4460/large/DVSCLV-103P-SD.jpg | [47 empty] | 0 | 0 | 0 | [6 empty] | 0 | 1 | 1 | EA | 1 | Lighting Controls | [27 empty] | Dimmers | [242 empty] | <a href="https://www.lutron.com/TechnicalDocumentLibrary/030448c.pdf" target="_blank">Installation Instructions</a> | [23 empty] | 2.000 DW |  |  | 2.3000 IN | [89 empty] | 1.000 EA | 1.000 EA | [35 empty] | No | [42 empty] | https://assets.lutron.com/a/documents/DivaSatinColors.pdf | [7 empty] | Shelf Stock | [39 empty] | 39122206 | [13 empty] | <a href="https://www.lutron.com/TechnicalDocumentLibrary/369-119_Wallbox_Warranty.pdf" target="_blank">Warranty Information</a> |  |  |  |  | 0.320 L | [14 empty] | 0 | 0 | 0 | 0 | Lighting Fixtures | 2021-12-01 04:59 | 2024-07-20 11:39 | 0000-00-00 00:00:00 | 2024-07-20 11:39 | 0000-00-00 00:00:00
1 | Lutron Electronics | RRST-W3RL-SA | 4460-10504 | 4460 | 10504 | Lutron Electronics | RRST-W3RL-SA.jpg | 784276294591 | RA3 3RL SUNNATA KEY SA | Lutron RadioRA 3 Sunnata RF 3-Button Keypad with Raise/Lower - Sage |  | 2.25 | 4.5 |  | RRST-W3RL-SA.jpg | http://grandbrass.xologic.com/vendors/4460/large/RRST-W3RL-SA.jpg | [47 empty] | 0 | 0 | 0 | [6 empty] | 0 | 1 | 1 | EA | 1 | Lighting Controls | [27 empty] | Other Lighting Controls | [242 empty] | <a href="https://assets.lutron.com/a/documents/044373.pdf" target="_blank">Installation Instructions</a> | [23 empty] | 5.000 DW |  |  | 2.2500 IN | [89 empty] | 1.000 EA | 1.000 EA | [35 empty] | No | [42 empty] | https://assets.lutron.com/a/documents/3691168_ENG.pdf | [7 empty] | Shelf Stock | [39 empty] | 52161525 | [6 empty] | <a href="https://lutron.widen.net/content/4y4cm6o0wa/mp4/RadioRA-3-Processor-Video.mp4?w=2048" target="_blank">Product Video Clip</a> | [6 empty] | <a href="https://assets.lutron.com/a/documents/043561.pdf" target="_blank">Warranty Information</a> |  |  |  |  | 0.270 L | [14 empty] | 0 | 0 | 0 | 0 | Lighting Fixtures | 2021-12-01 04:59 | 2024-07-20 11:39 | 0000-00-00 00:00:00 | 2024-07-20 11:39 | 0000-00-00 00:00:00
1 | Lutron Electronics | RRST-W2B-GL | 4460-10505 | 4460 | 10505 | Lutron Electronics | RRST-W2B-GL.jpg | 784276294737 | RA3 2B SUNNATA KEY GL | Lutron RadioRA 3 Sunnata RF 2-Button Keypad - Glacier White |  | 2.25 | 4.5 |  | RRST-W2B-GL.jpg | http://grandbrass.xologic.com/vendors/4460/large/RRST-W2B-GL.jpg | [47 empty] | 0 | 0 | 0 | [6 empty] | 0 | 1 | 1 | EA | 1 | Lighting Controls | [27 empty] | Other Lighting Controls | [242 empty] | <a href="https://assets.lutron.com/a/documents/044373.pdf" target="_blank">Installation Instructions</a> | [23 empty] | 5.000 DW |  |  | 2.2500 IN | [89 empty] | 1.000 EA | 1.000 EA | [35 empty] | No | [42 empty] | https://assets.lutron.com/a/documents/3691168_ENG.pdf | [7 empty] | Shelf Stock | [39 empty] | 52161525 | [6 empty] | <a href="https://lutron.widen.net/content/4y4cm6o0wa/mp4/RadioRA-3-Processor-Video.mp4?w=2048" target="_blank">Product Video Clip</a> | [6 empty] | <a href="https://assets.lutron.com/a/documents/043561.pdf" target="_blank">Warranty Information</a> |  |  |  |  | 0.270 L | [14 empty] | 0 | 0 | 0 | 0 | Lighting Fixtures | 2021-12-01 04:59 | 2024-07-20 11:39 | 0000-00-00 00:00:00 | 2024-07-20 11:39 | 0000-00-00 00:00:00
1 | Lutron Electronics | RRST-W2B-SD | 4460-10506 | 4460 | 10506 | Lutron Electronics | RRST-W2B-SD.jpg | 784276294867 | RA3 2B SUNNATA KEY SD | Lutron RadioRA 3 Sunnata RF 2-Button Keypad - Sand |  | 2.25 | 4.5 |  | RRST-W2B-SD.jpg | http://grandbrass.xologic.com/vendors/4460/large/RRST-W2B-SD.jpg | [47 empty] | 0 | 0 | 0 | [6 empty] | 0 | 1 | 1 | EA | 1 | Lighting Controls | [27 empty] | Other Lighting Controls | [242 empty] | <a href="https://assets.lutron.com/a/documents/044373.pdf" target="_blank">Installation Instructions</a> | [23 empty] | 5.000 DW |  |  | 2.2500 IN | [89 empty] | 1.000 EA | 1.000 EA | [35 empty] | No | [42 empty] | https://assets.lutron.com/a/documents/3691168_ENG.pdf | [7 empty] | Shelf Stock | [39 empty] | 52161525 | [6 empty] | <a href="https://lutron.widen.net/content/4y4cm6o0wa/mp4/RadioRA-3-Processor-Video.mp4?w=2048" target="_blank">Product Video Clip</a> | [6 empty] | <a href="https://assets.lutron.com/a/documents/043561.pdf" target="_blank">Warranty Information</a> |  |  |  |  | 0.270 L | [14 empty] | 0 | 0 | 0 | 0 | Lighting Fixtures | 2021-12-01 04:59 | 2024-07-20 11:40 | 0000-00-00 00:00:00 | 2024-07-20 11:40 | 0000-00-00 00:00:00
4 | Lutron Electronics | SCR-20-DE | 4460-10507 | 4460 | 10507 | Lutron Electronics | Ecom_SCR-20-DE_NoWallPlate.jpeg | 784276809399 | SATIN 20A REC DE | Lutron Claro 20 Amp Duplex Outlet, Deep Sea |  | 2.3 | 4.5 |  | Ecom_SCR-20-DE_NoWallPlate.jpeg | http://grandbrass.xologic.com/vendors/4460/large/Ecom_SCR-20-DE_NoWallPlate.jpeg | [47 empty] | 0 | 0 | 0 | [6 empty] | 0 | 1 | 1 | EA | 1 | Lighting Controls |  |  | Electrical Distribution Equipment |  | Receptacles |  | Electrical Receptacles | [20 empty] | Other Lighting Controls | [242 empty] | <a href="https://assets.lutron.com/a/documents/0301636.pdf" target="_blank">Installation Instructions</a> | [23 empty] | 2.000 DW |  |  | 2.3000 IN | [89 empty] | 1.000 EA | 1.000 EA | [35 empty] | No | [42 empty] | https://assets.lutron.com/a/documents/maestrosatincolors.pdf | [7 empty] | Shelf Stock | [39 empty] | 39121406 | [13 empty] | <a href="https://assets.lutron.com/a/documents/369-119_Wallbox_Warranty.pdf" target="_blank">Warranty Information</a> |  |  |  |  | 0.250 L | [14 empty] | 0 | 0 | 0 | 0 | Electrical | 2021-12-01 05:00 | 2024-07-20 11:39 | 0000-00-00 00:00:00 | 2025-11-29 02:00 | 0000-00-00 00:00:00
4 | Lutron Electronics | SCRS-15-TR-PM | 4460-10508 | 4460 | 10508 | Lutron Electronics | Ecom_SCRS-15-TR-PM_NoWallPlate.jpeg | 784276809467 | SATIN 15A TR REC PM | Lutron Claro Tamper-Resistant Duplex Receptacle, 15 Amp, Pumice |  | 2.3 | 4.5 |  | Ecom_SCRS-15-TR-PM_NoWallPlate.jpeg | http://grandbrass.xologic.com/vendors/4460/large/Ecom_SCRS-15-TR-PM_NoWallPlate.jpeg | [47 empty] | 0 | 0 | 0 | [6 empty] | 0 | 1 | 1 | EA | 1 | Lighting Controls |  |  | Electrical Distribution Equipment |  | Receptacles |  | Electrical Receptacles | [20 empty] | Other Lighting Controls | [242 empty] | <a href="https://assets.lutron.com/a/documents/0301636.pdf" target="_blank">Installation Instructions</a> | [23 empty] | 2.000 DW |  |  | 2.3000 IN | [89 empty] | 1.000 EA | 1.000 EA | [35 empty] | No | [42 empty] | https://assets.lutron.com/a/documents/maestrosatincolors.pdf | [7 empty] | Shelf Stock | [39 empty] | 39121406 | [13 empty] | <a href="https://www.lutron.com/TechnicalDocumentLibrary/369-119_Wallbox_Warranty.pdf" target="_blank">Warranty Information</a> |  |  |  |  | 0.350 L | [14 empty] | 0 | 0 | 0 | 0 | Electrical | 2021-12-01 05:00 | 2024-07-20 11:36 | 0000-00-00 00:00:00 | 2025-11-29 02:00 | 0000-00-00 00:00:00
4 | Lutron Electronics | SC-5-DE | 4460-10509 | 4460 | 10509 | Lutron Electronics | Ecom_SC-5-DE.jpeg | 784276288255 | SATIN WALLPLATE 5G DE | Claro Wallplate, Satin Finish, Five-gang in deep sea |  | 1 | 1 |  | Ecom_SC-5-DE.jpeg | http://grandbrass.xologic.com/vendors/4460/large/Ecom_SC-5-DE.jpeg | [47 empty] | 0 | 0 | 0 | [6 empty] | 0 | 1 | 1 | EA | 1 | Lighting Controls |  |  | Fittings and Hardware |  | Electrical Hardware And Supplies |  | Wallplates | [20 empty] | Switch Plates | [242 empty] | <a href="https://assets.lutron.com/a/documents/040440.pdf" target="_blank">Installation Instructions</a> | [23 empty] | 2.000 DW |  |  | 1.0000 IN | [89 empty] | 1.000 EA | 1.000 EA | [35 empty] | No | [42 empty] | https://assets.lutron.com/a/documents/maestrosatincolors.pdf | [7 empty] | Shelf Stock | [39 empty] | 39121704 | [13 empty] | <a href="https://www.lutron.com/TechnicalDocumentLibrary/369-119_Wallbox_Warranty.pdf" target="_blank">Warranty Information</a> |  |  |  |  | 1.000 L | [14 empty] | 0 | 0 | 0 | 0 | Electrical | 2021-12-01 05:00 | 2024-07-20 11:31 | 0000-00-00 00:00:00 | 2025-11-29 02:00 | 0000-00-00 00:00:00
4 | Lutron Electronics | SC-6-MI | 4460-10510 | 4460 | 10510 | Lutron Electronics | Ecom_SC-6-MI.jpeg | 784276288323 | SATIN WALLPLATE 6G MI | Claro Wallplate, Satin Finish, Six-gang in mist |  | 1 | 1 |  | Ecom_SC-6-MI.jpeg | http://grandbrass.xologic.com/vendors/4460/large/Ecom_SC-6-MI.jpeg | [47 empty] | 0 | 0 | 0 | [6 empty] | 0 | 1 | 1 | EA | 1 | Lighting Controls |  |  | Fittings and Hardware |  | Electrical Hardware And Supplies |  | Wallplates | [20 empty] | Switch Plates | [242 empty] | <a href="https://assets.lutron.com/a/documents/040440.pdf" target="_blank">Installation Instructions</a> | [23 empty] | 2.000 DW |  |  | 1.0000 IN | [89 empty] | 1.000 EA | 1.000 EA | [35 empty] | No | [42 empty] | https://assets.lutron.com/a/documents/maestrosatincolors.pdf | [7 empty] | Shelf Stock | [39 empty] | 39121704 | [13 empty] | <a href="https://www.lutron.com/TechnicalDocumentLibrary/369-119_Wallbox_Warranty.pdf" target="_blank">Warranty Information</a> |  |  |  |  | 1.000 L | [14 empty] | 0 | 0 | 0 | 0 | Electrical | 2021-12-01 05:00 | 2024-07-20 11:41 | 0000-00-00 00:00:00 | 2025-11-29 02:00 | 0000-00-00 00:00:00
1 | Lutron Electronics | SC-1PS-MI | 4460-10511 | 4460 | 10511 | Lutron Electronics | Ecom_SC-1PS-MI_NoWallPlate.jpeg | 784276288392 | SATIN 15A SW MI | Lutron Claro 15 Amp, Single-Pole On/Off Rocker Switch, Mist |  | 2.3 | 4.5 |  | Ecom_SC-1PS-MI_NoWallPlate.jpeg | http://grandbrass.xologic.com/vendors/4460/large/Ecom_SC-1PS-MI_NoWallPlate.jpeg | [47 empty] | 0 | 0 | 0 | [6 empty] | 0 | 1 | 1 | EA | 1 | Lighting Controls | [27 empty] | Lightswitches | [242 empty] | <a href="https://assets.lutron.com/a/documents/030704g.pdf" target="_blank">Installation Instructions</a> | [23 empty] | 2.000 DW |  |  | 2.3000 IN | [89 empty] | 1.000 EA | 1.000 EA | [35 empty] | No | [42 empty] | https://assets.lutron.com/a/documents/maestrosatincolors.pdf | [7 empty] | Shelf Stock | [39 empty] | 39122226 | [13 empty] | <a href="https://www.lutron.com/TechnicalDocumentLibrary/369-119_Wallbox_Warranty.pdf" target="_blank">Warranty Information</a> |  |  |  |  | 0.200 L | [14 empty] | 0 | 0 | 0 | 0 | Lighting Fixtures | 2021-12-01 05:00 | 2024-07-20 11:30 | 0000-00-00 00:00:00 | 2024-07-20 11:30 | 0000-00-00 00:00:00
1 | Lutron Electronics | SC-4PS-BW | 4460-10512 | 4460 | 10512 | Lutron Electronics | Ecom_SC-4PS-BW_NoWallPlate.jpeg | 784276288750 | SATIN 15A SW 4WAY BW | Lutron Claro 15 Amp, 4-Way On/Off Rocker Switch, Brilliant White |  | 2.3 | 4.5 |  | Ecom_SC-4PS-BW_NoWallPlate.jpeg | http://grandbrass.xologic.com/vendors/4460/large/Ecom_SC-4PS-BW_NoWallPlate.jpeg | [47 empty] | 0 | 0 | 0 | [6 empty] | 0 | 1 | 1 | EA | 1 | Lighting Controls | [27 empty] | Lightswitches | [242 empty] | <a href="https://assets.lutron.com/a/documents/030987b.pdf" target="_blank">Installation Instructions</a> | [23 empty] | 2.000 DW |  |  | 2.3000 IN | [89 empty] | 1.000 EA | 1.000 EA | [35 empty] | No | [42 empty] | https://assets.lutron.com/a/documents/maestrosatincolors.pdf | [7 empty] | Shelf Stock | [39 empty] | 39122226 | [13 empty] | <a href="https://www.lutron.com/TechnicalDocumentLibrary/369-119_Wallbox_Warranty.pdf" target="_blank">Warranty Information</a> |  |  |  |  | 0.250 L | [14 empty] | 0 | 0 | 0 | 0 | Lighting Fixtures | 2021-12-01 05:00 | 2024-07-20 11:34 | 0000-00-00 00:00:00 | 2024-07-20 11:34 | 0000-00-00 00:00:00
1 | Lutron Electronics | SC-4PS-SL | 4460-10513 | 4460 | 10513 | Lutron Electronics | Ecom_SC-4PS-SL_NoWallPlate.jpeg | 784276288828 | SATIN 15A SW 4WAY SL | Lutron Claro 15 Amp, 4-Way On/Off Rocker Switch, Slate |  | 2.3 | 4.5 |  | Ecom_SC-4PS-SL_NoWallPlate.jpeg | http://grandbrass.xologic.com/vendors/4460/large/Ecom_SC-4PS-SL_NoWallPlate.jpeg | [47 empty] | 0 | 0 | 0 | [6 empty] | 0 | 1 | 1 | EA | 1 | Lighting Controls | [27 empty] | Lightswitches | [242 empty] | <a href="https://assets.lutron.com/a/documents/030987b.pdf" target="_blank">Installation Instructions</a> | [23 empty] | 2.000 DW |  |  | 2.3000 IN | [89 empty] | 1.000 EA | 1.000 EA | [35 empty] | No | [42 empty] | https://assets.lutron.com/a/documents/maestrosatincolors.pdf | [7 empty] | Shelf Stock | [39 empty] | 39122226 | [13 empty] | <a href="https://www.lutron.com/TechnicalDocumentLibrary/369-119_Wallbox_Warranty.pdf" target="_blank">Warranty Information</a> |  |  |  |  | 0.250 L | [14 empty] | 0 | 0 | 0 | 0 | Lighting Fixtures | 2021-12-01 05:00 | 2024-07-20 11:34 | 0000-00-00 00:00:00 | 2024-07-20 11:34 | 0000-00-00 00:00:00
1 | Lutron Electronics | SC-4PS-DE | 4460-10514 | 4460 | 10514 | Lutron Electronics | Ecom_SC-4PS-DE_NoWallPlate.jpeg | 784276288897 | SATIN 15A SW 4WAY DE | Lutron Claro 15 Amp, 4-Way On/Off Rocker Switch, Deep Sea |  | 2.3 | 4.5 |  | Ecom_SC-4PS-DE_NoWallPlate.jpeg | http://grandbrass.xologic.com/vendors/4460/large/Ecom_SC-4PS-DE_NoWallPlate.jpeg | [47 empty] | 0 | 0 | 0 | [6 empty] | 0 | 1 | 1 | EA | 1 | Lighting Controls | [27 empty] | Lightswitches | [242 empty] | <a href="https://assets.lutron.com/a/documents/030987b.pdf" target="_blank">Installation Instructions</a> | [23 empty] | 2.000 DW |  |  | 2.3000 IN | [89 empty] | 1.000 EA | 1.000 EA | [35 empty] | No | [42 empty] | https://assets.lutron.com/a/documents/maestrosatincolors.pdf | [7 empty] | Shelf Stock | [39 empty] | 39122226 | [13 empty] | <a href="https://www.lutron.com/TechnicalDocumentLibrary/369-119_Wallbox_Warranty.pdf" target="_blank">Warranty Information</a> |  |  |  |  | 0.250 L | [14 empty] | 0 | 0 | 0 | 0 | Lighting Fixtures | 2021-12-01 05:00 | 2024-07-20 11:36 | 0000-00-00 00:00:00 | 2024-07-20 11:36 | 0000-00-00 00:00:00
1 | Lutron Electronics | DVSCCL-253P-RW | 4460-10515 | 4460 | 10515 | Lutron Electronics | Ecom_DVSCCL-253P-RW_WithWallPlate.jpeg?w=1500 | 784276289252 | DIVA 250W DIM RW | Diva satin dimmer for 250W CFL/LED, 600W inc/hal, or Lutron Hi-Lume A-Series LTE LED Driver in architectural white |  | 2.3 | 4.5 | [50 empty] | 0 | 0 | 0 | [6 empty] | 0 | 1 | 1 | EA | 1 | Lighting Controls | [27 empty] | Dimmers | [242 empty] | <a href="https://www.lutron.com/TechnicalDocumentLibrary/0301882.pdf" target="_blank">Installation Instructions</a> | [23 empty] | 2.000 DW |  |  | 2.3000 IN | [89 empty] | 1.000 EA | 1.000 EA | [35 empty] | No | [42 empty] | https://assets.lutron.com/a/documents/DivaSatinColors.pdf | [7 empty] | Shelf Stock | [39 empty] | 39122206 | [6 empty] | <a href="https://lutron.widen.net/content/stbdslloil/MP4/LED+-Dimmer-with-Wire-Leads-Installation_English.MP4?w=2048" target="_blank">Product Video Clip</a> | [6 empty] | <a href="https://www.lutron.com/TechnicalDocumentLibrary/369-119_Wallbox_Warranty.pdf" target="_blank">Warranty Information</a> |  |  |  |  | 0.260 L | [14 empty] | 0 | 0 | 0 | 0 | Lighting Fixtures | 2021-12-01 05:00 | 2024-07-20 11:31 | 0000-00-00 00:00:00 | 2024-07-20 11:31 | 0000-00-00 00:00:00
1 | Lutron Electronics | DVSCCL-253P-PM | 4460-10516 | 4460 | 10516 | Lutron Electronics | Ecom_DVSCCL-253P-PM_WithWallPlate.jpeg?w=1500 | 784276289320 | DIVA 250W DIM PM | Diva satin dimmer for 250W CFL/LED, 600W inc/hal, or Lutron Hi-Lume A-Series LTE LED Driver in pumice |  | 2.3 | 4.5 | [50 empty] | 0 | 0 | 0 | [6 empty] | 0 | 1 | 1 | EA | 1 | Lighting Controls | [27 empty] | Dimmers | [242 empty] | <a href="https://www.lutron.com/TechnicalDocumentLibrary/0301882.pdf" target="_blank">Installation Instructions</a> | [23 empty] | 2.000 DW |  |  | 2.3000 IN | [89 empty] | 1.000 EA | 1.000 EA | [35 empty] | No | [42 empty] | https://assets.lutron.com/a/documents/DivaSatinColors.pdf | [7 empty] | Shelf Stock | [39 empty] | 39122206 | [6 empty] | <a href="https://lutron.widen.net/content/stbdslloil/MP4/LED+-Dimmer-with-Wire-Leads-Installation_English.MP4?w=2048" target="_blank">Product Video Clip</a> | [6 empty] | <a href="https://www.lutron.com/TechnicalDocumentLibrary/369-119_Wallbox_Warranty.pdf" target="_blank">Warranty Information</a> |  |  |  |  | 0.260 L | [14 empty] | 0 | 0 | 0 | 0 | Lighting Fixtures | 2021-12-01 05:00 | 2024-07-20 11:32 | 0000-00-00 00:00:00 | 2024-07-20 11:32 | 0000-00-00 00:00:00
1 | Lutron Electronics | DVSCRP-253P-BW | 4460-10517 | 4460 | 10517 | Lutron Electronics | DVSCRP-253P-BW.jpg | 784276289399 | DIVA REVERSE PHASE 250W DIM BW | Diva Reverse-phase Dimmer - Satin Finish, CFL/LED (Screw-based), Incandescent/Halogen, Electronic Low-voltage, 3-way/single-pole, 250W CFL/LED or 500W inc/hal/ELV in brilliant white |  | 2.3 | 4.5 |  | DVSCRP-253P-BW.jpg | http://grandbrass.xologic.com/vendors/4460/large/DVSCRP-253P-BW.jpg | [47 empty] | 0 | 0 | 0 | [6 empty] | 0 | 1 | 1 | EA | 1 | Lighting Controls | [27 empty] | Dimmers | [242 empty] | <a href="https://assets.lutron.com/a/documents/368-4493_Page_38.pdf" target="_blank">Installation Instructions</a> | [23 empty] | 2.000 DW |  |  | 2.3000 IN | [89 empty] | 1.000 EA | 1.000 EA | [35 empty] | No | [42 empty] | https://assets.lutron.com/a/documents/DivaSatinColors.pdf | [7 empty] | Shelf Stock | [39 empty] | 39122206 | [13 empty] | <a href="https://www.lutron.com/TechnicalDocumentLibrary/369-119_Wallbox_Warranty.pdf" target="_blank">Warranty Information</a> |  |  |  |  | 0.270 L | [14 empty] | 0 | 0 | 0 | 0 | Lighting Fixtures | 2021-12-01 05:00 | 2024-07-20 11:32 | 0000-00-00 00:00:00 | 2024-07-20 11:32 | 0000-00-00 00:00:00
1 | Lutron Electronics | DVSCTV-MI | 4460-10518 | 4460 | 10518 | Lutron Electronics | DVSCTV-MI.jpg | 784276291200 | DIVA 24VDC DIM MI | Diva Dimmer - Satin Finish, Fluorescent or LED Dimming with 0-10V Ballasts and Drivers, Single-pole, 120V/30mA/16A in mist |  | 2.3 | 4.5 |  | DVSCTV-MI.jpg | http://grandbrass.xologic.com/vendors/4460/large/DVSCTV-MI.jpg | [47 empty] | 0 | 0 | 0 | [6 empty] | 0 | 1 | 1 | EA | 1 | Lighting Controls | [27 empty] | Dimmers | [242 empty] | <a href="https://www.lutron.com/TechnicalDocumentLibrary/0301972.pdf" target="_blank">Installation Instructions</a> | [23 empty] | 2.000 DW |  |  | 2.3000 IN | [89 empty] | 1.000 EA | 1.000 EA | [35 empty] | No | [42 empty] | https://www.lutron.com/TechnicalDocumentLibrary/369147_SPA.pdf | [7 empty] | Shelf Stock | [39 empty] | 39122206 | [13 empty] | <a href="https://www.lutron.com/TechnicalDocumentLibrary/369-119_Wallbox_Warranty.pdf" target="_blank">Warranty Information</a> |  |  |  |  | 0.200 L | [14 empty] | 0 | 0 | 0 | 0 | Lighting Fixtures | 2021-12-01 05:00 | 2024-07-20 11:39 | 0000-00-00 00:00:00 | 2024-07-20 11:39 | 0000-00-00 00:00:00
1 | Lutron Electronics | DVSCTV-SA | 4460-10519 | 4460 | 10519 | Lutron Electronics | DVSCTV-SA.jpg | 784276291279 | DIVA 24VDC DIM SA | Diva Dimmer - Satin Finish, Fluorescent or LED Dimming with 0-10V Ballasts and Drivers, Single-pole, 120V/30mA/16A in sage |  | 2.3 | 4.5 |  | DVSCTV-SA.jpg | http://grandbrass.xologic.com/vendors/4460/large/DVSCTV-SA.jpg | [47 empty] | 0 | 0 | 0 | [6 empty] | 0 | 1 | 1 | EA | 1 | Lighting Controls | [27 empty] | Dimmers | [242 empty] | <a href="https://www.lutron.com/TechnicalDocumentLibrary/0301972.pdf" target="_blank">Installation Instructions</a> | [23 empty] | 2.000 DW |  |  | 2.3000 IN | [89 empty] | 1.000 EA | 1.000 EA | [35 empty] | No | [42 empty] | https://www.lutron.com/TechnicalDocumentLibrary/369147_SPA.pdf | [7 empty] | Shelf Stock | [39 empty] | 39122206 | [13 empty] | <a href="https://www.lutron.com/TechnicalDocumentLibrary/369-119_Wallbox_Warranty.pdf" target="_blank">Warranty Information</a> |  |  |  |  | 0.200 L | [14 empty] | 0 | 0 | 0 | 0 | Lighting Fixtures | 2021-12-01 05:00 | 2024-07-20 11:35 | 0000-00-00 00:00:00 | 2024-07-20 11:35 | 0000-00-00 00:00:00
1 | Lutron Electronics | DVSCELV-300P-RW | 4460-10520 | 4460 | 10520 | Lutron Electronics | DVSCELV-300P-RW.jpg | 784276291347 | DIVA 300W DIM RW | Diva Dimmer - Satin Finish, Electronic Low-Voltage, Single-pole, 120V/300W in architectural white |  | 2.3 | 4.5 |  | DVSCELV-300P-RW.jpg | http://grandbrass.xologic.com/vendors/4460/large/DVSCELV-300P-RW.jpg | [47 empty] | 0 | 0 | 0 | [6 empty] | 0 | 1 | 1 | EA | 1 | Lighting Controls | [27 empty] | Dimmers | [242 empty] | <a href="https://www.lutron.com/TechnicalDocumentLibrary/0301295.pdf" target="_blank">Installation Instructions</a> | [23 empty] | 2.000 DW |  |  | 2.3000 IN | [89 empty] | 1.000 EA | 1.000 EA | [35 empty] | No | [42 empty] | https://assets.lutron.com/a/documents/DivaSatinColors.pdf | [7 empty] | Shelf Stock | [39 empty] | 39122206 | [13 empty] | <a href="https://www.lutron.com/TechnicalDocumentLibrary/369-119_Wallbox_Warranty.pdf" target="_blank">Warranty Information</a> |  |  |  |  | 0.250 L | [14 empty] | 0 | 0 | 0 | 0 | Lighting Fixtures | 2021-12-01 05:00 | 2024-07-20 11:36 | 0000-00-00 00:00:00 | 2024-07-20 11:36 | 0000-00-00 00:00:00
1 | Lutron Electronics | DVSCELV-303P-SR | 4460-10521 | 4460 | 10521 | Lutron Electronics | DVSCELV-303P-SR.jpg | 784276291637 | DIVA 300W 3WAY DIM SR | Diva Dimmer - Satin Finish, Electronic Low-Voltage, 3-way, 120V/300W in signal red |  | 2.3 | 4.5 |  | DVSCELV-303P-SR.jpg | http://grandbrass.xologic.com/vendors/4460/large/DVSCELV-303P-SR.jpg | [47 empty] | 0 | 0 | 0 | [6 empty] | 0 | 1 | 1 | EA | 1 | Lighting Controls | [27 empty] | Dimmers | [242 empty] | <a href="https://www.lutron.com/TechnicalDocumentLibrary/0301295.pdf" target="_blank">Installation Instructions</a> | [23 empty] | 2.000 DW |  |  | 2.3000 IN | [89 empty] | 1.000 EA | 1.000 EA | [35 empty] | No | [42 empty] | https://assets.lutron.com/a/documents/DivaSatinColors.pdf | [7 empty] | Shelf Stock | [39 empty] | 39122206 | [13 empty] | <a href="https://www.lutron.com/TechnicalDocumentLibrary/369-119_Wallbox_Warranty.pdf" target="_blank">Warranty Information</a> |  |  |  |  | 0.250 L | [14 empty] | 0 | 0 | 0 | 0 | Lighting Fixtures | 2021-12-01 05:00 | 2024-07-20 11:39 | 0000-00-00 00:00:00 | 2024-07-20 11:39 | 0000-00-00 00:00:00
1 | Lutron Electronics | DVSCF-103P-CS | 4460-10522 | 4460 | 10522 | Lutron Electronics | DVSCF-103P-CS.jpg | 784276291705 | DIVA 8A FLO DIM CS | Diva Dimmer - Satin Finish, Fluorescent or LED Dimming with 3-Wire Ballasts and Drivers, 3-way/single-pole, 120V/8A in cobblestone |  | 2.3 | 4.5 |  | DVSCF-103P-CS.jpg | http://grandbrass.xologic.com/vendors/4460/large/DVSCF-103P-CS.jpg | [47 empty] | 0 | 0 | 0 | [6 empty] | 0 | 1 | 1 | EA | 1 | Lighting Controls | [27 empty] | Dimmers | [242 empty] | <a href="https://www.lutron.com/TechnicalDocumentLibrary/03115901D.pdf" target="_blank">Installation Instructions</a> | [23 empty] | 2.000 DW |  |  | 2.3000 IN | [89 empty] | 1.000 EA | 1.000 EA | [35 empty] | No | [42 empty] | https://assets.lutron.com/a/documents/DivaSatinColors.pdf | [7 empty] | Shelf Stock | [39 empty] | 39122206 | [13 empty] | <a href="https://www.lutron.com/TechnicalDocumentLibrary/369-119_Wallbox_Warranty.pdf" target="_blank">Warranty Information</a> |  |  |  |  | 0.320 L | [14 empty] | 0 | 0 | 0 | 0 | Lighting Fixtures | 2021-12-01 05:00 | 2024-07-20 11:38 | 0000-00-00 00:00:00 | 2024-07-20 11:38 | 0000-00-00 00:00:00
1 | Lutron Electronics | DVSCF-103P-TF | 4460-10523 | 4460 | 10523 | Lutron Electronics | DVSCF-103P-TF.jpg | 784276291774 | DIVA 8A FLO DIM TF | Diva Dimmer - Satin Finish, Fluorescent or LED Dimming with 3-Wire Ballasts and Drivers, 3-way/single-pole, 120V/8A in truffle |  | 2.3 | 4.5 |  | DVSCF-103P-TF.jpg | http://grandbrass.xologic.com/vendors/4460/large/DVSCF-103P-TF.jpg | [47 empty] | 0 | 0 | 0 | [6 empty] | 0 | 1 | 1 | EA | 1 | Lighting Controls | [27 empty] | Dimmers | [242 empty] | <a href="https://www.lutron.com/TechnicalDocumentLibrary/03115901D.pdf" target="_blank">Installation Instructions</a> | [23 empty] | 2.000 DW |  |  | 2.3000 IN | [89 empty] | 1.000 EA | 1.000 EA | [35 empty] | No | [42 empty] | https://assets.lutron.com/a/documents/DivaSatinColors.pdf | [7 empty] | Shelf Stock | [39 empty] | 39122206 | [13 empty] | <a href="https://www.lutron.com/TechnicalDocumentLibrary/369-119_Wallbox_Warranty.pdf" target="_blank">Warranty Information</a> |  |  |  |  | 0.320 L | [14 empty] | 0 | 0 | 0 | 0 | Lighting Fixtures | 2021-12-01 05:00 | 2024-07-20 11:38 | 0000-00-00 00:00:00 | 2024-07-20 11:38 | 0000-00-00 00:00:00
1 | Lutron Electronics | DVSCLV-10P-GL | 4460-10524 | 4460 | 10524 | Lutron Electronics | DVSCLV-10P-GL.jpg | 784276292139 | DIVA 800W 1P DIM GL | Diva Dimmer - Satin Finish, Magnetic Low-Voltage, Single-pole, 120V/1000VA (800W) in glacier white |  | 2.3 | 4.6 |  | DVSCLV-10P-GL.jpg | http://grandbrass.xologic.com/vendors/4460/large/DVSCLV-10P-GL.jpg | [47 empty] | 0 | 0 | 0 | [6 empty] | 0 | 1 | 1 | EA | 1 | Lighting Controls | [27 empty] | Dimmers | [242 empty] | <a href="https://www.lutron.com/TechnicalDocumentLibrary/030448c.pdf" target="_blank">Installation Instructions</a> | [23 empty] | 2.000 DW |  |  | 2.3000 IN | [89 empty] | 1.000 EA | 1.000 EA | [35 empty] | No | [42 empty] | https://assets.lutron.com/a/documents/DivaSatinColors.pdf | [7 empty] | Shelf Stock | [39 empty] | 39122206 | [13 empty] | <a href="https://www.lutron.com/TechnicalDocumentLibrary/369-119_Wallbox_Warranty.pdf" target="_blank">Warranty Information</a> |  |  |  |  | 0.320 L | [14 empty] | 0 | 0 | 0 | 0 | Lighting Fixtures | 2021-12-01 05:00 | 2024-07-20 11:33 | 0000-00-00 00:00:00 | 2024-07-20 11:33 | 0000-00-00 00:00:00
1 | Lutron Electronics | DVSCLV-10P-SD | 4460-10525 | 4460 | 10525 | Lutron Electronics | DVSCLV-10P-SD.jpg | 784276292207 | DIVA 800W 1P DIM SD | Diva Dimmer - Satin Finish, Magnetic Low-Voltage, Single-pole, 120V/1000VA (800W) in sand |  | 2.3 | 4.6 |  | DVSCLV-10P-SD.jpg | http://grandbrass.xologic.com/vendors/4460/large/DVSCLV-10P-SD.jpg | [47 empty] | 0 | 0 | 0 | [6 empty] | 0 | 1 | 1 | EA | 1 | Lighting Controls | [27 empty] | Dimmers | [242 empty] | <a href="https://www.lutron.com/TechnicalDocumentLibrary/030448c.pdf" target="_blank">Installation Instructions</a> | [23 empty] | 2.000 DW |  |  | 2.3000 IN | [89 empty] | 1.000 EA | 1.000 EA | [35 empty] | No | [42 empty] | https://assets.lutron.com/a/documents/DivaSatinColors.pdf | [7 empty] | Shelf Stock | [39 empty] | 39122206 | [13 empty] | <a href="https://www.lutron.com/TechnicalDocumentLibrary/369-119_Wallbox_Warranty.pdf" target="_blank">Warranty Information</a> |  |  |  |  | 0.320 L | [14 empty] | 0 | 0 | 0 | 0 | Lighting Fixtures | 2021-12-01 05:00 | 2024-07-20 11:31 | 0000-00-00 00:00:00 | 2024-07-20 11:31 | 0000-00-00 00:00:00
1 | Lutron Electronics | DVSCLV-10P-SR | 4460-10526 | 4460 | 10526 | Lutron Electronics | DVSCLV-10P-SR.jpg | 784276292276 | DIVA 800W 1P DIM SR | Diva Dimmer - Satin Finish, Magnetic Low-Voltage, Single-pole, 120V/1000VA (800W) in signal red |  | 2.3 | 4.6 |  | DVSCLV-10P-SR.jpg | http://grandbrass.xologic.com/vendors/4460/large/DVSCLV-10P-SR.jpg | [47 empty] | 0 | 0 | 0 | [6 empty] | 0 | 1 | 1 | EA | 1 | Lighting Controls | [27 empty] | Dimmers | [242 empty] | <a href="https://www.lutron.com/TechnicalDocumentLibrary/030448c.pdf" target="_blank">Installation Instructions</a> | [23 empty] | 2.000 DW |  |  | 2.3000 IN | [89 empty] | 1.000 EA | 1.000 EA | [35 empty] | No | [42 empty] | https://assets.lutron.com/a/documents/DivaSatinColors.pdf | [7 empty] | Shelf Stock | [39 empty] | 39122206 | [13 empty] | <a href="https://www.lutron.com/TechnicalDocumentLibrary/369-119_Wallbox_Warranty.pdf" target="_blank">Warranty Information</a> |  |  |  |  | 0.320 L | [14 empty] | 0 | 0 | 0 | 0 | Lighting Fixtures | 2021-12-01 05:00 | 2024-07-20 11:31 | 0000-00-00 00:00:00 | 2024-07-20 11:31 | 0000-00-00 00:00:00
1 | Lutron Electronics | RRST-W4B-LG | 4460-10527 | 4460 | 10527 | Lutron Electronics | RRST-W4B-LG.jpg | 784276294164 | RA3 4B SUNNATA KEY LG | Lutron RadioRA 3 Sunnata RF 4-Button Keypad - Lunar Gray |  | 2.25 | 4.5 |  | RRST-W4B-LG.jpg | http://grandbrass.xologic.com/vendors/4460/large/RRST-W4B-LG.jpg | [47 empty] | 0 | 0 | 0 | [6 empty] | 0 | 1 | 1 | EA | 1 | Lighting Controls | [27 empty] | Other Lighting Controls | [242 empty] | <a href="https://assets.lutron.com/a/documents/044373.pdf" target="_blank">Installation Instructions</a> | [23 empty] | 5.000 DW |  |  | 2.2500 IN | [89 empty] | 1.000 EA | 1.000 EA | [35 empty] | No | [42 empty] | https://assets.lutron.com/a/documents/3691168_ENG.pdf | [7 empty] | Shelf Stock | [39 empty] | 52161525 | [6 empty] | <a href="https://lutron.widen.net/content/4y4cm6o0wa/mp4/RadioRA-3-Processor-Video.mp4?w=2048" target="_blank">Product Video Clip</a> | [6 empty] | <a href="https://assets.lutron.com/a/documents/043561.pdf" target="_blank">Warranty Information</a> |  |  |  |  | 0.270 L | [14 empty] | 0 | 0 | 0 | 0 | Lighting Fixtures | 2021-12-01 05:00 | 2024-07-20 11:32 | 0000-00-00 00:00:00 | 2024-07-20 11:32 | 0000-00-00 00:00:00
1 | Lutron Electronics | RRST-W4B-CY | 4460-10528 | 4460 | 10528 | Lutron Electronics | RRST-W4B-CY.jpg | 784276294256 | RA3 4B SUNNATA KEY CY | Lutron RadioRA 3 Sunnata RF 4-Button Keypad - Clay |  | 2.25 | 4.5 |  | RRST-W4B-CY.jpg | http://grandbrass.xologic.com/vendors/4460/large/RRST-W4B-CY.jpg | [47 empty] | 0 | 0 | 0 | [6 empty] | 0 | 1 | 1 | EA | 1 | Lighting Controls | [27 empty] | Other Lighting Controls | [242 empty] | <a href="https://assets.lutron.com/a/documents/044373.pdf" target="_blank">Installation Instructions</a> | [23 empty] | 5.000 DW |  |  | 2.2500 IN | [89 empty] | 1.000 EA | 1.000 EA | [35 empty] | No | [42 empty] | https://assets.lutron.com/a/documents/3691168_ENG.pdf | [7 empty] | Shelf Stock | [39 empty] | 52161525 | [6 empty] | <a href="https://lutron.widen.net/content/4y4cm6o0wa/mp4/RadioRA-3-Processor-Video.mp4?w=2048" target="_blank">Product Video Clip</a> | [6 empty] | <a href="https://assets.lutron.com/a/documents/043561.pdf" target="_blank">Warranty Information</a> |  |  |  |  | 0.270 L | [14 empty] | 0 | 0 | 0 | 0 | Lighting Fixtures | 2021-12-01 05:00 | 2024-07-20 11:33 | 0000-00-00 00:00:00 | 2024-07-20 11:33 | 0000-00-00 00:00:00
1 | Lutron Electronics | RRST-W3RL-BW | 4460-10529 | 4460 | 10529 | Lutron Electronics | RRST-W3RL-BW.jpg | 784276294386 | RA3 3RL SUNNATA KEY BW | Lutron RadioRA 3 Sunnata RF 3-Button Keypad with Raise/Lower - Brilliant White |  | 2.25 | 4.5 |  | RRST-W3RL-BW.jpg | http://grandbrass.xologic.com/vendors/4460/large/RRST-W3RL-BW.jpg | [47 empty] | 0 | 0 | 0 | [6 empty] | 0 | 1 | 1 | EA | 1 | Lighting Controls | [27 empty] | Other Lighting Controls | [242 empty] | <a href="https://assets.lutron.com/a/documents/044373.pdf" target="_blank">Installation Instructions</a> | [23 empty] | 5.000 DW |  |  | 2.2500 IN | [89 empty] | 1.000 EA | 1.000 EA | [35 empty] | No | [42 empty] | https://assets.lutron.com/a/documents/3691168_ENG.pdf | [7 empty] | Shelf Stock | [39 empty] | 52161525 | [6 empty] | <a href="https://lutron.widen.net/content/4y4cm6o0wa/mp4/RadioRA-3-Processor-Video.mp4?w=2048" target="_blank">Product Video Clip</a> | [6 empty] | <a href="https://assets.lutron.com/a/documents/043561.pdf" target="_blank">Warranty Information</a> |  |  |  |  | 0.270 L | [14 empty] | 0 | 0 | 0 | 0 | Lighting Fixtures | 2021-12-01 05:00 | 2024-07-20 11:40 | 0000-00-00 00:00:00 | 2024-07-20 11:40 | 0000-00-00 00:00:00
1 | Lutron Electronics | L-JMNT-WH | 4460-10530 | 4460 | 10530 | Lutron Electronics | L-JMNT-WH.jpg | 784276297134 | JBOX WALLMT | Lutron Junction Box Mount Adapter for RadioRA 3 All-in-One Processor |  | 5.6 | 3.9 |  | L-JMNT-WH.jpg | http://grandbrass.xologic.com/vendors/4460/large/L-JMNT-WH.jpg | [47 empty] | 0 | 0 | 0 | [6 empty] | 0 | 1 | 1 | EA | 1 | Lighting Controls | [27 empty] | Other Lighting Controls | [242 empty] | <a href="https://assets.lutron.com/a/documents/044377.pdf" target="_blank">Installation Instructions</a> | [23 empty] | 2.000 DW |  |  | 5.6000 IN | [89 empty] | 1.000 EA | 1.000 EA | [35 empty] | No | [42 empty] | https://assets.lutron.com/a/documents/3691221_ENG.pdf | [7 empty] | Shelf Stock | [39 empty] | 39122229 | [6 empty] | <a href="https://lutron.widen.net/content/4y4cm6o0wa/mp4/RadioRA-3-Processor-Video.mp4?w=2048" target="_blank">Product Video Clip</a> | [6 empty] | <a href="https://assets.lutron.com/a/documents/043561.pdf" target="_blank">Warranty Information</a> |  |  |  |  | 0.210 L | [14 empty] | 0 | 0 | 0 | 0 | Lighting Fixtures | 2021-12-01 05:00 | 2024-07-20 11:38 | 0000-00-00 00:00:00 | 2024-07-20 11:38 | 0000-00-00 00:00:00 | [6 empty] | White
4 | Lutron Electronics | SCR-15-SD | 4460-10531 | 4460 | 10531 | Lutron Electronics | Ecom_SCR-15-SD_NoWallPlate.jpeg | 784276809214 | SATIN 15A REC SD | Lutron Claro 15 Amp Duplex Outlet, Sand |  | 2.3 | 4.5 |  | Ecom_SCR-15-SD_NoWallPlate.jpeg | http://grandbrass.xologic.com/vendors/4460/large/Ecom_SCR-15-SD_NoWallPlate.jpeg | [47 empty] | 0 | 0 | 0 | [6 empty] | 0 | 1 | 1 | EA | 1 | Lighting Controls |  |  | Electrical Distribution Equipment |  | Receptacles |  | Electrical Receptacles | [20 empty] | Other Lighting Controls | [242 empty] | <a href="https://assets.lutron.com/a/documents/0301636.pdf" target="_blank">Installation Instructions</a> | [23 empty] | 2.000 DW |  |  | 2.3000 IN | [89 empty] | 1.000 EA | 1.000 EA | [35 empty] | No | [42 empty] | https://assets.lutron.com/a/documents/maestrosatincolors.pdf | [7 empty] | Shelf Stock | [39 empty] | 39121406 | [13 empty] | <a href="https://www.lutron.com/TechnicalDocumentLibrary/369-119_Wallbox_Warranty.pdf" target="_blank">Warranty Information</a> |  |  |  |  | 0.170 L | [14 empty] | 0 | 0 | 0 | 0 | Electrical | 2021-12-01 05:00 | 2024-07-20 11:32 | 0000-00-00 00:00:00 | 2025-11-29 02:00 | 0000-00-00 00:00:00
4 | Lutron Electronics | SCR-20-BW | 4460-10532 | 4460 | 10532 | Lutron Electronics | Ecom_SCR-20-BW_NoWallPlate.jpeg | 784276809283 | SATIN 20A REC BW | Lutron Claro 20 Amp Duplex Outlet, Brilliant White |  | 2.3 | 4.5 |  | Ecom_SCR-20-BW_NoWallPlate.jpeg | http://grandbrass.xologic.com/vendors/4460/large/Ecom_SCR-20-BW_NoWallPlate.jpeg | [47 empty] | 0 | 0 | 0 | [6 empty] | 0 | 1 | 1 | EA | 1 | Lighting Controls |  |  | Electrical Distribution Equipment |  | Receptacles |  | Electrical Receptacles | [20 empty] | Other Lighting Controls | [242 empty] | <a href="https://assets.lutron.com/a/documents/0301636.pdf" target="_blank">Installation Instructions</a> | [23 empty] | 2.000 DW |  |  | 2.3000 IN | [89 empty] | 1.000 EA | 1.000 EA | [35 empty] | No | [42 empty] | https://assets.lutron.com/a/documents/maestrosatincolors.pdf | [7 empty] | Shelf Stock | [39 empty] | 39121406 | [13 empty] | <a href="https://www.lutron.com/TechnicalDocumentLibrary/369-119_Wallbox_Warranty.pdf" target="_blank">Warranty Information</a> |  |  |  |  | 0.250 L | [14 empty] | 0 | 0 | 0 | 0 | Electrical | 2021-12-01 05:00 | 2024-07-20 11:37 | 0000-00-00 00:00:00 | 2025-11-29 02:00 | 0000-00-00 00:00:00
4 | Lutron Electronics | SCR-15-GFST-BW | 4460-10533 | 4460 | 10533 | Lutron Electronics | Ecom_SCR-15-GFST-BW_nowallplate.jpeg | 784276809641 | SATIN 15A GFCI REC BW | Lutron Claro Tamper-Resistant GFCI Duplex Receptacle, 15-Amp, Brilliant White |  | 2.25 | 4.5 |  | Ecom_SCR-15-GFST-BW_nowallplate.jpeg | http://grandbrass.xologic.com/vendors/4460/large/Ecom_SCR-15-GFST-BW_nowallplate.jpeg | [47 empty] | 0 | 0 | 0 | [6 empty] | 0 | 1 | 1 | EA | 1 | Lighting Controls |  |  | Electrical Distribution Equipment |  | Receptacles |  | Electrical Receptacles | [20 empty] | Other Lighting Controls | [242 empty] | <a href="https://assets.lutron.com/a/documents/0301801.pdf" target="_blank">Installation Instructions</a> | [23 empty] | 2.000 DW |  |  | 2.2500 IN | [89 empty] | 1.000 EA | 1.000 EA | [35 empty] | No | [42 empty] | https://assets.lutron.com/a/documents/369964.pdf | [7 empty] | Shelf Stock | [39 empty] | 39121406 | [13 empty] | <a href="https://www.lutron.com/TechnicalDocumentLibrary/369-119_Wallbox_Warranty.pdf" target="_blank">Warranty Information</a> |  |  |  |  | 0.340 L | [14 empty] | 0 | 0 | 0 | 0 | Electrical | 2021-12-01 05:01 | 2024-07-20 11:30 | 0000-00-00 00:00:00 | 2025-11-29 02:00 | 0000-00-00 00:00:00
4 | Lutron Electronics | SCR-15-GFST-CY | 4460-10534 | 4460 | 10534 | Lutron Electronics | Ecom_SCR-15-GFST-CY_nowallplate.jpeg | 784276809719 | SATIN 15A GFCI REC CY | Lutron Claro Tamper-Resistant GFCI Duplex Receptacle, 15-Amp, Clay |  | 2.25 | 4.5 |  | Ecom_SCR-15-GFST-CY_nowallplate.jpeg | http://grandbrass.xologic.com/vendors/4460/large/Ecom_SCR-15-GFST-CY_nowallplate.jpeg | [47 empty] | 0 | 0 | 0 | [6 empty] | 0 | 1 | 1 | EA | 1 | Lighting Controls |  |  | Electrical Distribution Equipment |  | Receptacles |  | Electrical Receptacles | [20 empty] | Other Lighting Controls | [242 empty] | <a href="https://assets.lutron.com/a/documents/0301801.pdf" target="_blank">Installation Instructions</a> | [23 empty] | 2.000 DW |  |  | 2.2500 IN | [89 empty] | 1.000 EA | 1.000 EA | [35 empty] | No | [42 empty] | https://assets.lutron.com/a/documents/369964.pdf | [7 empty] | Shelf Stock | [39 empty] | 39121406 | [13 empty] | <a href="https://www.lutron.com/TechnicalDocumentLibrary/369-119_Wallbox_Warranty.pdf" target="_blank">Warranty Information</a> |  |  |  |  | 0.340 L | [14 empty] | 0 | 0 | 0 | 0 | Electrical | 2021-12-01 05:01 | 2024-07-20 11:39 | 0000-00-00 00:00:00 | 2025-11-29 02:00 | 0000-00-00 00:00:00
4 | Lutron Electronics | SCR-20-GFST-PB | 4460-10535 | 4460 | 10535 | Lutron Electronics | Ecom_SCR-20-GFST-PB_nowallplate.jpeg | 784276809788 | SATIN 20A GFCI REC PB | Lutron Claro Tamper-Resistant GFCI Duplex Receptacle, 20-Amp, Pebble |  | 2.3 | 4.5 |  | Ecom_SCR-20-GFST-PB_nowallplate.jpeg | http://grandbrass.xologic.com/vendors/4460/large/Ecom_SCR-20-GFST-PB_nowallplate.jpeg | [47 empty] | 0 | 0 | 0 | [6 empty] | 0 | 1 | 1 | EA | 1 | Lighting Controls |  |  | Electrical Distribution Equipment |  | Receptacles |  | Electrical Receptacles | [20 empty] | Other Lighting Controls | [242 empty] | <a href="https://assets.lutron.com/a/documents/0301801.pdf" target="_blank">Installation Instructions</a> | [23 empty] | 2.000 DW |  |  | 2.3000 IN | [89 empty] | 1.000 EA | 1.000 EA | [35 empty] | No | [42 empty] | https://assets.lutron.com/a/documents/369964.pdf | [7 empty] | Shelf Stock | [39 empty] | 39121406 | [13 empty] | <a href="https://www.lutron.com/TechnicalDocumentLibrary/369-119_Wallbox_Warranty.pdf" target="_blank">Warranty Information</a> |  |  |  |  | 0.340 L | [14 empty] | 0 | 0 | 0 | 0 | Electrical | 2021-12-01 05:01 | 2024-07-20 11:30 | 0000-00-00 00:00:00 | 2025-11-29 02:00 | 0000-00-00 00:00:00
4 | Lutron Electronics | SCRS-20-TR-MI | 4460-10536 | 4460 | 10536 | Lutron Electronics | Ecom_SCRS-20-TR-MI_NoWallPlate.jpeg | 784276810142 | SATIN 20A TR REC MI | Lutron Claro Tamper-Resistant Duplex Receptacle, 20 Amp, Mist |  | 2.4 | 4.7 |  | Ecom_SCRS-20-TR-MI_NoWallPlate.jpeg | http://grandbrass.xologic.com/vendors/4460/large/Ecom_SCRS-20-TR-MI_NoWallPlate.jpeg | [47 empty] | 0 | 0 | 0 | [6 empty] | 0 | 1 | 1 | EA | 1 | Lighting Controls |  |  | Electrical Distribution Equipment |  | Receptacles |  | Electrical Receptacles | [20 empty] | Other Lighting Controls | [242 empty] | <a href="https://assets.lutron.com/a/documents/0301636.pdf" target="_blank">Installation Instructions</a> | [23 empty] | 2.000 DW |  |  | 2.4000 IN | [89 empty] | 1.000 EA | 1.000 EA | [35 empty] | No | [42 empty] | https://assets.lutron.com/a/documents/maestrosatincolors.pdf | [7 empty] | Shelf Stock | [39 empty] | 39121406 | [13 empty] | <a href="https://www.lutron.com/TechnicalDocumentLibrary/369-119_Wallbox_Warranty.pdf" target="_blank">Warranty Information</a> |  |  |  |  | 0.200 L | [14 empty] | 0 | 0 | 0 | 0 | Electrical | 2021-12-01 05:01 | 2024-07-20 11:41 | 0000-00-00 00:00:00 | 2025-11-29 02:00 | 0000-00-00 00:00:00
4 | Lutron Electronics | SCR-20-GFST-LG | 4460-10537 | 4460 | 10537 | Lutron Electronics | Ecom_SCR-20-GFST-LG_nowallplate.jpeg | 784276810210 | SATIN 20A GFCI REC LG | Lutron Claro Tamper-Resistant GFCI Duplex Receptacle, 20-Amp, Lunar Gray |  | 2.3 | 4.5 |  | Ecom_SCR-20-GFST-LG_nowallplate.jpeg | http://grandbrass.xologic.com/vendors/4460/large/Ecom_SCR-20-GFST-LG_nowallplate.jpeg | [47 empty] | 0 | 0 | 0 | [6 empty] | 0 | 1 | 1 | EA | 1 | Lighting Controls |  |  | Electrical Distribution Equipment |  | Receptacles |  | Electrical Receptacles | [20 empty] | Other Lighting Controls | [242 empty] | <a href="https://assets.lutron.com/a/documents/0301801.pdf" target="_blank">Installation Instructions</a> | [23 empty] | 2.000 DW |  |  | 2.3000 IN | [89 empty] | 1.000 EA | 1.000 EA | [35 empty] | No | [42 empty] | https://assets.lutron.com/a/documents/369964.pdf | [7 empty] | Shelf Stock | [39 empty] | 39121406 | [13 empty] | <a href="https://www.lutron.com/TechnicalDocumentLibrary/369-119_Wallbox_Warranty.pdf" target="_blank">Warranty Information</a> |  |  |  |  | 0.340 L | [14 empty] | 0 | 0 | 0 | 0 | Electrical | 2021-12-01 05:01 | 2024-07-20 11:37 | 0000-00-00 00:00:00 | 2025-11-29 02:00 | 0000-00-00 00:00:00
4 | Lutron Electronics | SC-5-SA | 4460-10538 | 4460 | 10538 | Lutron Electronics | Ecom_SC-5-SA.jpeg | 784276288224 | SATIN WALLPLATE 5G SA | Claro Wallplate, Satin Finish, Five-gang in sage |  | 1 | 1 |  | Ecom_SC-5-SA.jpeg | http://grandbrass.xologic.com/vendors/4460/large/Ecom_SC-5-SA.jpeg | [47 empty] | 0 | 0 | 0 | [6 empty] | 0 | 1 | 1 | EA | 1 | Lighting Controls |  |  | Fittings and Hardware |  | Electrical Hardware And Supplies |  | Wallplates | [20 empty] | Switch Plates | [242 empty] | <a href="https://assets.lutron.com/a/documents/040440.pdf" target="_blank">Installation Instructions</a> | [23 empty] | 2.000 DW |  |  | 1.0000 IN | [89 empty] | 1.000 EA | 1.000 EA | [35 empty] | No | [42 empty] | https://assets.lutron.com/a/documents/maestrosatincolors.pdf | [7 empty] | Shelf Stock | [39 empty] | 39121704 | [13 empty] | <a href="https://www.lutron.com/TechnicalDocumentLibrary/369-119_Wallbox_Warranty.pdf" target="_blank">Warranty Information</a> |  |  |  |  | 1.000 L | [14 empty] | 0 | 0 | 0 | 0 | Electrical | 2021-12-01 05:18 | 2024-07-20 11:40 | 0000-00-00 00:00:00 | 2025-11-29 02:00 | 0000-00-00 00:00:00
1 | Lutron Electronics | SC-1PS-TF | 4460-10539 | 4460 | 10539 | Lutron Electronics | Ecom_SC-1PS-TF_NoWallPlate.jpeg | 784276288569 | SATIN 15A SW TF | Lutron Claro 15 Amp, Single-Pole On/Off Rocker Switch, Truffle |  | 2.3 | 4.5 |  | Ecom_SC-1PS-TF_NoWallPlate.jpeg | http://grandbrass.xologic.com/vendors/4460/large/Ecom_SC-1PS-TF_NoWallPlate.jpeg | [47 empty] | 0 | 0 | 0 | [6 empty] | 0 | 1 | 1 | EA | 1 | Lighting Controls | [27 empty] | Lightswitches | [242 empty] | <a href="https://assets.lutron.com/a/documents/030704g.pdf" target="_blank">Installation Instructions</a> | [23 empty] | 2.000 DW |  |  | 2.3000 IN | [89 empty] | 1.000 EA | 1.000 EA | [35 empty] | No | [42 empty] | https://assets.lutron.com/a/documents/maestrosatincolors.pdf | [7 empty] | Shelf Stock | [39 empty] | 39122226 | [13 empty] | <a href="https://www.lutron.com/TechnicalDocumentLibrary/369-119_Wallbox_Warranty.pdf" target="_blank">Warranty Information</a> |  |  |  |  | 0.200 L | [14 empty] | 0 | 0 | 0 | 0 | Lighting Fixtures | 2021-12-01 05:18 | 2024-07-20 11:31 | 0000-00-00 00:00:00 | 2024-07-20 11:31 | 0000-00-00 00:00:00
1 | Lutron Electronics | SC-1PS-SR | 4460-10540 | 4460 | 10540 | Lutron Electronics | Ecom_SC-1PS-SR_NoWallPlate.jpeg | 784276288583 | SATIN 15A SW SR | Lutron Claro 15 Amp, Single-Pole On/Off Rocker Switch, Signal Red |  | 2.3 | 4.5 |  | Ecom_SC-1PS-SR_NoWallPlate.jpeg | http://grandbrass.xologic.com/vendors/4460/large/Ecom_SC-1PS-SR_NoWallPlate.jpeg | [47 empty] | 0 | 0 | 0 | [6 empty] | 0 | 1 | 1 | EA | 1 | Lighting Controls | [27 empty] | Lightswitches | [242 empty] | <a href="https://assets.lutron.com/a/documents/030704g.pdf" target="_blank">Installation Instructions</a> | [23 empty] | 2.000 DW |  |  | 2.3000 IN | [89 empty] | 1.000 EA | 1.000 EA | [35 empty] | No | [42 empty] | https://assets.lutron.com/a/documents/maestrosatincolors.pdf | [7 empty] | Shelf Stock | [39 empty] | 39122226 | [13 empty] | <a href="https://www.lutron.com/TechnicalDocumentLibrary/369-119_Wallbox_Warranty.pdf" target="_blank">Warranty Information</a> |  |  |  |  | 0.200 L | [14 empty] | 0 | 0 | 0 | 0 | Lighting Fixtures | 2021-12-01 05:18 | 2024-07-20 11:38 | 0000-00-00 00:00:00 | 2024-07-20 11:38 | 0000-00-00 00:00:00
1 | Lutron Electronics | SC-3PS-CS | 4460-10541 | 4460 | 10541 | Lutron Electronics | Ecom_SC-3PS-CS_NoWallPlate.jpeg | 784276288651 | SATIN 15A SW 3WAY CS | Lutron Claro 15 Amp, 3-Way On/Off Rocker Switch, Cobblestone |  | 2.3 | 4.5 |  | Ecom_SC-3PS-CS_NoWallPlate.jpeg | http://grandbrass.xologic.com/vendors/4460/large/Ecom_SC-3PS-CS_NoWallPlate.jpeg | [47 empty] | 0 | 0 | 0 | [6 empty] | 0 | 1 | 1 | EA | 1 | Lighting Controls | [27 empty] | Lightswitches | [242 empty] | <a href="https://assets.lutron.com/a/documents/0301637.pdf" target="_blank">Installation Instructions</a> | [23 empty] | 2.000 DW |  |  | 2.3000 IN | [89 empty] | 1.000 EA | 1.000 EA | [35 empty] | No | [42 empty] | https://assets.lutron.com/a/documents/maestrosatincolors.pdf | [7 empty] | Shelf Stock | [39 empty] | 39122226 | [13 empty] | <a href="https://www.lutron.com/TechnicalDocumentLibrary/369-119_Wallbox_Warranty.pdf" target="_blank">Warranty Information</a> |  |  |  |  | 0.300 L | [14 empty] | 0 | 0 | 0 | 0 | Lighting Fixtures | 2021-12-01 05:18 | 2024-07-20 11:44 | 0000-00-00 00:00:00 | 2024-07-20 11:44 | 0000-00-00 00:00:00
1 | Lutron Electronics | SC-BI-GL | 4460-10542 | 4460 | 10542 | Lutron Electronics | SC-BI-GL.jpg | 784276288927 | CLARO BLANK GL | Claro Satin Finish, Blank insert in glacier white |  | 2.3 | 4.5 |  | SC-BI-GL.jpg | http://grandbrass.xologic.com/vendors/4460/large/SC-BI-GL.jpg | [47 empty] | 0 | 0 | 0 | [6 empty] | 0 | 1 | 1 | EA | 1 | Specialty Items | [27 empty] | Lighting Accessories | [242 empty] | <a href="https://assets.lutron.com/a/documents/040440.pdf" target="_blank">Installation Instructions</a> | [23 empty] | 2.000 DW |  |  | 2.3000 IN | [89 empty] | 1.000 EA | 1.000 EA | [35 empty] | No | [42 empty] | https://assets.lutron.com/a/documents/maestrosatincolors.pdf | [7 empty] | Shelf Stock | [39 empty] | 39122221 | [13 empty] | <a href="https://www.lutron.com/TechnicalDocumentLibrary/369-119_Wallbox_Warranty.pdf" target="_blank">Warranty Information</a> |  |  |  |  | 0.060 L | [14 empty] | 0 | 0 | 0 | 0 | Lighting Fixtures | 2021-12-01 05:18 | 2024-07-20 11:33 | 0000-00-00 00:00:00 | 2024-07-20 11:33 | 0000-00-00 00:00:00 | [6 empty] | Biscuit
1 | Lutron Electronics | SC-BI-SD | 4460-10543 | 4460 | 10543 | Lutron Electronics | SC-BI-SD.jpg | 784276288996 | CLARO BLANK SD | Claro Satin Finish, Blank insert in sand |  | 2.3 | 4.5 |  | SC-BI-SD.jpg | http://grandbrass.xologic.com/vendors/4460/large/SC-BI-SD.jpg | [47 empty] | 0 | 0 | 0 | [6 empty] | 0 | 1 | 1 | EA | 1 | Specialty Items | [27 empty] | Lighting Accessories | [242 empty] | <a href="https://assets.lutron.com/a/documents/040440.pdf" target="_blank">Installation Instructions</a> | [23 empty] | 2.000 DW |  |  | 2.3000 IN | [89 empty] | 1.000 EA | 1.000 EA | [35 empty] | No | [42 empty] | https://assets.lutron.com/a/documents/maestrosatincolors.pdf | [7 empty] | Shelf Stock | [39 empty] | 39122221 | [13 empty] | <a href="https://www.lutron.com/TechnicalDocumentLibrary/369-119_Wallbox_Warranty.pdf" target="_blank">Warranty Information</a> |  |  |  |  | 0.060 L | [14 empty] | 0 | 0 | 0 | 0 | Lighting Fixtures | 2021-12-01 05:18 | 2024-07-20 11:44 | 0000-00-00 00:00:00 | 2024-07-20 11:44 | 0000-00-00 00:00:00 | [6 empty] | Biscuit
1 | Lutron Electronics | SC-BI-CY | 4460-10544 | 4460 | 10544 | Lutron Electronics | SC-BI-CY.jpg | 784276289016 | CLARO BLANK CY | Claro Satin Finish, Blank insert in clay |  | 2.3 | 4.5 |  | SC-BI-CY.jpg | http://grandbrass.xologic.com/vendors/4460/large/SC-BI-CY.jpg | [47 empty] | 0 | 0 | 0 | [6 empty] | 0 | 1 | 1 | EA | 1 | Specialty Items | [27 empty] | Lighting Accessories | [242 empty] | <a href="https://assets.lutron.com/a/documents/040440.pdf" target="_blank">Installation Instructions</a> | [23 empty] | 2.000 DW |  |  | 2.3000 IN | [89 empty] | 1.000 EA | 1.000 EA | [35 empty] | No | [42 empty] | https://assets.lutron.com/a/documents/maestrosatincolors.pdf | [7 empty] | Shelf Stock | [39 empty] | 39122221 | [13 empty] | <a href="https://www.lutron.com/TechnicalDocumentLibrary/369-119_Wallbox_Warranty.pdf" target="_blank">Warranty Information</a> |  |  |  |  | 0.060 L | [14 empty] | 0 | 0 | 0 | 0 | Lighting Fixtures | 2021-12-01 05:19 | 2024-07-20 11:34 | 0000-00-00 00:00:00 | 2024-07-20 11:34 | 0000-00-00 00:00:00 | [6 empty] | Biscuit
1 | Lutron Electronics | DVSCSTV-GL | 4460-10545 | 4460 | 10545 | Lutron Electronics | DVSCSTV-GL.jpg | 784276291019 | DIVA DV 8A GL | Diva Dimmer - Satin Finish, Fluorescent or LED Dimming with 0-10V Ballasts and Drivers, Single-pole/3-way, 120-277V/50mA/8A in glacier white |  | 2.3 | 4.5 |  | DVSCSTV-GL.jpg | http://grandbrass.xologic.com/vendors/4460/large/DVSCSTV-GL.jpg | [47 empty] | 0 | 0 | 0 | [6 empty] | 0 | 1 | 1 | EA | 1 | Lighting Controls | [27 empty] | Dimmers | [242 empty] | <a href="https://www.lutron.com/TechnicalDocumentLibrary/0301973.pdf" target="_blank">Installation Instructions</a> | [23 empty] | 2.000 DW |  |  | 2.3000 IN | [89 empty] | 1.000 EA | 1.000 EA | [35 empty] | No | [42 empty] | https://www.lutron.com/TechnicalDocumentLibrary/369147.pdf | [7 empty] | Shelf Stock | [39 empty] | 39122206 | [13 empty] | <a href="https://www.lutron.com/TechnicalDocumentLibrary/369-119_Wallbox_Warranty.pdf" target="_blank">Warranty Information</a> |  |  |  |  | 0.260 L | [14 empty] | 0 | 0 | 0 | 0 | Lighting Fixtures | 2021-12-01 05:19 | 2024-07-20 11:37 | 0000-00-00 00:00:00 | 2024-07-20 11:37 | 0000-00-00 00:00:00
1 | Lutron Electronics | DVSCSTV-LG | 4460-10546 | 4460 | 10546 | Lutron Electronics | DVSCSTV-LG.jpg | 784276291033 | DIVA DV 8A LG | Diva Dimmer - Satin Finish, Fluorescent or LED Dimming with 0-10V Ballasts and Drivers, Single-pole/3-way, 120-277V/50mA/8A in lunar gray |  | 2.3 | 4.5 |  | DVSCSTV-LG.jpg | http://grandbrass.xologic.com/vendors/4460/large/DVSCSTV-LG.jpg | [47 empty] | 0 | 0 | 0 | [6 empty] | 0 | 1 | 1 | EA | 1 | Lighting Controls | [27 empty] | Dimmers | [242 empty] | <a href="https://www.lutron.com/TechnicalDocumentLibrary/0301973.pdf" target="_blank">Installation Instructions</a> | [23 empty] | 2.000 DW |  |  | 2.3000 IN | [89 empty] | 1.000 EA | 1.000 EA | [35 empty] | No | [42 empty] | https://www.lutron.com/TechnicalDocumentLibrary/369147.pdf | [7 empty] | Shelf Stock | [39 empty] | 39122206 | [13 empty] | <a href="https://www.lutron.com/TechnicalDocumentLibrary/369-119_Wallbox_Warranty.pdf" target="_blank">Warranty Information</a> |  |  |  |  | 0.260 L | [14 empty] | 0 | 0 | 0 | 0 | Lighting Fixtures | 2021-12-01 05:19 | 2024-07-20 11:41 | 0000-00-00 00:00:00 | 2024-07-20 11:41 | 0000-00-00 00:00:00
1 | Lutron Electronics | DVSCSTV-CY | 4460-10547 | 4460 | 10547 | Lutron Electronics | DVSCSTV-CY.jpg | 784276291101 | DIVA DV 8A CY | Diva Dimmer - Satin Finish, Fluorescent or LED Dimming with 0-10V Ballasts and Drivers, Single-pole/3-way, 120-277V/50mA/8A in clay |  | 2.3 | 4.5 |  | DVSCSTV-CY.jpg | http://grandbrass.xologic.com/vendors/4460/large/DVSCSTV-CY.jpg | [47 empty] | 0 | 0 | 0 | [6 empty] | 0 | 1 | 1 | EA | 1 | Lighting Controls | [27 empty] | Dimmers | [242 empty] | <a href="https://www.lutron.com/TechnicalDocumentLibrary/0301973.pdf" target="_blank">Installation Instructions</a> | [23 empty] | 2.000 DW |  |  | 2.3000 IN | [89 empty] | 1.000 EA | 1.000 EA | [35 empty] | No | [42 empty] | https://www.lutron.com/TechnicalDocumentLibrary/369147.pdf | [7 empty] | Shelf Stock | [39 empty] | 39122206 | [13 empty] | <a href="https://www.lutron.com/TechnicalDocumentLibrary/369-119_Wallbox_Warranty.pdf" target="_blank">Warranty Information</a> |  |  |  |  | 0.260 L | [14 empty] | 0 | 0 | 0 | 0 | Lighting Fixtures | 2021-12-01 05:19 | 2024-07-20 11:31 | 0000-00-00 00:00:00 | 2024-07-20 11:31 | 0000-00-00 00:00:00
1 | Lutron Electronics | DVSCELV-300P-PB | 4460-10548 | 4460 | 10548 | Lutron Electronics | DVSCELV-300P-PB.jpg | 784276291378 | DIVA 300W DIM PB | Diva Dimmer - Satin Finish, Electronic Low-Voltage, Single-pole, 120V/300W in pebble |  | 2.3 | 4.5 |  | DVSCELV-300P-PB.jpg | http://grandbrass.xologic.com/vendors/4460/large/DVSCELV-300P-PB.jpg | [47 empty] | 0 | 0 | 0 | [6 empty] | 0 | 1 | 1 | EA | 1 | Lighting Controls | [27 empty] | Dimmers | [242 empty] | <a href="https://www.lutron.com/TechnicalDocumentLibrary/0301295.pdf" target="_blank">Installation Instructions</a> | [23 empty] | 2.000 DW |  |  | 2.3000 IN | [89 empty] | 1.000 EA | 1.000 EA | [35 empty] | No | [42 empty] | https://assets.lutron.com/a/documents/DivaSatinColors.pdf | [7 empty] | Shelf Stock | [39 empty] | 39122206 | [13 empty] | <a href="https://www.lutron.com/TechnicalDocumentLibrary/369-119_Wallbox_Warranty.pdf" target="_blank">Warranty Information</a> |  |  |  |  | 0.250 L | [14 empty] | 0 | 0 | 0 | 0 | Lighting Fixtures | 2021-12-01 05:19 | 2024-07-20 11:32 | 0000-00-00 00:00:00 | 2024-07-20 11:32 | 0000-00-00 00:00:00
1 | Lutron Electronics | DVSCELV-300P-EP | 4460-10549 | 4460 | 10549 | Lutron Electronics | DVSCELV-300P-EP.jpg | 784276291446 | DIVA 300W DIM EP | Diva Dimmer - Satin Finish, Electronic Low-Voltage, Single-pole, 120V/300W in espresso |  | 2.3 | 4.5 |  | DVSCELV-300P-EP.jpg | http://grandbrass.xologic.com/vendors/4460/large/DVSCELV-300P-EP.jpg | [47 empty] | 0 | 0 | 0 | [6 empty] | 0 | 1 | 1 | EA | 1 | Lighting Controls | [27 empty] | Dimmers | [242 empty] | <a href="https://www.lutron.com/TechnicalDocumentLibrary/0301295.pdf" target="_blank">Installation Instructions</a> | [23 empty] | 2.000 DW |  |  | 2.3000 IN | [89 empty] | 1.000 EA | 1.000 EA | [35 empty] | No | [42 empty] | https://assets.lutron.com/a/documents/DivaSatinColors.pdf | [7 empty] | Shelf Stock | [39 empty] | 39122206 | [13 empty] | <a href="https://www.lutron.com/TechnicalDocumentLibrary/369-119_Wallbox_Warranty.pdf" target="_blank">Warranty Information</a> |  |  |  |  | 0.250 L | [14 empty] | 0 | 0 | 0 | 0 | Lighting Fixtures | 2021-12-01 05:19 | 2024-07-20 11:44 | 0000-00-00 00:00:00 | 2024-07-20 11:44 | 0000-00-00 00:00:00
1 | Lutron Electronics | DVSCELV-300P-DE | 4460-10550 | 4460 | 10550 | Lutron Electronics | DVSCELV-300P-DE.jpg | 784276291460 | DIVA 300W DIM DE | Diva Dimmer - Satin Finish, Electronic Low-Voltage, Single-pole, 120V/300W in deep sea |  | 2.3 | 4.5 |  | DVSCELV-300P-DE.jpg | http://grandbrass.xologic.com/vendors/4460/large/DVSCELV-300P-DE.jpg | [47 empty] | 0 | 0 | 0 | [6 empty] | 0 | 1 | 1 | EA | 1 | Lighting Controls | [27 empty] | Dimmers | [242 empty] | <a href="https://www.lutron.com/TechnicalDocumentLibrary/0301295.pdf" target="_blank">Installation Instructions</a> | [23 empty] | 2.000 DW |  |  | 2.3000 IN | [89 empty] | 1.000 EA | 1.000 EA | [35 empty] | No | [42 empty] | https://assets.lutron.com/a/documents/DivaSatinColors.pdf | [7 empty] | Shelf Stock | [39 empty] | 39122206 | [13 empty] | <a href="https://www.lutron.com/TechnicalDocumentLibrary/369-119_Wallbox_Warranty.pdf" target="_blank">Warranty Information</a> |  |  |  |  | 0.250 L | [14 empty] | 0 | 0 | 0 | 0 | Lighting Fixtures | 2021-12-01 05:19 | 2024-07-20 11:32 | 0000-00-00 00:00:00 | 2024-07-20 11:32 | 0000-00-00 00:00:00
1 | Lutron Electronics | DVSCF-103P-277DE | 4460-10551 | 4460 | 10551 | Lutron Electronics | DVSCF-103P-277DE.jpg | 784276292016 | DIVA 277V DIM DE | Diva Dimmer - Satin Finish, Fluorescent or LED Dimming with 3-Wire Ballasts and Drivers, 3-way/single-pole, 277V/6A in deep sea |  | 2.3 | 4.5 |  | DVSCF-103P-277DE.jpg | http://grandbrass.xologic.com/vendors/4460/large/DVSCF-103P-277DE.jpg | [47 empty] | 0 | 0 | 0 | [6 empty] | 0 | 1 | 1 | EA | 1 | Lighting Controls | [27 empty] | Dimmers | [242 empty] | <a href="https://www.lutron.com/TechnicalDocumentLibrary/03115901D.pdf" target="_blank">Installation Instructions</a> | [23 empty] | 2.000 DW |  |  | 2.3000 IN | [89 empty] | 1.000 EA | 1.000 EA | [35 empty] | No | [42 empty] | https://assets.lutron.com/a/documents/DivaSatinColors.pdf | [7 empty] | Shelf Stock | [39 empty] | 39122206 | [13 empty] | <a href="https://www.lutron.com/TechnicalDocumentLibrary/369-119_Wallbox_Warranty.pdf" target="_blank">Warranty Information</a> |  |  |  |  | 0.320 L | [14 empty] | 0 | 0 | 0 | 0 | Lighting Fixtures | 2021-12-01 05:19 | 2024-07-20 11:31 | 0000-00-00 00:00:00 | 2024-07-20 11:31 | 0000-00-00 00:00:00
1 | Lutron Electronics | DVSCLV-600P-SL | 4460-10552 | 4460 | 10552 | Lutron Electronics | DVSCLV-600P-SL.jpg | 784276292030 | DIVA 450W 1P SL | Diva Dimmer - Satin Finish, Magnetic Low-Voltage, Single-pole, 120V/600VA (450W) in slate |  | 2.3 | 4.5 |  | DVSCLV-600P-SL.jpg | http://grandbrass.xologic.com/vendors/4460/large/DVSCLV-600P-SL.jpg | [47 empty] | 0 | 0 | 0 | [6 empty] | 0 | 1 | 1 | EA | 1 | Lighting Controls | [27 empty] | Dimmers | [242 empty] | <a href="https://www.lutron.com/TechnicalDocumentLibrary/030448c.pdf" target="_blank">Installation Instructions</a> | [23 empty] | 2.000 DW |  |  | 2.3000 IN | [89 empty] | 1.000 EA | 1.000 EA | [35 empty] | No | [42 empty] | https://assets.lutron.com/a/documents/DivaSatinColors.pdf | [7 empty] | Shelf Stock | [39 empty] | 39122206 | [13 empty] | <a href="https://www.lutron.com/TechnicalDocumentLibrary/369-119_Wallbox_Warranty.pdf" target="_blank">Warranty Information</a> |  |  |  |  | 0.300 L | [14 empty] | 0 | 0 | 0 | 0 | Lighting Fixtures | 2021-12-01 05:19 | 2024-07-20 11:31 | 0000-00-00 00:00:00 | 2024-07-20 11:31 | 0000-00-00 00:00:00
1 | Lutron Electronics | DVSCLV-600P-DE | 4460-10553 | 4460 | 10553 | Lutron Electronics | DVSCLV-600P-DE.jpg | 784276292108 | DIVA 450W 1P DE | Diva Dimmer - Satin Finish, Magnetic Low-Voltage, Single-pole, 120V/600VA (450W) in deep sea |  | 2.3 | 4.5 |  | DVSCLV-600P-DE.jpg | http://grandbrass.xologic.com/vendors/4460/large/DVSCLV-600P-DE.jpg | [47 empty] | 0 | 0 | 0 | [6 empty] | 0 | 1 | 1 | EA | 1 | Lighting Controls | [27 empty] | Dimmers | [242 empty] | <a href="https://www.lutron.com/TechnicalDocumentLibrary/030448c.pdf" target="_blank">Installation Instructions</a> | [23 empty] | 2.000 DW |  |  | 2.3000 IN | [89 empty] | 1.000 EA | 1.000 EA | [35 empty] | No | [42 empty] | https://assets.lutron.com/a/documents/DivaSatinColors.pdf | [7 empty] | Shelf Stock | [39 empty] | 39122206 | [13 empty] | <a href="https://www.lutron.com/TechnicalDocumentLibrary/369-119_Wallbox_Warranty.pdf" target="_blank">Warranty Information</a> |  |  |  |  | 0.300 L | [14 empty] | 0 | 0 | 0 | 0 | Lighting Fixtures | 2021-12-01 05:19 | 2024-07-20 11:44 | 0000-00-00 00:00:00 | 2024-07-20 11:44 | 0000-00-00 00:00:00
1 | Lutron Electronics | DVSCLV-603P-PM | 4460-10554 | 4460 | 10554 | Lutron Electronics | DVSCLV-603P-PM.jpg | 784276292375 | DIVA 450W 3WAY PM | Diva Dimmer - Satin Finish, Magnetic Low-Voltage, 3-way, 120V/600VA (450W) in pumice |  | 2.3 | 4.5 |  | DVSCLV-603P-PM.jpg | http://grandbrass.xologic.com/vendors/4460/large/DVSCLV-603P-PM.jpg | [47 empty] | 0 | 0 | 0 | [6 empty] | 0 | 1 | 1 | EA | 1 | Lighting Controls | [27 empty] | Dimmers | [242 empty] | <a href="https://www.lutron.com/TechnicalDocumentLibrary/030448c.pdf" target="_blank">Installation Instructions</a> | [23 empty] | 2.000 DW |  |  | 2.3000 IN | [89 empty] | 1.000 EA | 1.000 EA | [35 empty] | No | [42 empty] | https://assets.lutron.com/a/documents/DivaSatinColors.pdf | [7 empty] | Shelf Stock | [39 empty] | 39122206 | [13 empty] | <a href="https://www.lutron.com/TechnicalDocumentLibrary/369-119_Wallbox_Warranty.pdf" target="_blank">Warranty Information</a> |  |  |  |  | 0.250 L | [14 empty] | 0 | 0 | 0 | 0 | Lighting Fixtures | 2021-12-01 05:19 | 2024-07-20 11:40 | 0000-00-00 00:00:00 | 2024-07-20 11:40 | 0000-00-00 00:00:00
1 | Lutron Electronics | DVSCLV-103P-BW | 4460-10555 | 4460 | 10555 | Lutron Electronics | DVSCLV-103P-BW.jpg | 784276292443 | DIVA 800W BW | Diva Dimmer - Satin Finish, Magnetic Low-Voltage, 3-way, 120V/1000VA (800W) in brilliant white |  | 2.3 | 4.6 |  | DVSCLV-103P-BW.jpg | http://grandbrass.xologic.com/vendors/4460/large/DVSCLV-103P-BW.jpg | [47 empty] | 0 | 0 | 0 | [6 empty] | 0 | 1 | 1 | EA | 1 | Lighting Controls | [27 empty] | Dimmers | [242 empty] | <a href="https://www.lutron.com/TechnicalDocumentLibrary/030448c.pdf" target="_blank">Installation Instructions</a> | [23 empty] | 2.000 DW |  |  | 2.3000 IN | [89 empty] | 1.000 EA | 1.000 EA | [35 empty] | No | [42 empty] | https://assets.lutron.com/a/documents/DivaSatinColors.pdf | [7 empty] | Shelf Stock | [39 empty] | 39122206 | [13 empty] | <a href="https://www.lutron.com/TechnicalDocumentLibrary/369-119_Wallbox_Warranty.pdf" target="_blank">Warranty Information</a> |  |  |  |  | 0.320 L | [14 empty] | 0 | 0 | 0 | 0 | Lighting Fixtures | 2021-12-01 05:19 | 2024-07-20 11:41 | 0000-00-00 00:00:00 | 2024-07-20 11:41 | 0000-00-00 00:00:00
1 | Lutron Electronics | DVSCLV-103P-RW | 4460-10556 | 4460 | 10556 | Lutron Electronics | DVSCLV-103P-RW.jpg | 784276292467 | DIVA 800W RW | Diva Dimmer - Satin Finish, Magnetic Low-Voltage, 3-way, 120V/1000VA (800W) in architectural white |  | 2.3 | 4.6 |  | DVSCLV-103P-RW.jpg | http://grandbrass.xologic.com/vendors/4460/large/DVSCLV-103P-RW.jpg | [47 empty] | 0 | 0 | 0 | [6 empty] | 0 | 1 | 1 | EA | 1 | Lighting Controls | [27 empty] | Dimmers | [242 empty] | <a href="https://www.lutron.com/TechnicalDocumentLibrary/030448c.pdf" target="_blank">Installation Instructions</a> | [23 empty] | 2.000 DW |  |  | 2.3000 IN | [89 empty] | 1.000 EA | 1.000 EA | [35 empty] | No | [42 empty] | https://assets.lutron.com/a/documents/DivaSatinColors.pdf | [7 empty] | Shelf Stock | [39 empty] | 39122206 | [13 empty] | <a href="https://www.lutron.com/TechnicalDocumentLibrary/369-119_Wallbox_Warranty.pdf" target="_blank">Warranty Information</a> |  |  |  |  | 0.320 L | [14 empty] | 0 | 0 | 0 | 0 | Lighting Fixtures | 2021-12-01 05:19 | 2024-07-20 11:39 | 0000-00-00 00:00:00 | 2024-07-20 11:39 | 0000-00-00 00:00:00
1 | Lutron Electronics | RRST-W3RL-LG | 4460-10557 | 4460 | 10557 | Lutron Electronics | RRST-W3RL-LG.jpg | 784276294447 | RA3 3RL SUNNATA KEY LG | Lutron RadioRA 3 Sunnata RF 3-Button Keypad with Raise/Lower - Lunar Gray |  | 2.25 | 4.5 |  | RRST-W3RL-LG.jpg | http://grandbrass.xologic.com/vendors/4460/large/RRST-W3RL-LG.jpg | [47 empty] | 0 | 0 | 0 | [6 empty] | 0 | 1 | 1 | EA | 1 | Lighting Controls | [27 empty] | Other Lighting Controls | [242 empty] | <a href="https://assets.lutron.com/a/documents/044373.pdf" target="_blank">Installation Instructions</a> | [23 empty] | 5.000 DW |  |  | 2.2500 IN | [89 empty] | 1.000 EA | 1.000 EA | [35 empty] | No | [42 empty] | https://assets.lutron.com/a/documents/3691168_ENG.pdf | [7 empty] | Shelf Stock | [39 empty] | 52161525 | [6 empty] | <a href="https://lutron.widen.net/content/4y4cm6o0wa/mp4/RadioRA-3-Processor-Video.mp4?w=2048" target="_blank">Product Video Clip</a> | [6 empty] | <a href="https://assets.lutron.com/a/documents/043561.pdf" target="_blank">Warranty Information</a> |  |  |  |  | 0.270 L | [14 empty] | 0 | 0 | 0 | 0 | Lighting Fixtures | 2021-12-01 05:19 | 2024-07-20 11:36 | 0000-00-00 00:00:00 | 2024-07-20 11:36 | 0000-00-00 00:00:00
1 | Lutron Electronics | RRST-W2B-PM | 4460-10558 | 4460 | 10558 | Lutron Electronics | RRST-W2B-PM.jpg | 784276294881 | RA3 2B SUNNATA KEY PM | Lutron RadioRA 3 Sunnata RF 2-Button Keypad - Pumice |  | 2.25 | 4.5 |  | RRST-W2B-PM.jpg | http://grandbrass.xologic.com/vendors/4460/large/RRST-W2B-PM.jpg | [47 empty] | 0 | 0 | 0 | [6 empty] | 0 | 1 | 1 | EA | 1 | Lighting Controls | [27 empty] | Other Lighting Controls | [242 empty] | <a href="https://assets.lutron.com/a/documents/044373.pdf" target="_blank">Installation Instructions</a> | [23 empty] | 5.000 DW |  |  | 2.2500 IN | [89 empty] | 1.000 EA | 1.000 EA | [35 empty] | No | [42 empty] | https://assets.lutron.com/a/documents/3691168_ENG.pdf | [7 empty] | Shelf Stock | [39 empty] | 52161525 | [6 empty] | <a href="https://lutron.widen.net/content/4y4cm6o0wa/mp4/RadioRA-3-Processor-Video.mp4?w=2048" target="_blank">Product Video Clip</a> | [6 empty] | <a href="https://assets.lutron.com/a/documents/043561.pdf" target="_blank">Warranty Information</a> |  |  |  |  | 0.270 L | [14 empty] | 0 | 0 | 0 | 0 | Lighting Fixtures | 2021-12-01 05:19 | 2024-07-20 11:41 | 0000-00-00 00:00:00 | 2024-07-20 11:41 | 0000-00-00 00:00:00
1 | Lutron Electronics | RRST-W2B-SR | 4460-10559 | 4460 | 10559 | Lutron Electronics | RRST-W2B-SR.jpg | 784276295017 | RA3 2B SUNNATA KEY SR | Lutron RadioRA 3 Sunnata RF 2-Button Keypad - Signal Red |  | 2.25 | 4.5 |  | RRST-W2B-SR.jpg | http://grandbrass.xologic.com/vendors/4460/large/RRST-W2B-SR.jpg | [47 empty] | 0 | 0 | 0 | [6 empty] | 0 | 1 | 1 | EA | 1 | Lighting Controls | [27 empty] | Other Lighting Controls | [242 empty] | <a href="https://assets.lutron.com/a/documents/044373.pdf" target="_blank">Installation Instructions</a> | [23 empty] | 5.000 DW |  |  | 2.2500 IN | [89 empty] | 1.000 EA | 1.000 EA | [35 empty] | No | [42 empty] | https://assets.lutron.com/a/documents/3691168_ENG.pdf | [7 empty] | Shelf Stock | [39 empty] | 52161525 | [6 empty] | <a href="https://lutron.widen.net/content/4y4cm6o0wa/mp4/RadioRA-3-Processor-Video.mp4?w=2048" target="_blank">Product Video Clip</a> | [6 empty] | <a href="https://assets.lutron.com/a/documents/043561.pdf" target="_blank">Warranty Information</a> |  |  |  |  | 0.270 L | [14 empty] | 0 | 0 | 0 | 0 | Lighting Fixtures | 2021-12-01 05:19 | 2024-07-20 11:44 | 0000-00-00 00:00:00 | 2024-07-20 11:44 | 0000-00-00 00:00:00
4 | Lutron Electronics | SCR-20-TF | 4460-10560 | 4460 | 10560 | Lutron Electronics | Ecom_SCR-20-TF_NoWallPlate.jpeg | 784276809382 | SATIN 20A REC TF | Lutron Claro 20 Amp Duplex Outlet, Truffle |  | 2.3 | 4.5 |  | Ecom_SCR-20-TF_NoWallPlate.jpeg | http://grandbrass.xologic.com/vendors/4460/large/Ecom_SCR-20-TF_NoWallPlate.jpeg | [47 empty] | 0 | 0 | 0 | [6 empty] | 0 | 1 | 1 | EA | 1 | Lighting Controls |  |  | Electrical Distribution Equipment |  | Receptacles |  | Electrical Receptacles | [20 empty] | Other Lighting Controls | [242 empty] | <a href="https://assets.lutron.com/a/documents/0301636.pdf" target="_blank">Installation Instructions</a> | [23 empty] | 2.000 DW |  |  | 2.3000 IN | [89 empty] | 1.000 EA | 1.000 EA | [35 empty] | No | [42 empty] | https://assets.lutron.com/a/documents/maestrosatincolors.pdf | [7 empty] | Shelf Stock | [39 empty] | 39121406 | [13 empty] | <a href="https://www.lutron.com/TechnicalDocumentLibrary/369-119_Wallbox_Warranty.pdf" target="_blank">Warranty Information</a> |  |  |  |  | 0.250 L | [14 empty] | 0 | 0 | 0 | 0 | Electrical | 2021-12-01 05:19 | 2024-07-20 11:34 | 0000-00-00 00:00:00 | 2025-11-29 02:00 | 0000-00-00 00:00:00
4 | Lutron Electronics | SCRS-15-TR-SD | 4460-10561 | 4460 | 10561 | Lutron Electronics | Ecom_SCRS-15-TR-SD_NoWallPlate.jpeg | 784276809450 | SATIN 15A TR REC SD | Lutron Claro Tamper-Resistant Duplex Receptacle, 15 Amp, Sand |  | 2.3 | 4.5 |  | Ecom_SCRS-15-TR-SD_NoWallPlate.jpeg | http://grandbrass.xologic.com/vendors/4460/large/Ecom_SCRS-15-TR-SD_NoWallPlate.jpeg | [47 empty] | 0 | 0 | 0 | [6 empty] | 0 | 1 | 1 | EA | 1 | Lighting Controls |  |  | Electrical Distribution Equipment |  | Receptacles |  | Electrical Receptacles | [20 empty] | Other Lighting Controls | [242 empty] | <a href="https://assets.lutron.com/a/documents/0301636.pdf" target="_blank">Installation Instructions</a> | [23 empty] | 2.000 DW |  |  | 2.3000 IN | [89 empty] | 1.000 EA | 1.000 EA | [35 empty] | No | [42 empty] | https://assets.lutron.com/a/documents/maestrosatincolors.pdf | [7 empty] | Shelf Stock | [39 empty] | 39121406 | [13 empty] | <a href="https://www.lutron.com/TechnicalDocumentLibrary/369-119_Wallbox_Warranty.pdf" target="_blank">Warranty Information</a> |  |  |  |  | 0.350 L | [14 empty] | 0 | 0 | 0 | 0 | Electrical | 2021-12-01 05:19 | 2024-07-20 11:32 | 0000-00-00 00:00:00 | 2025-11-29 02:00 | 0000-00-00 00:00:00
4 | Lutron Electronics | SCRS-15-TR-CY | 4460-10562 | 4460 | 10562 | Lutron Electronics | Ecom_SCRS-15-TR-CY_NoWallPlate.jpeg | 784276809474 | SATIN 15A TR REC CY | Lutron Claro Tamper-Resistant Duplex Receptacle, 15 Amp, Clay |  | 2.3 | 4.5 |  | Ecom_SCRS-15-TR-CY_NoWallPlate.jpeg | http://grandbrass.xologic.com/vendors/4460/large/Ecom_SCRS-15-TR-CY_NoWallPlate.jpeg | [47 empty] | 0 | 0 | 0 | [6 empty] | 0 | 1 | 1 | EA | 1 | Lighting Controls |  |  | Electrical Distribution Equipment |  | Receptacles |  | Electrical Receptacles | [20 empty] | Other Lighting Controls | [242 empty] | <a href="https://assets.lutron.com/a/documents/0301636.pdf" target="_blank">Installation Instructions</a> | [23 empty] | 2.000 DW |  |  | 2.3000 IN | [89 empty] | 1.000 EA | 1.000 EA | [35 empty] | No | [42 empty] | https://assets.lutron.com/a/documents/maestrosatincolors.pdf | [7 empty] | Shelf Stock | [39 empty] | 39121406 | [13 empty] | <a href="https://www.lutron.com/TechnicalDocumentLibrary/369-119_Wallbox_Warranty.pdf" target="_blank">Warranty Information</a> |  |  |  |  | 0.350 L | [14 empty] | 0 | 0 | 0 | 0 | Electrical | 2021-12-01 05:19 | 2024-07-20 11:44 | 0000-00-00 00:00:00 | 2025-11-29 02:00 | 0000-00-00 00:00:00
4 | Lutron Electronics | SCR-20-GFST-SD | 4460-10563 | 4460 | 10563 | Lutron Electronics | Ecom_SCR-20-GFST-SD_nowallplate.jpeg | 784276809818 | SATIN 20A GFCI REC SD | Lutron Claro Tamper-Resistant GFCI Duplex Receptacle, 20-Amp, Sand |  | 2.3 | 4.5 |  | Ecom_SCR-20-GFST-SD_nowallplate.jpeg | http://grandbrass.xologic.com/vendors/4460/large/Ecom_SCR-20-GFST-SD_nowallplate.jpeg | [47 empty] | 0 | 0 | 0 | [6 empty] | 0 | 1 | 1 | EA | 1 | Lighting Controls |  |  | Electrical Distribution Equipment |  | Receptacles |  | Electrical Receptacles | [20 empty] | Other Lighting Controls | [242 empty] | <a href="https://assets.lutron.com/a/documents/0301801.pdf" target="_blank">Installation Instructions</a> | [23 empty] | 2.000 DW |  |  | 2.3000 IN | [89 empty] | 1.000 EA | 1.000 EA | [35 empty] | No | [42 empty] | https://assets.lutron.com/a/documents/369964.pdf | [7 empty] | Shelf Stock | [39 empty] | 39121406 | [13 empty] | <a href="https://www.lutron.com/TechnicalDocumentLibrary/369-119_Wallbox_Warranty.pdf" target="_blank">Warranty Information</a> |  |  |  |  | 0.340 L | [14 empty] | 0 | 0 | 0 | 0 | Electrical | 2021-12-01 05:20 | 2024-07-20 11:39 | 0000-00-00 00:00:00 | 2025-11-29 02:00 | 0000-00-00 00:00:00
4 | Lutron Electronics | SCR-20-RW | 4460-10564 | 4460 | 10564 | Lutron Electronics | Ecom_SCR-20-RW_NoWallPlate.jpeg | 784276810043 | SATIN 20A REC RW | Lutron Claro 20 Amp Duplex Outlet, Architectural White |  | 2.3 | 4.5 |  | Ecom_SCR-20-RW_NoWallPlate.jpeg | http://grandbrass.xologic.com/vendors/4460/large/Ecom_SCR-20-RW_NoWallPlate.jpeg | [47 empty] | 0 | 0 | 0 | [6 empty] | 0 | 1 | 1 | EA | 1 | Lighting Controls |  |  | Electrical Distribution Equipment |  | Receptacles |  | Electrical Receptacles | [20 empty] | Other Lighting Controls | [242 empty] | <a href="https://assets.lutron.com/a/documents/0301636.pdf" target="_blank">Installation Instructions</a> | [23 empty] | 2.000 DW |  |  | 2.3000 IN | [89 empty] | 1.000 EA | 1.000 EA | [35 empty] | No | [42 empty] | https://assets.lutron.com/a/documents/maestrosatincolors.pdf | [7 empty] | Shelf Stock | [39 empty] | 39121406 | [13 empty] | <a href="https://www.lutron.com/TechnicalDocumentLibrary/369-119_Wallbox_Warranty.pdf" target="_blank">Warranty Information</a> |  |  |  |  | 0.250 L | [14 empty] | 0 | 0 | 0 | 0 | Electrical | 2021-12-01 05:20 | 2024-07-20 11:30 | 0000-00-00 00:00:00 | 2025-11-29 02:00 | 0000-00-00 00:00:00
4 | Lutron Electronics | SCRS-15-TR-SR | 4460-10565 | 4460 | 10565 | Lutron Electronics | Ecom_SCRS-15-TR-SR_NoWallPlate.jpeg | 784276810111 | SATIN 15A TR REC SR | Lutron Claro Tamper-Resistant Duplex Receptacle, 15 Amp, Signal Red |  | 2.3 | 4.5 |  | Ecom_SCRS-15-TR-SR_NoWallPlate.jpeg | http://grandbrass.xologic.com/vendors/4460/large/Ecom_SCRS-15-TR-SR_NoWallPlate.jpeg | [47 empty] | 0 | 0 | 0 | [6 empty] | 0 | 1 | 1 | EA | 1 | Lighting Controls |  |  | Electrical Distribution Equipment |  | Receptacles |  | Electrical Receptacles | [20 empty] | Other Lighting Controls | [242 empty] | <a href="https://assets.lutron.com/a/documents/0301636.pdf" target="_blank">Installation Instructions</a> | [23 empty] | 2.000 DW |  |  | 2.3000 IN | [89 empty] | 1.000 EA | 1.000 EA | [35 empty] | No | [42 empty] | https://assets.lutron.com/a/documents/maestrosatincolors.pdf | [7 empty] | Shelf Stock | [39 empty] | 39121406 | [13 empty] | <a href="https://www.lutron.com/TechnicalDocumentLibrary/369-119_Wallbox_Warranty.pdf" target="_blank">Warranty Information</a> |  |  |  |  | 0.350 L | [14 empty] | 0 | 0 | 0 | 0 | Electrical | 2021-12-01 05:20 | 2024-07-20 11:39 | 0000-00-00 00:00:00 | 2025-11-29 02:00 | 0000-00-00 00:00:00
4 | Lutron Electronics | RR-PROC3-KIT | 4460-10566 | 4460 | 10566 | Lutron Electronics | Ecom_RR-PROC3-KIT_HeroImage.jpeg?w=1500 | 784276285728 | RA3 PROCESS KIT | Lutron RadioRA 3 All-In One Processor Starter Kit - Includes PoE Injector, 3ft Ethernet Cable, 6ft Down-Angle Ethernet Cable, and Shelf Mount |  | 11.6 | 3.3 | [50 empty] | 0 | 0 | 0 | [6 empty] | 0 | 1 | 1 | EA | 1 |  |  |  | Control And Automation |  | Programmable Control |  | Programmable Logic Controller Accessories | [70 empty] | <a href="https://assets.lutron.com/a/documents/3672892_radiora3_product_reference_guide.pdf" target="_blank">Manufacturer Brochure</a> | [192 empty] | <a href="https://assets.lutron.com/a/documents/044377.pdf" target="_blank">Installation Instructions</a> | [23 empty] | 2.000 DW |  |  | 6.2000 IN | [89 empty] | 1.000 EA | 1.000 EA | [35 empty] | No | [42 empty] | https://assets.lutron.com/a/documents/3691221_ENG.pdf | [7 empty] | Shelf Stock | [39 empty] | 32151703 | [6 empty] | <a href="https://lutron.widen.net/content/4y4cm6o0wa/mp4/RadioRA-3-Processor-Video.mp4?w=2048" target="_blank">Product Video Clip</a> | [6 empty] | <a href="https://assets.lutron.com/a/documents/043561.pdf" target="_blank">Warranty Information</a> |  |  |  |  | 1.560 L | [14 empty] | 0 | 0 | 0 | 0 | Electrical | 2021-12-01 05:20 | 2024-07-20 11:37 | 0000-00-00 00:00:00 | 2024-07-20 11:37 | 0000-00-00 00:00:00
1 | Lutron Electronics | ST-AS-IV | 4460-10567 | 4460 | 10567 | Lutron Electronics | Ecom_ST-ASR-WH_nowallplate.jpeg | 784276811040 | Sunnata 6A Accessory Switch, Ivory | Lutron Sunnata Accessory Switch for use only with Sunnata LED+ Touch Dimmer Switch (STCL-153M-xx), Ivory |  | 2.25 | 4.25 |  | Ecom_ST-ASR-WH_nowallplate.jpeg | http://grandbrass.xologic.com/vendors/4460/large/Ecom_ST-ASR-WH_nowallplate.jpeg | [47 empty] | 0 | 0 | 0 | [6 empty] | 0 | 1 | 1 | EA | 1 | Specialty Items | [27 empty] | Lighting Accessories | [49 empty] | <a href="https://lutron.widen.net/content/acvmsqvclv/pdf/Ecom_Sunnata-Comparison-Sell-Sheet.pdf" target="_blank">Manufacturer Brochure</a> | [192 empty] | <a href="https://assets.lutron.com/a/documents/0302022.pdf" target="_blank">Installation Instructions</a> | [23 empty] | 2.000 DW |  |  | 2.2500 IN | [89 empty] | 1.000 EA | 1.000 EA | [35 empty] | No | [42 empty] | https://www.lutron.com/TechnicalDocumentLibrary/3691167_ENG.pdf | [7 empty] | Shelf Stock | [39 empty] | 39122221 | [6 empty] | <a href="https://lutron.widen.net/content/8txwdz8fgz/original/Ecom_SunnataLED_benefitvideo.mp4" target="_blank">Product Video Clip</a> | [6 empty] | <a href="https://assets.lutron.com/a/documents/369-119_Wallbox_Warranty.pdf" target="_blank">Warranty Information</a> |  |  |  |  | 0.210 L | [14 empty] | 0 | 0 | 0 | 0 | Lighting Fixtures | 2021-12-01 05:20 | 2024-07-20 11:32 | 0000-00-00 00:00:00 | 2024-07-20 11:32 | 0000-00-00 00:00:00 | [6 empty] | Ivory
4 | Lutron Electronics | SCR-15-GL | 4460-10568 | 4460 | 10568 | Lutron Electronics | Ecom_SCR-15-GL_NoWallPlate.jpeg | 784276809177 | SATIN 15A REC GL | Lutron Claro 15 Amp Duplex Outlet, Glacier White |  | 2.3 | 4.5 |  | Ecom_SCR-15-GL_NoWallPlate.jpeg | http://grandbrass.xologic.com/vendors/4460/large/Ecom_SCR-15-GL_NoWallPlate.jpeg | [47 empty] | 0 | 0 | 0 | [6 empty] | 0 | 1 | 1 | EA | 1 | Lighting Controls |  |  | Electrical Distribution Equipment |  | Receptacles |  | Electrical Receptacles | [20 empty] | Other Lighting Controls | [242 empty] | <a href="https://assets.lutron.com/a/documents/0301636.pdf" target="_blank">Installation Instructions</a> | [23 empty] | 2.000 DW |  |  | 2.3000 IN | [89 empty] | 1.000 EA | 1.000 EA | [35 empty] | No | [42 empty] | https://assets.lutron.com/a/documents/maestrosatincolors.pdf | [7 empty] | Shelf Stock | [39 empty] | 39121406 | [13 empty] | <a href="https://www.lutron.com/TechnicalDocumentLibrary/369-119_Wallbox_Warranty.pdf" target="_blank">Warranty Information</a> |  |  |  |  | 0.170 L | [14 empty] | 0 | 0 | 0 | 0 | Electrical | 2021-12-01 05:20 | 2024-07-20 11:39 | 0000-00-00 00:00:00 | 2025-11-29 02:00 | 0000-00-00 00:00:00
4 | Lutron Electronics | SCR-20-SL | 4460-10569 | 4460 | 10569 | Lutron Electronics | Ecom_SCR-20-SL_NoWallPlate.jpeg | 784276809320 | SATIN 20A REC SL | Lutron Claro 20 Amp Duplex Outlet, Slate |  | 2.3 | 4.5 |  | Ecom_SCR-20-SL_NoWallPlate.jpeg | http://grandbrass.xologic.com/vendors/4460/large/Ecom_SCR-20-SL_NoWallPlate.jpeg | [47 empty] | 0 | 0 | 0 | [6 empty] | 0 | 1 | 1 | EA | 1 | Lighting Controls |  |  | Electrical Distribution Equipment |  | Receptacles |  | Electrical Receptacles | [20 empty] | Other Lighting Controls | [242 empty] | <a href="https://assets.lutron.com/a/documents/0301636.pdf" target="_blank">Installation Instructions</a> | [23 empty] | 2.000 DW |  |  | 2.3000 IN | [89 empty] | 1.000 EA | 1.000 EA | [35 empty] | No | [42 empty] | https://assets.lutron.com/a/documents/maestrosatincolors.pdf | [7 empty] | Shelf Stock | [39 empty] | 39121406 | [13 empty] | <a href="https://www.lutron.com/TechnicalDocumentLibrary/369-119_Wallbox_Warranty.pdf" target="_blank">Warranty Information</a> |  |  |  |  | 0.250 L | [14 empty] | 0 | 0 | 0 | 0 | Electrical | 2021-12-01 05:20 | 2024-07-20 11:36 | 0000-00-00 00:00:00 | 2025-11-29 02:00 | 0000-00-00 00:00:00
4 | Lutron Electronics | SCR-15-GFST-PB | 4460-10570 | 4460 | 10570 | Lutron Electronics | Ecom_SCR-15-GFST-PB_nowallplate.jpeg | 784276809665 | SATIN 15A GFCI REC PB | Lutron Claro Tamper-Resistant GFCI Duplex Receptacle, 15-Amp, Pumice |  | 2.25 | 4.5 |  | Ecom_SCR-15-GFST-PB_nowallplate.jpeg | http://grandbrass.xologic.com/vendors/4460/large/Ecom_SCR-15-GFST-PB_nowallplate.jpeg | [47 empty] | 0 | 0 | 0 | [6 empty] | 0 | 1 | 1 | EA | 1 | Lighting Controls |  |  | Electrical Distribution Equipment |  | Receptacles |  | Electrical Receptacles | [20 empty] | Other Lighting Controls | [242 empty] | <a href="https://assets.lutron.com/a/documents/0301801.pdf" target="_blank">Installation Instructions</a> | [23 empty] | 2.000 DW |  |  | 2.2500 IN | [89 empty] | 1.000 EA | 1.000 EA | [35 empty] | No | [42 empty] | https://assets.lutron.com/a/documents/369964.pdf | [7 empty] | Shelf Stock | [39 empty] | 39121406 | [13 empty] | <a href="https://www.lutron.com/TechnicalDocumentLibrary/369-119_Wallbox_Warranty.pdf" target="_blank">Warranty Information</a> |  |  |  |  | 0.340 L | [14 empty] | 0 | 0 | 0 | 0 | Electrical | 2021-12-01 05:20 | 2024-07-20 11:34 | 0000-00-00 00:00:00 | 2025-11-29 02:00 | 0000-00-00 00:00:00
4 | Lutron Electronics | SCR-15-GFST-SL | 4460-10571 | 4460 | 10571 | Lutron Electronics | Ecom_SCR-15-GFST-SL_nowallplate.jpeg | 784276809689 | SATIN 15A GFCI REC SL | Lutron Claro Tamper-Resistant GFCI Duplex Receptacle, 15-Amp, Slate |  | 2.25 | 4.5 |  | Ecom_SCR-15-GFST-SL_nowallplate.jpeg | http://grandbrass.xologic.com/vendors/4460/large/Ecom_SCR-15-GFST-SL_nowallplate.jpeg | [47 empty] | 0 | 0 | 0 | [6 empty] | 0 | 1 | 1 | EA | 1 | Lighting Controls |  |  | Electrical Distribution Equipment |  | Receptacles |  | Electrical Receptacles | [20 empty] | Other Lighting Controls | [242 empty] | <a href="https://assets.lutron.com/a/documents/0301801.pdf" target="_blank">Installation Instructions</a> | [23 empty] | 2.000 DW |  |  | 2.2500 IN | [89 empty] | 1.000 EA | 1.000 EA | [35 empty] | No | [42 empty] | https://assets.lutron.com/a/documents/369964.pdf | [7 empty] | Shelf Stock | [39 empty] | 39121406 | [13 empty] | <a href="https://www.lutron.com/TechnicalDocumentLibrary/369-119_Wallbox_Warranty.pdf" target="_blank">Warranty Information</a> |  |  |  |  | 0.340 L | [14 empty] | 0 | 0 | 0 | 0 | Electrical | 2021-12-01 05:20 | 2024-07-20 11:40 | 0000-00-00 00:00:00 | 2025-11-29 02:00 | 0000-00-00 00:00:00
4 | Lutron Electronics | SCR-20-GFST-CY | 4460-10572 | 4460 | 10572 | Lutron Electronics | Ecom_SCR-20-GFST-CY_nowallplate.jpeg | 784276809832 | SATIN 20A GFCI REC CY | Lutron Claro Tamper-Resistant GFCI Duplex Receptacle, 20-Amp, Clay |  | 2.3 | 4.5 |  | Ecom_SCR-20-GFST-CY_nowallplate.jpeg | http://grandbrass.xologic.com/vendors/4460/large/Ecom_SCR-20-GFST-CY_nowallplate.jpeg | [47 empty] | 0 | 0 | 0 | [6 empty] | 0 | 1 | 1 | EA | 1 | Lighting Controls |  |  | Electrical Distribution Equipment |  | Receptacles |  | Electrical Receptacles | [20 empty] | Other Lighting Controls | [242 empty] | <a href="https://assets.lutron.com/a/documents/0301801.pdf" target="_blank">Installation Instructions</a> | [23 empty] | 2.000 DW |  |  | 2.3000 IN | [89 empty] | 1.000 EA | 1.000 EA | [35 empty] | No | [42 empty] | https://assets.lutron.com/a/documents/369964.pdf | [7 empty] | Shelf Stock | [39 empty] | 39121406 | [13 empty] | <a href="https://www.lutron.com/TechnicalDocumentLibrary/369-119_Wallbox_Warranty.pdf" target="_blank">Warranty Information</a> |  |  |  |  | 0.340 L | [14 empty] | 0 | 0 | 0 | 0 | Electrical | 2021-12-01 05:20 | 2024-07-20 11:38 | 0000-00-00 00:00:00 | 2025-11-29 02:00 | 0000-00-00 00:00:00
4 | Lutron Electronics | SCR-15-MI | 4460-10573 | 4460 | 10573 | Lutron Electronics | Ecom_SCR-15-MI_NoWallPlate.jpeg | 784276810029 | SATIN 15A REC MI | Lutron Claro 15 Amp Duplex Outlet, Mist |  | 2.3 | 4.5 |  | Ecom_SCR-15-MI_NoWallPlate.jpeg | http://grandbrass.xologic.com/vendors/4460/large/Ecom_SCR-15-MI_NoWallPlate.jpeg | [47 empty] | 0 | 0 | 0 | [6 empty] | 0 | 1 | 1 | EA | 1 | Lighting Controls |  |  | Electrical Distribution Equipment |  | Receptacles |  | Electrical Receptacles | [20 empty] | Other Lighting Controls | [242 empty] | <a href="https://assets.lutron.com/a/documents/0301636.pdf" target="_blank">Installation Instructions</a> | [23 empty] | 2.000 DW |  |  | 2.3000 IN | [89 empty] | 1.000 EA | 1.000 EA | [35 empty] | No | [42 empty] | https://assets.lutron.com/a/documents/maestrosatincolors.pdf | [7 empty] | Shelf Stock | [39 empty] | 39121406 | [13 empty] | <a href="https://www.lutron.com/TechnicalDocumentLibrary/369-119_Wallbox_Warranty.pdf" target="_blank">Warranty Information</a> |  |  |  |  | 0.250 L | [14 empty] | 0 | 0 | 0 | 0 | Electrical | 2021-12-01 05:20 | 2024-07-20 11:34 | 0000-00-00 00:00:00 | 2025-11-29 02:00 | 0000-00-00 00:00:00
4 | Lutron Electronics | SCR-15-GFST-LG | 4460-10574 | 4460 | 10574 | Lutron Electronics | Ecom_SCR-15-GFST-LG_nowallplate.jpeg | 784276810173 | SATIN 15A GFCI REC LG | Lutron Claro Tamper-Resistant GFCI Duplex Receptacle, 15-Amp, Lunar Gray |  | 2.25 | 4.5 |  | Ecom_SCR-15-GFST-LG_nowallplate.jpeg | http://grandbrass.xologic.com/vendors/4460/large/Ecom_SCR-15-GFST-LG_nowallplate.jpeg | [47 empty] | 0 | 0 | 0 | [6 empty] | 0 | 1 | 1 | EA | 1 | Lighting Controls |  |  | Electrical Distribution Equipment |  | Receptacles |  | Electrical Receptacles | [20 empty] | Other Lighting Controls | [242 empty] | <a href="https://assets.lutron.com/a/documents/0301801.pdf" target="_blank">Installation Instructions</a> | [23 empty] | 2.000 DW |  |  | 2.2500 IN | [89 empty] | 1.000 EA | 1.000 EA | [35 empty] | No | [42 empty] | https://assets.lutron.com/a/documents/369964.pdf | [7 empty] | Shelf Stock | [39 empty] | 39121406 | [13 empty] | <a href="https://www.lutron.com/TechnicalDocumentLibrary/369-119_Wallbox_Warranty.pdf" target="_blank">Warranty Information</a> |  |  |  |  | 0.340 L | [14 empty] | 0 | 0 | 0 | 0 | Electrical | 2021-12-01 05:20 | 2024-07-20 11:34 | 0000-00-00 00:00:00 | 2025-11-29 02:00 | 0000-00-00 00:00:00
1 | Lutron Electronics | RRST-W3RL-MN | 4460-10575 | 4460 | 10575 | Lutron Electronics | RRST-W3RL-MN.jpg | 784276286008 | RA3 3RL SUNNATA KEY MN | Lutron RadioRA 3 Sunnata RF 3-Button Keypad with Raise/Lower - Midnight |  | 2.4 | 4.5 |  | RRST-W3RL-MN.jpg | http://grandbrass.xologic.com/vendors/4460/large/RRST-W3RL-MN.jpg | [47 empty] | 0 | 0 | 0 | [6 empty] | 0 | 1 | 1 | EA | 1 | Lighting Controls | [27 empty] | Other Lighting Controls | [242 empty] | <a href="https://assets.lutron.com/a/documents/044373.pdf" target="_blank">Installation Instructions</a> | [23 empty] | 2.000 DW |  |  | 2.4000 IN | [89 empty] | 1.000 EA | 1.000 EA | [35 empty] | No | [42 empty] | https://assets.lutron.com/a/documents/3691168_ENG.pdf | [7 empty] | Shelf Stock | [39 empty] | 52161525 | [6 empty] | <a href="https://lutron.widen.net/content/4y4cm6o0wa/mp4/RadioRA-3-Processor-Video.mp4?w=2048" target="_blank">Product Video Clip</a> | [6 empty] | <a href="https://assets.lutron.com/a/documents/043561.pdf" target="_blank">Warranty Information</a> |  |  |  |  | 0.220 L | [14 empty] | 0 | 0 | 0 | 0 | Lighting Fixtures | 2021-12-01 05:24 | 2024-07-20 11:33 | 0000-00-00 00:00:00 | 2024-07-20 11:33 | 0000-00-00 00:00:00 | [6 empty] | Midnight
4 | Lutron Electronics | SCRS-20-TR-GL | 4460-10576 | 4460 | 10576 | Lutron Electronics | Ecom_SCRS-20-TR-GL_NoWallPlate.jpeg | 784276809535 | SATIN 20A TR REC GL | Lutron Claro Tamper-Resistant Duplex Receptacle, 20 Amp, Glacier White |  | 2.3 | 4.5 |  | Ecom_SCRS-20-TR-GL_NoWallPlate.jpeg | http://grandbrass.xologic.com/vendors/4460/large/Ecom_SCRS-20-TR-GL_NoWallPlate.jpeg | [47 empty] | 0 | 0 | 0 | [6 empty] | 0 | 1 | 1 | EA | 1 | Lighting Controls |  |  | Electrical Distribution Equipment |  | Receptacles |  | Electrical Receptacles | [20 empty] | Other Lighting Controls | [242 empty] | <a href="https://assets.lutron.com/a/documents/0301636.pdf" target="_blank">Installation Instructions</a> | [23 empty] | 2.000 DW |  |  | 2.3000 IN | [89 empty] | 1.000 EA | 1.000 EA | [35 empty] | No | [42 empty] | https://assets.lutron.com/a/documents/maestrosatincolors.pdf | [7 empty] | Shelf Stock | [39 empty] | 39121406 | [13 empty] | <a href="https://www.lutron.com/TechnicalDocumentLibrary/369-119_Wallbox_Warranty.pdf" target="_blank">Warranty Information</a> |  |  |  |  | 0.240 L | [14 empty] | 0 | 0 | 0 | 0 | Electrical | 2021-12-01 05:32 | 2024-07-20 11:36 | 0000-00-00 00:00:00 | 2025-11-29 02:00 | 0000-00-00 00:00:00
4 | Lutron Electronics | SCR-15-UBTR-GL | 4460-10577 | 4460 | 10577 | Lutron Electronics | Ecom_SCR-15-UBTR-GL_NoWallPlate.jpeg | 784276809894 | SATIN 15A USB REC GL | Lutron Claro USB Type A 2.0 Duplex Receptacle, 15 Amp, Glacier White |  | 1.8 | 4.5 |  | Ecom_SCR-15-UBTR-GL_NoWallPlate.jpeg | http://grandbrass.xologic.com/vendors/4460/large/Ecom_SCR-15-UBTR-GL_NoWallPlate.jpeg | [47 empty] | 0 | 0 | 0 | [6 empty] | 0 | 1 | 1 | EA | 1 | Lighting Controls |  |  | Electrical Distribution Equipment |  | Receptacles |  | Electrical Receptacles | [20 empty] | Other Lighting Controls | [242 empty] | <a href="https://assets.lutron.com/a/documents/041532.pdf" target="_blank">Installation Instructions</a> | [23 empty] | 2.000 DW |  |  | 2.0000 IN | [89 empty] | 1.000 EA | 1.000 EA | [35 empty] | No | [42 empty] | https://assets.lutron.com/a/documents/369976.pdf | [7 empty] | Shelf Stock | [39 empty] | 39121406 | [13 empty] | <a href="https://www.lutron.com/TechnicalDocumentLibrary/369-119_Wallbox_Warranty.pdf" target="_blank">Warranty Information</a> |  |  |  |  | 0.500 L | [14 empty] | 0 | 0 | 0 | 0 | Electrical | 2021-12-01 05:32 | 2024-07-20 11:36 | 0000-00-00 00:00:00 | 2025-11-29 02:00 | 0000-00-00 00:00:00
4 | Lutron Electronics | SCR-15-UBTR-SA | 4460-10578 | 4460 | 10578 | Lutron Electronics | Ecom_SCR-15-UBTR-SA_NoWallPlate.jpeg | 784276809962 | SATIN 15A USB REC SA | Lutron Claro USB Type A 2.0 Duplex Receptacle, 15 Amp, Sage |  | 1.8 | 4.5 |  | Ecom_SCR-15-UBTR-SA_NoWallPlate.jpeg | http://grandbrass.xologic.com/vendors/4460/large/Ecom_SCR-15-UBTR-SA_NoWallPlate.jpeg | [47 empty] | 0 | 0 | 0 | [6 empty] | 0 | 1 | 1 | EA | 1 | Lighting Controls |  |  | Electrical Distribution Equipment |  | Receptacles |  | Electrical Receptacles | [20 empty] | Other Lighting Controls | [242 empty] | <a href="https://assets.lutron.com/a/documents/041532.pdf" target="_blank">Installation Instructions</a> | [23 empty] | 2.000 DW |  |  | 2.0000 IN | [89 empty] | 1.000 EA | 1.000 EA | [35 empty] | No | [42 empty] | https://assets.lutron.com/a/documents/369976.pdf | [7 empty] | Shelf Stock | [39 empty] | 39121406 | [13 empty] | <a href="https://www.lutron.com/TechnicalDocumentLibrary/369-119_Wallbox_Warranty.pdf" target="_blank">Warranty Information</a> |  |  |  |  | 0.500 L | [14 empty] | 0 | 0 | 0 | 0 | Electrical | 2021-12-01 05:32 | 2024-07-20 11:41 | 0000-00-00 00:00:00 | 2025-11-29 02:00 | 0000-00-00 00:00:00
4 | Lutron Electronics | SCR-15-SR | 4460-10579 | 4460 | 10579 | Lutron Electronics | Ecom_SCR-15-SR_NoWallPlate.jpeg | 784276810036 | SATIN 15A REC SR | Lutron Claro 15 Amp Duplex Outlet, Signal Red |  | 2.3 | 4.5 |  | Ecom_SCR-15-SR_NoWallPlate.jpeg | http://grandbrass.xologic.com/vendors/4460/large/Ecom_SCR-15-SR_NoWallPlate.jpeg | [47 empty] | 0 | 0 | 0 | [6 empty] | 0 | 1 | 1 | EA | 1 | Lighting Controls |  |  | Electrical Distribution Equipment |  | Receptacles |  | Electrical Receptacles | [20 empty] | Other Lighting Controls | [242 empty] | <a href="https://assets.lutron.com/a/documents/0301636.pdf" target="_blank">Installation Instructions</a> | [23 empty] | 2.000 DW |  |  | 2.3000 IN | [89 empty] | 1.000 EA | 1.000 EA | [35 empty] | No | [42 empty] | https://assets.lutron.com/a/documents/maestrosatincolors.pdf | [7 empty] | Shelf Stock | [39 empty] | 39121406 | [13 empty] | <a href="https://www.lutron.com/TechnicalDocumentLibrary/369-119_Wallbox_Warranty.pdf" target="_blank">Warranty Information</a> |  |  |  |  | 0.250 L | [14 empty] | 0 | 0 | 0 | 0 | Electrical | 2021-12-01 05:32 | 2024-07-20 11:36 | 0000-00-00 00:00:00 | 2025-11-29 02:00 | 0000-00-00 00:00:00
4 | Lutron Electronics | RR-PROC3-CW | 4460-10580 | 4460 | 10580 | Lutron Electronics | ECOM_RR-PROC3-CW_HeroImage.jpeg?w=1500 | 784276285735 | RA3 PROCESSOR | Lutron RadioRA 3 All-in-One Processor- includes ceiling mount accessory and wall mount accessory |  | 11.6 | 3.3 | [50 empty] | 0 | 0 | 0 | [6 empty] | 0 | 1 | 1 | EA | 1 |  |  |  | Control And Automation |  | Programmable Control |  | Programmable Logic Controller Accessories | [70 empty] | <a href="https://assets.lutron.com/a/documents/3672892_radiora3_product_reference_guide.pdf" target="_blank">Manufacturer Brochure</a> | [192 empty] | <a href="https://assets.lutron.com/a/documents/044377.pdf" target="_blank">Installation Instructions</a> | [23 empty] | 2.000 DW |  |  | 6.2000 IN | [89 empty] | 1.000 EA | 1.000 EA | [35 empty] | No | [42 empty] | https://assets.lutron.com/a/documents/3691221_ENG.pdf | [7 empty] | Shelf Stock | [39 empty] | 32151703 | [6 empty] | <a href="https://lutron.widen.net/content/4y4cm6o0wa/mp4/RadioRA-3-Processor-Video.mp4?w=2048" target="_blank">Product Video Clip</a> | [6 empty] | <a href="https://assets.lutron.com/a/documents/043561.pdf" target="_blank">Warranty Information</a> |  |  |  |  | 0.840 L | [14 empty] | 0 | 0 | 0 | 0 | Electrical | 2021-12-01 05:32 | 2024-07-20 11:36 | 0000-00-00 00:00:00 | 2024-07-20 11:36 | 0000-00-00 00:00:00
1 | Lutron Electronics | ST-AS-BL | 4460-10581 | 4460 | 10581 | Lutron Electronics | Ecom_ST-ASR-WH_nowallplate.jpeg | 784276811033 | Sunnata 6A Accessory Switch, Black | Lutron Sunnata Accessory Switch for use only with Sunnata LED+ Touch Dimmer Switch (STCL-153M-xx), Black |  | 2.25 | 4.25 |  | Ecom_ST-ASR-WH_nowallplate.jpeg | http://grandbrass.xologic.com/vendors/4460/large/Ecom_ST-ASR-WH_nowallplate.jpeg | [47 empty] | 0 | 0 | 0 | [6 empty] | 0 | 1 | 1 | EA | 1 | Specialty Items | [27 empty] | Lighting Accessories | [49 empty] | <a href="https://lutron.widen.net/content/acvmsqvclv/pdf/Ecom_Sunnata-Comparison-Sell-Sheet.pdf" target="_blank">Manufacturer Brochure</a> | [192 empty] | <a href="https://assets.lutron.com/a/documents/0302022.pdf" target="_blank">Installation Instructions</a> | [23 empty] | 2.000 DW |  |  | 2.2500 IN | [89 empty] | 1.000 EA | 1.000 EA | [35 empty] | No | [42 empty] | https://www.lutron.com/TechnicalDocumentLibrary/3691167_ENG.pdf | [7 empty] | Shelf Stock | [39 empty] | 39122221 | [6 empty] | <a href="https://lutron.widen.net/content/8txwdz8fgz/original/Ecom_SunnataLED_benefitvideo.mp4" target="_blank">Product Video Clip</a> | [6 empty] | <a href="https://assets.lutron.com/a/documents/369-119_Wallbox_Warranty.pdf" target="_blank">Warranty Information</a> |  |  |  |  | 0.210 L | [14 empty] | 0 | 0 | 0 | 0 | Lighting Fixtures | 2021-12-01 05:32 | 2024-07-20 11:40 | 0000-00-00 00:00:00 | 2024-07-20 11:40 | 0000-00-00 00:00:00 | [6 empty] | Black
4 | Lutron Electronics | SC-1-MI | 4460-10582 | 4460 | 10582 | Lutron Electronics | Ecom_SC-1-MI.jpeg | 784276287517 | SATIN WALLPLATE MI | Claro Wallplate, Satin Finish, Single-gang in mist |  | 3.8 | 5.9 |  | Ecom_SC-1-MI.jpeg | http://grandbrass.xologic.com/vendors/4460/large/Ecom_SC-1-MI.jpeg | [47 empty] | 0 | 0 | 0 | [6 empty] | 0 | 1 | 1 | EA | 1 | Lighting Controls |  |  | Fittings and Hardware |  | Electrical Hardware And Supplies |  | Wallplates | [20 empty] | Switch Plates | [242 empty] | <a href="https://assets.lutron.com/a/documents/040440.pdf" target="_blank">Installation Instructions</a> | [23 empty] | 2.000 DW |  |  | 0.3000 IN | [89 empty] | 1.000 EA | 1.000 EA | [35 empty] | No | [42 empty] | https://assets.lutron.com/a/documents/maestrosatincolors.pdf | [7 empty] | Shelf Stock | [39 empty] | 39121704 | [13 empty] | <a href="https://www.lutron.com/TechnicalDocumentLibrary/369-119_Wallbox_Warranty.pdf" target="_blank">Warranty Information</a> |  |  |  |  | 0.100 L | [14 empty] | 0 | 0 | 0 | 0 | Electrical | 2021-12-01 05:38 | 2024-07-20 11:39 | 0000-00-00 00:00:00 | 2025-11-29 02:00 | 0000-00-00 00:00:00
4 | Lutron Electronics | SC-2-PB | 4460-10583 | 4460 | 10583 | Lutron Electronics | Ecom_SC-2-PB.jpeg | 784276287685 | SATIN WALLPLATE 2G PB | Claro Wallplate, Satin Finish, Two-gang in pebble |  | 5.2 | 5.1 |  | Ecom_SC-2-PB.jpeg | http://grandbrass.xologic.com/vendors/4460/large/Ecom_SC-2-PB.jpeg | [47 empty] | 0 | 0 | 0 | [6 empty] | 0 | 1 | 1 | EA | 1 | Lighting Controls |  |  | Fittings and Hardware |  | Electrical Hardware And Supplies |  | Wallplates | [20 empty] | Switch Plates | [242 empty] | <a href="https://assets.lutron.com/a/documents/040440.pdf" target="_blank">Installation Instructions</a> | [23 empty] | 2.000 DW |  |  | 0.3000 IN | [89 empty] | 1.000 EA | 1.000 EA | [35 empty] | No | [42 empty] | https://assets.lutron.com/a/documents/maestrosatincolors.pdf | [7 empty] | Shelf Stock | [39 empty] | 39121704 | [13 empty] | <a href="https://www.lutron.com/TechnicalDocumentLibrary/369-119_Wallbox_Warranty.pdf" target="_blank">Warranty Information</a> |  |  |  |  | 0.150 L | [14 empty] | 0 | 0 | 0 | 0 | Electrical | 2021-12-01 05:38 | 2024-07-20 11:33 | 0000-00-00 00:00:00 | 2025-11-29 02:00 | 0000-00-00 00:00:00
4 | Lutron Electronics | SC-3-CS | 4460-10584 | 4460 | 10584 | Lutron Electronics | Ecom_SC-3-CS.jpeg | 784276287852 | SATIN WALLPLATE 3G CS | Claro Wallplate, Satin Finish, Three-gang in cobblestone |  | 5.75 | 0.3 |  | Ecom_SC-3-CS.jpeg | http://grandbrass.xologic.com/vendors/4460/large/Ecom_SC-3-CS.jpeg | [47 empty] | 0 | 0 | 0 | [6 empty] | 0 | 1 | 1 | EA | 1 | Lighting Controls |  |  | Fittings and Hardware |  | Electrical Hardware And Supplies |  | Wallplates | [20 empty] | Switch Plates | [242 empty] | <a href="https://assets.lutron.com/a/documents/040440.pdf" target="_blank">Installation Instructions</a> | [23 empty] | 2.000 DW |  |  | 8.2500 IN | [89 empty] | 1.000 EA | 1.000 EA | [35 empty] | No | [42 empty] | https://assets.lutron.com/a/documents/maestrosatincolors.pdf | [7 empty] | Shelf Stock | [39 empty] | 39121704 | [13 empty] | <a href="https://www.lutron.com/TechnicalDocumentLibrary/369-119_Wallbox_Warranty.pdf" target="_blank">Warranty Information</a> |  |  |  |  | 0.250 L | [14 empty] | 0 | 0 | 0 | 0 | Electrical | 2021-12-01 05:38 | 2024-07-20 11:30 | 0000-00-00 00:00:00 | 2025-11-29 02:00 | 0000-00-00 00:00:00
4 | Lutron Electronics | SC-4-SL | 4460-10585 | 4460 | 10585 | Lutron Electronics | Ecom_SC-4-SL.jpeg | 784276288026 | SATIN WALLPLATE 4G SL | Claro Wallplate, Satin Finish, Four-gang in slate |  | 1 | 1 |  | Ecom_SC-4-SL.jpeg | http://grandbrass.xologic.com/vendors/4460/large/Ecom_SC-4-SL.jpeg | [47 empty] | 0 | 0 | 0 | [6 empty] | 0 | 1 | 1 | EA | 1 | Lighting Controls |  |  | Fittings and Hardware |  | Electrical Hardware And Supplies |  | Wallplates | [20 empty] | Switch Plates | [242 empty] | <a href="https://assets.lutron.com/a/documents/040440.pdf" target="_blank">Installation Instructions</a> | [23 empty] | 2.000 DW |  |  | 1.0000 IN | [89 empty] | 1.000 EA | 1.000 EA | [35 empty] | No | [42 empty] | https://assets.lutron.com/a/documents/maestrosatincolors.pdf | [7 empty] | Shelf Stock | [39 empty] | 39121704 | [13 empty] | <a href="https://www.lutron.com/TechnicalDocumentLibrary/369-119_Wallbox_Warranty.pdf" target="_blank">Warranty Information</a> |  |  |  |  | 0.350 L | [14 empty] | 0 | 0 | 0 | 0 | Electrical | 2021-12-01 05:38 | 2024-07-20 11:36 | 0000-00-00 00:00:00 | 2025-11-29 02:00 | 0000-00-00 00:00:00
4 | Lutron Electronics | SC-5-SD | 4460-10586 | 4460 | 10586 | Lutron Electronics | Ecom_SC-5-SD.jpeg | 784276288194 | SATIN WALLPLATE 5G SD | Claro Wallplate, Satin Finish, Five-gang in sand |  | 6.3 | 1.5 |  | Ecom_SC-5-SD.jpeg | http://grandbrass.xologic.com/vendors/4460/large/Ecom_SC-5-SD.jpeg | [47 empty] | 0 | 0 | 0 | [6 empty] | 0 | 1 | 1 | EA | 1 | Lighting Controls |  |  | Fittings and Hardware |  | Electrical Hardware And Supplies |  | Wallplates | [20 empty] | Switch Plates | [242 empty] | <a href="https://assets.lutron.com/a/documents/040440.pdf" target="_blank">Installation Instructions</a> | [23 empty] | 2.000 DW |  |  | 12.5000 IN | [89 empty] | 1.000 EA | 1.000 EA | [35 empty] | No | [42 empty] | https://assets.lutron.com/a/documents/maestrosatincolors.pdf | [7 empty] | Shelf Stock | [39 empty] | 39121704 | [13 empty] | <a href="https://www.lutron.com/TechnicalDocumentLibrary/369-119_Wallbox_Warranty.pdf" target="_blank">Warranty Information</a> |  |  |  |  | 1.000 L | [14 empty] | 0 | 0 | 0 | 0 | Electrical | 2021-12-01 05:38 | 2024-07-20 11:41 | 0000-00-00 00:00:00 | 2025-11-29 02:00 | 0000-00-00 00:00:00
4 | Lutron Electronics | SC-6-CS | 4460-10587 | 4460 | 10587 | Lutron Electronics | Ecom_SC-6-CS.jpeg | 784276288361 | SATIN WALLPLATE 6G CS | Claro Wallplate, Satin Finish, Six-gang in cobblestone |  | 1 | 1 |  | Ecom_SC-6-CS.jpeg | http://grandbrass.xologic.com/vendors/4460/large/Ecom_SC-6-CS.jpeg | [47 empty] | 0 | 0 | 0 | [6 empty] | 0 | 1 | 1 | EA | 1 | Lighting Controls |  |  | Fittings and Hardware |  | Electrical Hardware And Supplies |  | Wallplates | [20 empty] | Switch Plates | [242 empty] | <a href="https://assets.lutron.com/a/documents/040440.pdf" target="_blank">Installation Instructions</a> | [23 empty] | 2.000 DW |  |  | 1.0000 IN | [89 empty] | 1.000 EA | 1.000 EA | [35 empty] | No | [42 empty] | https://assets.lutron.com/a/documents/maestrosatincolors.pdf | [7 empty] | Shelf Stock | [39 empty] | 39121704 | [13 empty] | <a href="https://www.lutron.com/TechnicalDocumentLibrary/369-119_Wallbox_Warranty.pdf" target="_blank">Warranty Information</a> |  |  |  |  | 1.000 L | [14 empty] | 0 | 0 | 0 | 0 | Electrical | 2021-12-01 05:38 | 2024-07-20 11:32 | 0000-00-00 00:00:00 | 2025-11-29 02:00 | 0000-00-00 00:00:00
4 | Lutron Electronics | SC-6-SR | 4460-10588 | 4460 | 10588 | Lutron Electronics | Ecom_SC-6-SR.jpeg | 784276288538 | SATIN WALLPLATE 6G SR | Claro Wallplate, Satin Finish, Six-gang in signal red |  | 1 | 1 |  | Ecom_SC-6-SR.jpeg | http://grandbrass.xologic.com/vendors/4460/large/Ecom_SC-6-SR.jpeg | [47 empty] | 0 | 0 | 0 | [6 empty] | 0 | 1 | 1 | EA | 1 | Lighting Controls |  |  | Fittings and Hardware |  | Electrical Hardware And Supplies |  | Wallplates | [20 empty] | Switch Plates | [242 empty] | <a href="https://assets.lutron.com/a/documents/040440.pdf" target="_blank">Installation Instructions</a> | [23 empty] | 2.000 DW |  |  | 1.0000 IN | [89 empty] | 1.000 EA | 1.000 EA | [35 empty] | No | [42 empty] | https://assets.lutron.com/a/documents/maestrosatincolors.pdf | [7 empty] | Shelf Stock | [39 empty] | 39121704 | [13 empty] | <a href="https://www.lutron.com/TechnicalDocumentLibrary/369-119_Wallbox_Warranty.pdf" target="_blank">Warranty Information</a> |  |  |  |  | 1.000 L | [14 empty] | 0 | 0 | 0 | 0 | Electrical | 2021-12-01 05:38 | 2024-07-20 11:44 | 0000-00-00 00:00:00 | 2025-11-29 02:00 | 0000-00-00 00:00:00
1 | Lutron Electronics | SC-3PS-SA | 4460-10589 | 4460 | 10589 | Lutron Electronics | Ecom_SC-3PS-SA_NoWallPlate.jpeg | 784276288705 | SATIN 15A SW 3WAY SA | Lutron Claro 15 Amp, 3-Way On/Off Rocker Switch, Sage |  | 2.3 | 4.5 |  | Ecom_SC-3PS-SA_NoWallPlate.jpeg | http://grandbrass.xologic.com/vendors/4460/large/Ecom_SC-3PS-SA_NoWallPlate.jpeg | [47 empty] | 0 | 0 | 0 | [6 empty] | 0 | 1 | 1 | EA | 1 | Lighting Controls | [27 empty] | Lightswitches | [242 empty] | <a href="https://assets.lutron.com/a/documents/0301637.pdf" target="_blank">Installation Instructions</a> | [23 empty] | 2.000 DW |  |  | 2.3000 IN | [89 empty] | 1.000 EA | 1.000 EA | [35 empty] | No | [42 empty] | https://assets.lutron.com/a/documents/maestrosatincolors.pdf | [7 empty] | Shelf Stock | [39 empty] | 39122226 | [13 empty] | <a href="https://www.lutron.com/TechnicalDocumentLibrary/369-119_Wallbox_Warranty.pdf" target="_blank">Warranty Information</a> |  |  |  |  | 0.300 L | [14 empty] | 0 | 0 | 0 | 0 | Lighting Fixtures | 2021-12-01 05:38 | 2024-07-20 11:34 | 0000-00-00 00:00:00 | 2024-07-20 11:34 | 0000-00-00 00:00:00
1 | Lutron Electronics | SC-4PS-EP | 4460-10590 | 4460 | 10590 | Lutron Electronics | Ecom_SC-4PS-EP_NoWallPlate.jpeg | 784276288873 | SATIN 15A SW 4WAY EP | Lutron Claro 15 Amp, 4-Way On/Off Rocker Switch, Espresso |  | 2.3 | 4.5 |  | Ecom_SC-4PS-EP_NoWallPlate.jpeg | http://grandbrass.xologic.com/vendors/4460/large/Ecom_SC-4PS-EP_NoWallPlate.jpeg | [47 empty] | 0 | 0 | 0 | [6 empty] | 0 | 1 | 1 | EA | 1 | Lighting Controls | [27 empty] | Lightswitches | [242 empty] | <a href="https://assets.lutron.com/a/documents/030987b.pdf" target="_blank">Installation Instructions</a> | [23 empty] | 2.000 DW |  |  | 2.3000 IN | [89 empty] | 1.000 EA | 1.000 EA | [35 empty] | No | [42 empty] | https://assets.lutron.com/a/documents/maestrosatincolors.pdf | [7 empty] | Shelf Stock | [39 empty] | 39122226 | [13 empty] | <a href="https://www.lutron.com/TechnicalDocumentLibrary/369-119_Wallbox_Warranty.pdf" target="_blank">Warranty Information</a> |  |  |  |  | 0.250 L | [14 empty] | 0 | 0 | 0 | 0 | Lighting Fixtures | 2021-12-01 05:38 | 2024-07-20 11:31 | 0000-00-00 00:00:00 | 2024-07-20 11:31 | 0000-00-00 00:00:00
1 | Lutron Electronics | SC-BI-TF | 4460-10591 | 4460 | 10591 | Lutron Electronics | SC-BI-TF.jpg | 784276289047 | CLARO BLANK TF | Claro Satin Finish, Blank insert in truffle |  | 2.3 | 4.5 |  | SC-BI-TF.jpg | http://grandbrass.xologic.com/vendors/4460/large/SC-BI-TF.jpg | [47 empty] | 0 | 0 | 0 | [6 empty] | 0 | 1 | 1 | EA | 1 | Specialty Items | [27 empty] | Lighting Accessories | [242 empty] | <a href="https://assets.lutron.com/a/documents/040440.pdf" target="_blank">Installation Instructions</a> | [23 empty] | 2.000 DW |  |  | 2.3000 IN | [89 empty] | 1.000 EA | 1.000 EA | [35 empty] | No | [42 empty] | https://assets.lutron.com/a/documents/maestrosatincolors.pdf | [7 empty] | Shelf Stock | [39 empty] | 39122221 | [13 empty] | <a href="https://www.lutron.com/TechnicalDocumentLibrary/369-119_Wallbox_Warranty.pdf" target="_blank">Warranty Information</a> |  |  |  |  | 0.060 L | [14 empty] | 0 | 0 | 0 | 0 | Lighting Fixtures | 2021-12-01 05:38 | 2024-07-20 11:39 | 0000-00-00 00:00:00 | 2024-07-20 11:39 | 0000-00-00 00:00:00 | [6 empty] | Biscuit
1 | Lutron Electronics | DVSCCL-153P-DE | 4460-10592 | 4460 | 10592 | Lutron Electronics | Ecom_DVSCCL-153P-DE_NoWallPlate.jpeg | 784276289214 | DIVA 150W DIM DE | Diva LED+ Dimmer - Satin Finish, LED, Incandescent/Halogen, 3-way/single-pole, 150W LED or 600W inc/hal, deep sea |  | 2.3 | 4.5 |  | Ecom_DVSCCL-153P-DE_NoWallPlate.jpeg | http://grandbrass.xologic.com/vendors/4460/large/Ecom_DVSCCL-153P-DE_NoWallPlate.jpeg | [47 empty] | 0 | 0 | 0 | [6 empty] | 0 | 1 | 1 | EA | 1 | Lighting Controls | [27 empty] | Dimmers | [242 empty] | <a href="https://www.lutron.com/TechnicalDocumentLibrary/0301882.pdf" target="_blank">Installation Instructions</a> | [23 empty] | 2.000 DW |  |  | 2.3000 IN | [89 empty] | 1.000 EA | 1.000 EA | [35 empty] | No | [42 empty] | https://assets.lutron.com/a/documents/DivaSatinColors.pdf | [7 empty] | Shelf Stock | [39 empty] | 39122206 | [13 empty] | <a href="https://www.lutron.com/TechnicalDocumentLibrary/369-119_Wallbox_Warranty.pdf" target="_blank">Warranty Information</a> |  |  |  |  | 0.250 L | [14 empty] | 0 | 0 | 0 | 0 | Lighting Fixtures | 2021-12-01 05:38 | 2024-07-20 11:31 | 0000-00-00 00:00:00 | 2024-07-20 11:31 | 0000-00-00 00:00:00
1 | Lutron Electronics | DVSCCL-253P-SR | 4460-10593 | 4460 | 10593 | Lutron Electronics | DVSCCL-253P-SR.jpg | 784276289382 | DIVA 250W DIM SR | Diva satin dimmer for 250W CFL/LED, 600W inc/hal, or Lutron Hi-Lume A-Series LTE LED Driver in signal red |  | 2.3 | 4.5 |  | DVSCCL-253P-SR.jpg | http://grandbrass.xologic.com/vendors/4460/large/DVSCCL-253P-SR.jpg | [47 empty] | 0 | 0 | 0 | [6 empty] | 0 | 1 | 1 | EA | 1 | Lighting Controls | [27 empty] | Dimmers | [242 empty] | <a href="https://www.lutron.com/TechnicalDocumentLibrary/0301882.pdf" target="_blank">Installation Instructions</a> | [23 empty] | 2.000 DW |  |  | 2.3000 IN | [89 empty] | 1.000 EA | 1.000 EA | [35 empty] | No | [42 empty] | https://assets.lutron.com/a/documents/DivaSatinColors.pdf | [7 empty] | Shelf Stock | [39 empty] | 39122206 | [13 empty] | <a href="https://www.lutron.com/TechnicalDocumentLibrary/369-119_Wallbox_Warranty.pdf" target="_blank">Warranty Information</a> |  |  |  |  | 0.260 L | [14 empty] | 0 | 0 | 0 | 0 | Lighting Fixtures | 2021-12-01 05:38 | 2024-07-20 11:37 | 0000-00-00 00:00:00 | 2024-07-20 11:37 | 0000-00-00 00:00:00
1 | Lutron Electronics | DVSCSTV-BW | 4460-10594 | 4460 | 10594 | Lutron Electronics | DVSCSTV-BW.jpg | 784276291002 | DIVA DV 8A BW | Diva Dimmer - Satin Finish, Fluorescent or LED Dimming with 0-10V Ballasts and Drivers, Single-pole/3-way, 120-277V/50mA/8A in brilliant white |  | 2.3 | 4.5 |  | DVSCSTV-BW.jpg | http://grandbrass.xologic.com/vendors/4460/large/DVSCSTV-BW.jpg | [47 empty] | 0 | 0 | 0 | [6 empty] | 0 | 1 | 1 | EA | 1 | Lighting Controls | [27 empty] | Dimmers | [242 empty] | <a href="https://www.lutron.com/TechnicalDocumentLibrary/0301973.pdf" target="_blank">Installation Instructions</a> | [23 empty] | 2.000 DW |  |  | 2.3000 IN | [89 empty] | 1.000 EA | 1.000 EA | [35 empty] | No | [42 empty] | https://www.lutron.com/TechnicalDocumentLibrary/369147.pdf | [7 empty] | Shelf Stock | [39 empty] | 39122206 | [13 empty] | <a href="https://www.lutron.com/TechnicalDocumentLibrary/369-119_Wallbox_Warranty.pdf" target="_blank">Warranty Information</a> |  |  |  |  | 0.260 L | [14 empty] | 0 | 0 | 0 | 0 | Lighting Fixtures | 2021-12-01 05:38 | 2024-07-20 11:32 | 0000-00-00 00:00:00 | 2024-07-20 11:32 | 0000-00-00 00:00:00
1 | Lutron Electronics | DVSCSTV-TF | 4460-10595 | 4460 | 10595 | Lutron Electronics | DVSCSTV-TF.jpg | 784276291132 | DIVA DV 8A TF | Diva Dimmer - Satin Finish, Fluorescent or LED Dimming with 0-10V Ballasts and Drivers, Single-pole/3-way, 120-277V/50mA/8A in truffle |  | 2.3 | 4.5 |  | DVSCSTV-TF.jpg | http://grandbrass.xologic.com/vendors/4460/large/DVSCSTV-TF.jpg | [47 empty] | 0 | 0 | 0 | [6 empty] | 0 | 1 | 1 | EA | 1 | Lighting Controls | [27 empty] | Dimmers | [242 empty] | <a href="https://www.lutron.com/TechnicalDocumentLibrary/0301973.pdf" target="_blank">Installation Instructions</a> | [23 empty] | 2.000 DW |  |  | 2.3000 IN | [89 empty] | 1.000 EA | 1.000 EA | [35 empty] | No | [42 empty] | https://www.lutron.com/TechnicalDocumentLibrary/369147.pdf | [7 empty] | Shelf Stock | [39 empty] | 39122206 | [13 empty] | <a href="https://www.lutron.com/TechnicalDocumentLibrary/369-119_Wallbox_Warranty.pdf" target="_blank">Warranty Information</a> |  |  |  |  | 0.260 L | [14 empty] | 0 | 0 | 0 | 0 | Lighting Fixtures | 2021-12-01 05:38 | 2024-07-20 11:40 | 0000-00-00 00:00:00 | 2024-07-20 11:40 | 0000-00-00 00:00:00
1 | Lutron Electronics | DVSCTV-GL | 4460-10596 | 4460 | 10596 | Lutron Electronics | DVSCTV-GL.jpg | 784276291170 | DIVA 24VDC DIM GL | Diva Dimmer - Satin Finish, Fluorescent or LED Dimming with 0-10V Ballasts and Drivers, Single-pole, 120V/30mA/16A in glacier white |  | 2.3 | 4.5 |  | DVSCTV-GL.jpg | http://grandbrass.xologic.com/vendors/4460/large/DVSCTV-GL.jpg | [47 empty] | 0 | 0 | 0 | [6 empty] | 0 | 1 | 1 | EA | 1 | Lighting Controls | [27 empty] | Dimmers | [242 empty] | <a href="https://www.lutron.com/TechnicalDocumentLibrary/0301972.pdf" target="_blank">Installation Instructions</a> | [23 empty] | 2.000 DW |  |  | 2.3000 IN | [89 empty] | 1.000 EA | 1.000 EA | [35 empty] | No | [42 empty] | https://www.lutron.com/TechnicalDocumentLibrary/369147_SPA.pdf | [7 empty] | Shelf Stock | [39 empty] | 39122206 | [13 empty] | <a href="https://www.lutron.com/TechnicalDocumentLibrary/369-119_Wallbox_Warranty.pdf" target="_blank">Warranty Information</a> |  |  |  |  | 0.200 L | [14 empty] | 0 | 0 | 0 | 0 | Lighting Fixtures | 2021-12-01 05:38 | 2024-07-20 11:34 | 0000-00-00 00:00:00 | 2024-07-20 11:34 | 0000-00-00 00:00:00
1 | Lutron Electronics | DVSCTV-DE | 4460-10597 | 4460 | 10597 | Lutron Electronics | DVSCTV-DE.jpg | 784276291309 | DIVA 24VDC DIM DE | Diva Dimmer - Satin Finish, Fluorescent or LED Dimming with 0-10V Ballasts and Drivers, Single-pole, 120V/30mA/16A in deep sea |  | 2.3 | 4.5 |  | DVSCTV-DE.jpg | http://grandbrass.xologic.com/vendors/4460/large/DVSCTV-DE.jpg | [47 empty] | 0 | 0 | 0 | [6 empty] | 0 | 1 | 1 | EA | 1 | Lighting Controls | [27 empty] | Dimmers | [242 empty] | <a href="https://www.lutron.com/TechnicalDocumentLibrary/0301972.pdf" target="_blank">Installation Instructions</a> | [23 empty] | 2.000 DW |  |  | 2.3000 IN | [89 empty] | 1.000 EA | 1.000 EA | [35 empty] | No | [42 empty] | https://www.lutron.com/TechnicalDocumentLibrary/369147_SPA.pdf | [7 empty] | Shelf Stock | [39 empty] | 39122206 | [13 empty] | <a href="https://www.lutron.com/TechnicalDocumentLibrary/369-119_Wallbox_Warranty.pdf" target="_blank">Warranty Information</a> |  |  |  |  | 0.200 L | [14 empty] | 0 | 0 | 0 | 0 | Lighting Fixtures | 2021-12-01 05:38 | 2024-07-20 11:34 | 0000-00-00 00:00:00 | 2024-07-20 11:34 | 0000-00-00 00:00:00
1 | Lutron Electronics | DVSCELV-300P-SR | 4460-10598 | 4460 | 10598 | Lutron Electronics | DVSCELV-300P-SR.jpg | 784276291477 | DIVA 300W DIM SR | Diva Dimmer - Satin Finish, Electronic Low-Voltage, Single-pole, 120V/300W in signal red |  | 2.3 | 4.5 |  | DVSCELV-300P-SR.jpg | http://grandbrass.xologic.com/vendors/4460/large/DVSCELV-300P-SR.jpg | [47 empty] | 0 | 0 | 0 | [6 empty] | 0 | 1 | 1 | EA | 1 | Lighting Controls | [27 empty] | Dimmers | [242 empty] | <a href="https://www.lutron.com/TechnicalDocumentLibrary/0301295.pdf" target="_blank">Installation Instructions</a> | [23 empty] | 2.000 DW |  |  | 2.3000 IN | [89 empty] | 1.000 EA | 1.000 EA | [35 empty] | No | [42 empty] | https://assets.lutron.com/a/documents/DivaSatinColors.pdf | [7 empty] | Shelf Stock | [39 empty] | 39122206 | [13 empty] | <a href="https://www.lutron.com/TechnicalDocumentLibrary/369-119_Wallbox_Warranty.pdf" target="_blank">Warranty Information</a> |  |  |  |  | 0.250 L | [14 empty] | 0 | 0 | 0 | 0 | Lighting Fixtures | 2021-12-01 05:38 | 2024-07-20 11:38 | 0000-00-00 00:00:00 | 2024-07-20 11:38 | 0000-00-00 00:00:00
1 | Lutron Electronics | DVSCF-103P-BW | 4460-10599 | 4460 | 10599 | Lutron Electronics | DVSCF-103P-BW.jpg | 784276291644 | DIVA 8A FLO DIM BW | Diva Dimmer - Satin Finish, Fluorescent or LED Dimming with 3-Wire Ballasts and Drivers, 3-way/single-pole, 120V/8A in brilliant white |  | 2.3 | 4.5 |  | DVSCF-103P-BW.jpg | http://grandbrass.xologic.com/vendors/4460/large/DVSCF-103P-BW.jpg | [47 empty] | 0 | 0 | 0 | [6 empty] | 0 | 1 | 1 | EA | 1 | Lighting Controls | [27 empty] | Dimmers | [242 empty] | <a href="https://www.lutron.com/TechnicalDocumentLibrary/03115901D.pdf" target="_blank">Installation Instructions</a> | [23 empty] | 2.000 DW |  |  | 2.3000 IN | [89 empty] | 1.000 EA | 1.000 EA | [35 empty] | No | [42 empty] | https://assets.lutron.com/a/documents/DivaSatinColors.pdf | [7 empty] | Shelf Stock | [39 empty] | 39122206 | [13 empty] | <a href="https://www.lutron.com/TechnicalDocumentLibrary/369-119_Wallbox_Warranty.pdf" target="_blank">Warranty Information</a> |  |  |  |  | 0.320 L | [14 empty] | 0 | 0 | 0 | 0 | Lighting Fixtures | 2021-12-01 05:38 | 2024-07-20 11:40 | 0000-00-00 00:00:00 | 2024-07-20 11:40 | 0000-00-00 00:00:00
1 | Lutron Electronics | DVSCF-103P-277GL | 4460-10600 | 4460 | 10600 | Lutron Electronics | DVSCF-103P-277GL.jpg | 784276291811 | DIVA 277V DIM GL | Diva Dimmer - Satin Finish, Fluorescent or LED Dimming with 3-Wire Ballasts and Drivers, 3-way/single-pole, 277V/6A in glacier white |  | 2.3 | 4.5 |  | DVSCF-103P-277GL.jpg | http://grandbrass.xologic.com/vendors/4460/large/DVSCF-103P-277GL.jpg | [47 empty] | 0 | 0 | 0 | [6 empty] | 0 | 1 | 1 | EA | 1 | Lighting Controls | [27 empty] | Dimmers | [242 empty] | <a href="https://www.lutron.com/TechnicalDocumentLibrary/03115901D.pdf" target="_blank">Installation Instructions</a> | [23 empty] | 2.000 DW |  |  | 2.3000 IN | [89 empty] | 1.000 EA | 1.000 EA | [35 empty] | No | [42 empty] | https://assets.lutron.com/a/documents/DivaSatinColors.pdf | [7 empty] | Shelf Stock | [39 empty] | 39122206 | [13 empty] | <a href="https://www.lutron.com/TechnicalDocumentLibrary/369-119_Wallbox_Warranty.pdf" target="_blank">Warranty Information</a> |  |  |  |  | 0.320 L | [14 empty] | 0 | 0 | 0 | 0 | Lighting Fixtures | 2021-12-01 05:38 | 2024-07-20 11:30 | 0000-00-00 00:00:00 | 2024-07-20 11:30 | 0000-00-00 00:00:00
1 | Lutron Electronics | DVSCLV-600P-PB | 4460-10601 | 4460 | 10601 | Lutron Electronics | DVSCLV-600P-PB.jpg | 784276291989 | DIVA 450W 1P PB | Diva Dimmer - Satin Finish, Magnetic Low-Voltage, Single-pole, 120V/600VA (450W) in pebble |  | 2.3 | 4.5 |  | DVSCLV-600P-PB.jpg | http://grandbrass.xologic.com/vendors/4460/large/DVSCLV-600P-PB.jpg | [47 empty] | 0 | 0 | 0 | [6 empty] | 0 | 1 | 1 | EA | 1 | Lighting Controls | [27 empty] | Dimmers | [242 empty] | <a href="https://www.lutron.com/TechnicalDocumentLibrary/030448c.pdf" target="_blank">Installation Instructions</a> | [23 empty] | 2.000 DW |  |  | 2.3000 IN | [89 empty] | 1.000 EA | 1.000 EA | [35 empty] | No | [42 empty] | https://assets.lutron.com/a/documents/DivaSatinColors.pdf | [7 empty] | Shelf Stock | [39 empty] | 39122206 | [13 empty] | <a href="https://www.lutron.com/TechnicalDocumentLibrary/369-119_Wallbox_Warranty.pdf" target="_blank">Warranty Information</a> |  |  |  |  | 0.300 L | [14 empty] | 0 | 0 | 0 | 0 | Lighting Fixtures | 2021-12-01 05:38 | 2024-07-20 11:40 | 0000-00-00 00:00:00 | 2024-07-20 11:40 | 0000-00-00 00:00:00
1 | Lutron Electronics | DVSCLV-10P-LG | 4460-10602 | 4460 | 10602 | Lutron Electronics | DVSCLV-10P-LG.jpg | 784276292153 | DIVA 800W 1P DIM LG | Diva Dimmer - Satin Finish, Magnetic Low-Voltage, Single-pole, 120V/1000VA (800W) in lunar gray |  | 2.3 | 4.6 |  | DVSCLV-10P-LG.jpg | http://grandbrass.xologic.com/vendors/4460/large/DVSCLV-10P-LG.jpg | [47 empty] | 0 | 0 | 0 | [6 empty] | 0 | 1 | 1 | EA | 1 | Lighting Controls | [27 empty] | Dimmers | [242 empty] | <a href="https://www.lutron.com/TechnicalDocumentLibrary/030448c.pdf" target="_blank">Installation Instructions</a> | [23 empty] | 2.000 DW |  |  | 2.3000 IN | [89 empty] | 1.000 EA | 1.000 EA | [35 empty] | No | [42 empty] | https://assets.lutron.com/a/documents/DivaSatinColors.pdf | [7 empty] | Shelf Stock | [39 empty] | 39122206 | [13 empty] | <a href="https://www.lutron.com/TechnicalDocumentLibrary/369-119_Wallbox_Warranty.pdf" target="_blank">Warranty Information</a> |  |  |  |  | 0.320 L | [14 empty] | 0 | 0 | 0 | 0 | Lighting Fixtures | 2021-12-01 05:38 | 2024-07-20 11:30 | 0000-00-00 00:00:00 | 2024-07-20 11:30 | 0000-00-00 00:00:00
1 | Lutron Electronics | DVSCLV-603P-MI | 4460-10603 | 4460 | 10603 | Lutron Electronics | DVSCLV-603P-MI.jpg | 784276292320 | DIVA 450W 3WAY MI | Diva Dimmer - Satin Finish, Magnetic Low-Voltage, 3-way, 120V/600VA (450W) in mist |  | 2.3 | 4.5 |  | DVSCLV-603P-MI.jpg | http://grandbrass.xologic.com/vendors/4460/large/DVSCLV-603P-MI.jpg | [47 empty] | 0 | 0 | 0 | [6 empty] | 0 | 1 | 1 | EA | 1 | Lighting Controls | [27 empty] | Dimmers | [242 empty] | <a href="https://www.lutron.com/TechnicalDocumentLibrary/030448c.pdf" target="_blank">Installation Instructions</a> | [23 empty] | 2.000 DW |  |  | 2.3000 IN | [89 empty] | 1.000 EA | 1.000 EA | [35 empty] | No | [42 empty] | https://assets.lutron.com/a/documents/DivaSatinColors.pdf | [7 empty] | Shelf Stock | [39 empty] | 39122206 | [13 empty] | <a href="https://www.lutron.com/TechnicalDocumentLibrary/369-119_Wallbox_Warranty.pdf" target="_blank">Warranty Information</a> |  |  |  |  | 0.250 L | [14 empty] | 0 | 0 | 0 | 0 | Lighting Fixtures | 2021-12-01 05:38 | 2024-07-20 11:32 | 0000-00-00 00:00:00 | 2024-07-20 11:32 | 0000-00-00 00:00:00
1 | Lutron Electronics | DVSCLV-103P-PB | 4460-10604 | 4460 | 10604 | Lutron Electronics | DVSCLV-103P-PB.jpg | 784276292498 | DIVA 800W PB | Diva Dimmer - Satin Finish, Magnetic Low-Voltage, 3-way, 120V/1000VA (800W) in pebble |  | 2.3 | 4.6 |  | DVSCLV-103P-PB.jpg | http://grandbrass.xologic.com/vendors/4460/large/DVSCLV-103P-PB.jpg | [47 empty] | 0 | 0 | 0 | [6 empty] | 0 | 1 | 1 | EA | 1 | Lighting Controls | [27 empty] | Dimmers | [242 empty] | <a href="https://www.lutron.com/TechnicalDocumentLibrary/030448c.pdf" target="_blank">Installation Instructions</a> | [23 empty] | 2.000 DW |  |  | 2.3000 IN | [89 empty] | 1.000 EA | 1.000 EA | [35 empty] | No | [42 empty] | https://assets.lutron.com/a/documents/DivaSatinColors.pdf | [7 empty] | Shelf Stock | [39 empty] | 39122206 | [13 empty] | <a href="https://www.lutron.com/TechnicalDocumentLibrary/369-119_Wallbox_Warranty.pdf" target="_blank">Warranty Information</a> |  |  |  |  | 0.320 L | [14 empty] | 0 | 0 | 0 | 0 | Lighting Fixtures | 2021-12-01 05:38 | 2024-07-20 11:30 | 0000-00-00 00:00:00 | 2024-07-20 11:30 | 0000-00-00 00:00:00
1 | Lutron Electronics | RRST-W4B-CS | 4460-10605 | 4460 | 10605 | Lutron Electronics | RRST-W4B-CS.jpg | 784276294195 | RA3 4B SUNNATA KEY CS | Lutron RadioRA 3 Sunnata RF 4-Button Keypad - Cobble Stone |  | 2.25 | 4.5 |  | RRST-W4B-CS.jpg | http://grandbrass.xologic.com/vendors/4460/large/RRST-W4B-CS.jpg | [47 empty] | 0 | 0 | 0 | [6 empty] | 0 | 1 | 1 | EA | 1 | Lighting Controls | [27 empty] | Other Lighting Controls | [242 empty] | <a href="https://assets.lutron.com/a/documents/044373.pdf" target="_blank">Installation Instructions</a> | [23 empty] | 5.000 DW |  |  | 2.2500 IN | [89 empty] | 1.000 EA | 1.000 EA | [35 empty] | No | [42 empty] | https://assets.lutron.com/a/documents/3691168_ENG.pdf | [7 empty] | Shelf Stock | [39 empty] | 52161525 | [6 empty] | <a href="https://lutron.widen.net/content/4y4cm6o0wa/mp4/RadioRA-3-Processor-Video.mp4?w=2048" target="_blank">Product Video Clip</a> | [6 empty] | <a href="https://assets.lutron.com/a/documents/043561.pdf" target="_blank">Warranty Information</a> |  |  |  |  | 0.270 L | [14 empty] | 0 | 0 | 0 | 0 | Lighting Fixtures | 2021-12-01 05:38 | 2024-07-20 11:34 | 0000-00-00 00:00:00 | 2024-07-20 11:34 | 0000-00-00 00:00:00
1 | Lutron Electronics | RRST-W3RL-CS | 4460-10606 | 4460 | 10606 | Lutron Electronics | RRST-W3RL-CS.jpg | 784276294508 | RA3 3RL SUNNATA KEY CS | Lutron RadioRA 3 Sunnata RF 3-Button Keypad with Raise/Lower - Cobble Stone |  | 2.25 | 4.5 |  | RRST-W3RL-CS.jpg | http://grandbrass.xologic.com/vendors/4460/large/RRST-W3RL-CS.jpg | [47 empty] | 0 | 0 | 0 | [6 empty] | 0 | 1 | 1 | EA | 1 | Lighting Controls | [27 empty] | Other Lighting Controls | [242 empty] | <a href="https://assets.lutron.com/a/documents/044373.pdf" target="_blank">Installation Instructions</a> | [23 empty] | 5.000 DW |  |  | 2.2500 IN | [89 empty] | 1.000 EA | 1.000 EA | [35 empty] | No | [42 empty] | https://assets.lutron.com/a/documents/3691168_ENG.pdf | [7 empty] | Shelf Stock | [39 empty] | 52161525 | [6 empty] | <a href="https://lutron.widen.net/content/4y4cm6o0wa/mp4/RadioRA-3-Processor-Video.mp4?w=2048" target="_blank">Product Video Clip</a> | [6 empty] | <a href="https://assets.lutron.com/a/documents/043561.pdf" target="_blank">Warranty Information</a> |  |  |  |  | 0.270 L | [14 empty] | 0 | 0 | 0 | 0 | Lighting Fixtures | 2021-12-01 05:38 | 2024-07-20 11:34 | 0000-00-00 00:00:00 | 2024-07-20 11:34 | 0000-00-00 00:00:00
1 | Lutron Electronics | RRST-W2B-CS | 4460-10607 | 4460 | 10607 | Lutron Electronics | RRST-W2B-CS.jpg | 784276294829 | RA3 2B SUNNATA KEY CS | Lutron RadioRA 3 Sunnata RF 2-Button Keypad - Cobble Stone |  | 2.25 | 4.5 |  | RRST-W2B-CS.jpg | http://grandbrass.xologic.com/vendors/4460/large/RRST-W2B-CS.jpg | [47 empty] | 0 | 0 | 0 | [6 empty] | 0 | 1 | 1 | EA | 1 | Lighting Controls | [27 empty] | Other Lighting Controls | [242 empty] | <a href="https://assets.lutron.com/a/documents/044373.pdf" target="_blank">Installation Instructions</a> | [23 empty] | 5.000 DW |  |  | 2.2500 IN | [89 empty] | 1.000 EA | 1.000 EA | [35 empty] | No | [42 empty] | https://assets.lutron.com/a/documents/3691168_ENG.pdf | [7 empty] | Shelf Stock | [39 empty] | 52161525 | [6 empty] | <a href="https://lutron.widen.net/content/4y4cm6o0wa/mp4/RadioRA-3-Processor-Video.mp4?w=2048" target="_blank">Product Video Clip</a> | [6 empty] | <a href="https://assets.lutron.com/a/documents/043561.pdf" target="_blank">Warranty Information</a> |  |  |  |  | 0.270 L | [14 empty] | 0 | 0 | 0 | 0 | Lighting Fixtures | 2021-12-01 05:38 | 2024-07-20 11:34 | 0000-00-00 00:00:00 | 2024-07-20 11:34 | 0000-00-00 00:00:00
4 | Lutron Electronics | SCR-15-PB | 4460-10608 | 4460 | 10608 | Lutron Electronics | Ecom_SCR-15-PB_NoWallPlate.jpeg | 784276809184 | SATIN 15A REC PB | Lutron Claro 15 Amp Duplex Outlet, Pebble |  | 2.3 | 4.5 |  | Ecom_SCR-15-PB_NoWallPlate.jpeg | http://grandbrass.xologic.com/vendors/4460/large/Ecom_SCR-15-PB_NoWallPlate.jpeg | [47 empty] | 0 | 0 | 0 | [6 empty] | 0 | 1 | 1 | EA | 1 | Lighting Controls |  |  | Electrical Distribution Equipment |  | Receptacles |  | Electrical Receptacles | [20 empty] | Other Lighting Controls | [242 empty] | <a href="https://assets.lutron.com/a/documents/0301636.pdf" target="_blank">Installation Instructions</a> | [23 empty] | 2.000 DW |  |  | 2.3000 IN | [89 empty] | 1.000 EA | 1.000 EA | [35 empty] | No | [42 empty] | https://assets.lutron.com/a/documents/maestrosatincolors.pdf | [7 empty] | Shelf Stock | [39 empty] | 39121406 | [13 empty] | <a href="https://www.lutron.com/TechnicalDocumentLibrary/369-119_Wallbox_Warranty.pdf" target="_blank">Warranty Information</a> |  |  |  |  | 0.170 L | [14 empty] | 0 | 0 | 0 | 0 | Electrical | 2021-12-01 05:38 | 2024-07-20 11:44 | 0000-00-00 00:00:00 | 2025-11-29 02:00 | 0000-00-00 00:00:00
4 | Lutron Electronics | SCR-20-CY | 4460-10609 | 4460 | 10609 | Lutron Electronics | Ecom_SCR-20-CY_NoWallPlate.jpeg | 784276809351 | SATIN 20A REC CY | Lutron Claro 20 Amp Duplex Outlet, Clay |  | 2.3 | 4.5 |  | Ecom_SCR-20-CY_NoWallPlate.jpeg | http://grandbrass.xologic.com/vendors/4460/large/Ecom_SCR-20-CY_NoWallPlate.jpeg | [47 empty] | 0 | 0 | 0 | [6 empty] | 0 | 1 | 1 | EA | 1 | Lighting Controls |  |  | Electrical Distribution Equipment |  | Receptacles |  | Electrical Receptacles | [20 empty] | Other Lighting Controls | [242 empty] | <a href="https://assets.lutron.com/a/documents/0301636.pdf" target="_blank">Installation Instructions</a> | [23 empty] | 2.000 DW |  |  | 2.3000 IN | [89 empty] | 1.000 EA | 1.000 EA | [35 empty] | No | [42 empty] | https://assets.lutron.com/a/documents/maestrosatincolors.pdf | [7 empty] | Shelf Stock | [39 empty] | 39121406 | [13 empty] | <a href="https://www.lutron.com/TechnicalDocumentLibrary/369-119_Wallbox_Warranty.pdf" target="_blank">Warranty Information</a> |  |  |  |  | 0.250 L | [14 empty] | 0 | 0 | 0 | 0 | Electrical | 2021-12-01 05:38 | 2024-07-20 11:37 | 0000-00-00 00:00:00 | 2025-11-29 02:00 | 0000-00-00 00:00:00
4 | Lutron Electronics | SCRS-15-TR-SA | 4460-10610 | 4460 | 10610 | Lutron Electronics | Ecom_SCRS-15-TR-SA_NoWallPlate.jpeg | 784276809481 | SATIN 15A TR REC SA | Lutron Claro Tamper-Resistant Duplex Receptacle, 15 Amp, Sage |  | 2.4 | 4.6 |  | Ecom_SCRS-15-TR-SA_NoWallPlate.jpeg | http://grandbrass.xologic.com/vendors/4460/large/Ecom_SCRS-15-TR-SA_NoWallPlate.jpeg | [47 empty] | 0 | 0 | 0 | [6 empty] | 0 | 1 | 1 | EA | 1 | Lighting Controls |  |  | Electrical Distribution Equipment |  | Receptacles |  | Electrical Receptacles | [20 empty] | Other Lighting Controls | [242 empty] | <a href="https://assets.lutron.com/a/documents/0301636.pdf" target="_blank">Installation Instructions</a> | [23 empty] | 2.000 DW |  |  | 2.4000 IN | [89 empty] | 1.000 EA | 1.000 EA | [35 empty] | No | [42 empty] | https://assets.lutron.com/a/documents/maestrosatincolors.pdf | [7 empty] | Shelf Stock | [39 empty] | 39121406 | [13 empty] | <a href="https://www.lutron.com/TechnicalDocumentLibrary/369-119_Wallbox_Warranty.pdf" target="_blank">Warranty Information</a> |  |  |  |  | 0.350 L | [14 empty] | 0 | 0 | 0 | 0 | Electrical | 2021-12-01 05:38 | 2024-07-20 11:41 | 0000-00-00 00:00:00 | 2025-11-29 02:00 | 0000-00-00 00:00:00
4 | Lutron Electronics | SCRS-20-TR-BW | 4460-10611 | 4460 | 10611 | Lutron Electronics | Ecom_SCRS-20-TR-BW_NoWallPlate.jpeg | 784276809528 | SATIN 20A TR REC BW | Lutron Claro Tamper-Resistant Duplex Receptacle, 20 Amp, Brilliant White |  | 2.4 | 4.6 |  | Ecom_SCRS-20-TR-BW_NoWallPlate.jpeg | http://grandbrass.xologic.com/vendors/4460/large/Ecom_SCRS-20-TR-BW_NoWallPlate.jpeg | [47 empty] | 0 | 0 | 0 | [6 empty] | 0 | 1 | 1 | EA | 1 | Lighting Controls |  |  | Electrical Distribution Equipment |  | Receptacles |  | Electrical Receptacles | [20 empty] | Other Lighting Controls | [242 empty] | <a href="https://assets.lutron.com/a/documents/0301636.pdf" target="_blank">Installation Instructions</a> | [23 empty] | 2.000 DW |  |  | 2.4000 IN | [89 empty] | 1.000 EA | 1.000 EA | [35 empty] | No | [42 empty] | https://assets.lutron.com/a/documents/maestrosatincolors.pdf | [7 empty] | Shelf Stock | [39 empty] | 39121406 | [13 empty] | <a href="https://www.lutron.com/TechnicalDocumentLibrary/369-119_Wallbox_Warranty.pdf" target="_blank">Warranty Information</a> |  |  |  |  | 0.240 L | [14 empty] | 0 | 0 | 0 | 0 | Electrical | 2021-12-01 05:38 | 2024-07-20 11:40 | 0000-00-00 00:00:00 | 2025-11-29 02:00 | 0000-00-00 00:00:00
4 | Lutron Electronics | SCR-15-GFST-GL | 4460-10612 | 4460 | 10612 | Lutron Electronics | Ecom_SCR-15-GFST-GL_nowallplate.jpeg | 784276809658 | SATIN 15A GFCI REC GL | Lutron Claro Tamper-Resistant GFCI Duplex Receptacle, 15-Amp, Glacier White |  | 2.25 | 4.5 |  | Ecom_SCR-15-GFST-GL_nowallplate.jpeg | http://grandbrass.xologic.com/vendors/4460/large/Ecom_SCR-15-GFST-GL_nowallplate.jpeg | [47 empty] | 0 | 0 | 0 | [6 empty] | 0 | 1 | 1 | EA | 1 | Lighting Controls |  |  | Electrical Distribution Equipment |  | Receptacles |  | Electrical Receptacles | [20 empty] | Other Lighting Controls | [242 empty] | <a href="https://assets.lutron.com/a/documents/0301801.pdf" target="_blank">Installation Instructions</a> | [23 empty] | 2.000 DW |  |  | 2.2500 IN | [89 empty] | 1.000 EA | 1.000 EA | [35 empty] | No | [42 empty] | https://assets.lutron.com/a/documents/369964.pdf | [7 empty] | Shelf Stock | [39 empty] | 39121406 | [13 empty] | <a href="https://www.lutron.com/TechnicalDocumentLibrary/369-119_Wallbox_Warranty.pdf" target="_blank">Warranty Information</a> |  |  |  |  | 0.340 L | [14 empty] | 0 | 0 | 0 | 0 | Electrical | 2021-12-01 05:38 | 2024-07-20 11:36 | 0000-00-00 00:00:00 | 2025-11-29 02:00 | 0000-00-00 00:00:00
1 | Lutron Electronics | RRST-W2B-LA | 4460-10613 | 4460 | 10613 | Lutron Electronics | RRST-W2B-LA.jpg | 784276285896 | RA3 2B SUNNATA KEY LA | Lutron RadioRA 3 Sunnata RF 2-Button Keypad - Light Almond |  | 2.25 | 4.5 |  | RRST-W2B-LA.jpg | http://grandbrass.xologic.com/vendors/4460/large/RRST-W2B-LA.jpg | [47 empty] | 0 | 0 | 0 | [6 empty] | 0 | 1 | 1 | EA | 1 | Lighting Controls | [27 empty] | Other Lighting Controls | [242 empty] | <a href="https://assets.lutron.com/a/documents/044373.pdf" target="_blank">Installation Instructions</a> | [23 empty] | 2.000 DW |  |  | 2.2500 IN | [89 empty] | 1.000 EA | 1.000 EA | [35 empty] | No | [42 empty] | https://assets.lutron.com/a/documents/3691168_ENG.pdf | [7 empty] | Shelf Stock | [39 empty] | 52161525 | [6 empty] | <a href="https://lutron.widen.net/content/4y4cm6o0wa/mp4/RadioRA-3-Processor-Video.mp4?w=2048" target="_blank">Product Video Clip</a> | [6 empty] | <a href="https://assets.lutron.com/a/documents/043561.pdf" target="_blank">Warranty Information</a> |  |  |  |  | 0.270 L | [14 empty] | 0 | 0 | 0 | 0 | Lighting Fixtures | 2021-12-01 05:38 | 2024-07-20 11:35 | 0000-00-00 00:00:00 | 2024-07-20 11:35 | 0000-00-00 00:00:00
1 | Lutron Electronics | RRST-W4B-SW | 4460-10614 | 4460 | 10614 | Lutron Electronics | RRST-W4B-SW.jpg | 784276286060 | RA3 4B SUNNATA KEY SW | Lutron RadioRA 3 Sunnata RF 4-Button Keypad - Snow White |  | 2.25 | 4.5 |  | RRST-W4B-SW.jpg | http://grandbrass.xologic.com/vendors/4460/large/RRST-W4B-SW.jpg | [47 empty] | 0 | 0 | 0 | [6 empty] | 0 | 1 | 1 | EA | 1 | Lighting Controls | [27 empty] | Other Lighting Controls | [242 empty] | <a href="https://assets.lutron.com/a/documents/044373.pdf" target="_blank">Installation Instructions</a> | [23 empty] | 2.000 DW |  |  | 2.2500 IN | [89 empty] | 1.000 EA | 1.000 EA | [35 empty] | No | [42 empty] | https://assets.lutron.com/a/documents/3691168_ENG.pdf | [7 empty] | Shelf Stock | [39 empty] | 52161525 | [6 empty] | <a href="https://lutron.widen.net/content/4y4cm6o0wa/mp4/RadioRA-3-Processor-Video.mp4?w=2048" target="_blank">Product Video Clip</a> | [6 empty] | <a href="https://assets.lutron.com/a/documents/043561.pdf" target="_blank">Warranty Information</a> |  |  |  |  | 0.270 L | [14 empty] | 0 | 0 | 0 | 0 | Lighting Fixtures | 2021-12-01 05:38 | 2024-07-20 11:44 | 0000-00-00 00:00:00 | 2024-07-20 11:44 | 0000-00-00 00:00:00 | [6 empty] | Snow
1 | Lutron Electronics | RRST-W4B-MN | 4460-10615 | 4460 | 10615 | Lutron Electronics | RRST-W4B-MN.jpg | 784276286077 | RA3 4B SUNNATA KEY MN | Lutron RadioRA 3 Sunnata RF 4-Button Keypad - Midnight |  | 2.25 | 4.5 |  | RRST-W4B-MN.jpg | http://grandbrass.xologic.com/vendors/4460/large/RRST-W4B-MN.jpg | [47 empty] | 0 | 0 | 0 | [6 empty] | 0 | 1 | 1 | EA | 1 | Lighting Controls | [27 empty] | Other Lighting Controls | [242 empty] | <a href="https://assets.lutron.com/a/documents/044373.pdf" target="_blank">Installation Instructions</a> | [23 empty] | 2.000 DW |  |  | 2.2500 IN | [89 empty] | 1.000 EA | 1.000 EA | [35 empty] | No | [42 empty] | https://assets.lutron.com/a/documents/3691168_ENG.pdf | [7 empty] | Shelf Stock | [39 empty] | 52161525 | [6 empty] | <a href="https://lutron.widen.net/content/4y4cm6o0wa/mp4/RadioRA-3-Processor-Video.mp4?w=2048" target="_blank">Product Video Clip</a> | [6 empty] | <a href="https://assets.lutron.com/a/documents/043561.pdf" target="_blank">Warranty Information</a> |  |  |  |  | 0.270 L | [14 empty] | 0 | 0 | 0 | 0 | Lighting Fixtures | 2021-12-01 05:38 | 2024-07-20 11:35 | 0000-00-00 00:00:00 | 2024-07-20 11:35 | 0000-00-00 00:00:00 | [6 empty] | Midnight
4 | Lutron Electronics | SC-1-SR | 4460-10616 | 4460 | 10616 | Lutron Electronics | Ecom_SC-1-SR.jpeg | 784276287623 | SATIN WALLPLATE SR | Claro Wallplate, Satin Finish, Single-gang in signal red |  | 3.3 | 4.9 |  | Ecom_SC-1-SR.jpeg | http://grandbrass.xologic.com/vendors/4460/large/Ecom_SC-1-SR.jpeg | [47 empty] | 0 | 0 | 0 | [6 empty] | 0 | 1 | 1 | EA | 1 | Lighting Controls |  |  | Fittings and Hardware |  | Electrical Hardware And Supplies |  | Wallplates | [20 empty] | Switch Plates | [242 empty] | <a href="https://assets.lutron.com/a/documents/040440.pdf" target="_blank">Installation Instructions</a> | [23 empty] | 2.000 DW |  |  | 0.4000 IN | [89 empty] | 1.000 EA | 1.000 EA | [35 empty] | No | [42 empty] | https://assets.lutron.com/a/documents/maestrosatincolors.pdf | [7 empty] | Shelf Stock | [39 empty] | 39121704 | [13 empty] | <a href="https://www.lutron.com/TechnicalDocumentLibrary/369-119_Wallbox_Warranty.pdf" target="_blank">Warranty Information</a> |  |  |  |  | 0.150 L | [14 empty] | 0 | 0 | 0 | 0 | Electrical | 2021-12-01 05:38 | 2024-07-20 11:44 | 0000-00-00 00:00:00 | 2025-11-29 02:00 | 0000-00-00 00:00:00
4 | Lutron Electronics | SC-4-BW | 4460-10617 | 4460 | 10617 | Lutron Electronics | Ecom_SC-4-BW.jpeg | 784276287951 | SATIN WALLPLATE 4G BW | Claro Wallplate, Satin Finish, Four-gang in brilliant white |  | 6.3 | 1.5 |  | Ecom_SC-4-BW.jpeg | http://grandbrass.xologic.com/vendors/4460/large/Ecom_SC-4-BW.jpeg | [47 empty] | 0 | 0 | 0 | [6 empty] | 0 | 1 | 1 | EA | 1 | Lighting Controls |  |  | Fittings and Hardware |  | Electrical Hardware And Supplies |  | Wallplates | [20 empty] | Switch Plates | [242 empty] | <a href="https://assets.lutron.com/a/documents/040440.pdf" target="_blank">Installation Instructions</a> | [23 empty] | 2.000 DW |  |  | 9.0000 IN | [89 empty] | 1.000 EA | 1.000 EA | [35 empty] | No | [42 empty] | https://assets.lutron.com/a/documents/maestrosatincolors.pdf | [7 empty] | Shelf Stock | [39 empty] | 39121704 | [13 empty] | <a href="https://www.lutron.com/TechnicalDocumentLibrary/369-119_Wallbox_Warranty.pdf" target="_blank">Warranty Information</a> |  |  |  |  | 1.000 L | [14 empty] | 0 | 0 | 0 | 0 | Electrical | 2021-12-01 05:38 | 2024-07-20 11:35 | 0000-00-00 00:00:00 | 2025-11-29 02:00 | 0000-00-00 00:00:00
4 | Lutron Electronics | SC-5-GL | 4460-10618 | 4460 | 10618 | Lutron Electronics | Ecom_SC-5-GL.jpeg | 784276288125 | SATIN WALLPLATE 5G GL | Claro Wallplate, Satin Finish, Five-gang in glacier white |  | 1 | 1 |  | Ecom_SC-5-GL.jpeg | http://grandbrass.xologic.com/vendors/4460/large/Ecom_SC-5-GL.jpeg | [47 empty] | 0 | 0 | 0 | [6 empty] | 0 | 1 | 1 | EA | 1 | Lighting Controls |  |  | Fittings and Hardware |  | Electrical Hardware And Supplies |  | Wallplates | [20 empty] | Switch Plates | [242 empty] | <a href="https://assets.lutron.com/a/documents/040440.pdf" target="_blank">Installation Instructions</a> | [23 empty] | 2.000 DW |  |  | 1.0000 IN | [89 empty] | 1.000 EA | 1.000 EA | [35 empty] | No | [42 empty] | https://assets.lutron.com/a/documents/maestrosatincolors.pdf | [7 empty] | Shelf Stock | [39 empty] | 39121704 | [13 empty] | <a href="https://www.lutron.com/TechnicalDocumentLibrary/369-119_Wallbox_Warranty.pdf" target="_blank">Warranty Information</a> |  |  |  |  | 1.000 L | [14 empty] | 0 | 0 | 0 | 0 | Electrical | 2021-12-01 05:38 | 2024-07-20 11:30 | 0000-00-00 00:00:00 | 2025-11-29 02:00 | 0000-00-00 00:00:00
4 | Lutron Electronics | SC-5-RW | 4460-10619 | 4460 | 10619 | Lutron Electronics | Ecom_SC-5-RW.jpeg | 784276288132 | SATIN WALLPLATE 5G RW | Claro Wallplate, Satin Finish, Five-gang in architectural white |  | 6.2 | 1.2 |  | Ecom_SC-5-RW.jpeg | http://grandbrass.xologic.com/vendors/4460/large/Ecom_SC-5-RW.jpeg | [47 empty] | 0 | 0 | 0 | [6 empty] | 0 | 1 | 1 | EA | 1 | Lighting Controls |  |  | Fittings and Hardware |  | Electrical Hardware And Supplies |  | Wallplates | [20 empty] | Switch Plates | [242 empty] | <a href="https://assets.lutron.com/a/documents/040440.pdf" target="_blank">Installation Instructions</a> | [23 empty] | 2.000 DW |  |  | 12.5000 IN | [89 empty] | 1.000 EA | 1.000 EA | [35 empty] | No | [42 empty] | https://assets.lutron.com/a/documents/maestrosatincolors.pdf | [7 empty] | Shelf Stock | [39 empty] | 39121704 | [13 empty] | <a href="https://www.lutron.com/TechnicalDocumentLibrary/369-119_Wallbox_Warranty.pdf" target="_blank">Warranty Information</a> |  |  |  |  | 1.000 L | [14 empty] | 0 | 0 | 0 | 0 | Electrical | 2021-12-01 05:38 | 2024-07-20 11:38 | 0000-00-00 00:00:00 | 2025-11-29 02:00 | 0000-00-00 00:00:00
4 | Lutron Electronics | SC-5-SR | 4460-10620 | 4460 | 10620 | Lutron Electronics | Ecom_SC-5-SR.jpeg | 784276288262 | SATIN WALLPLATE 5G SR | Claro Wallplate, Satin Finish, Five-gang in signal red |  | 1 | 1 |  | Ecom_SC-5-SR.jpeg | http://grandbrass.xologic.com/vendors/4460/large/Ecom_SC-5-SR.jpeg | [47 empty] | 0 | 0 | 0 | [6 empty] | 0 | 1 | 1 | EA | 1 | Lighting Controls |  |  | Fittings and Hardware |  | Electrical Hardware And Supplies |  | Wallplates | [20 empty] | Switch Plates | [242 empty] | <a href="https://assets.lutron.com/a/documents/040440.pdf" target="_blank">Installation Instructions</a> | [23 empty] | 2.000 DW |  |  | 1.0000 IN | [89 empty] | 1.000 EA | 1.000 EA | [35 empty] | No | [42 empty] | https://assets.lutron.com/a/documents/maestrosatincolors.pdf | [7 empty] | Shelf Stock | [39 empty] | 39121704 | [13 empty] | <a href="https://www.lutron.com/TechnicalDocumentLibrary/369-119_Wallbox_Warranty.pdf" target="_blank">Warranty Information</a> |  |  |  |  | 1.000 L | [14 empty] | 0 | 0 | 0 | 0 | Electrical | 2021-12-01 05:38 | 2024-07-20 11:22 | 0000-00-00 00:00:00 | 2025-11-29 02:00 | 0000-00-00 00:00:00
4 | Lutron Electronics | SC-6-LG | 4460-10621 | 4460 | 10621 | Lutron Electronics | Ecom_SC-6-LG.jpeg | 784276288309 | SATIN WALLPLATE 6G LG | Claro Wallplate, Satin Finish, Six-gang in lunar gray |  | 1 | 1 |  | Ecom_SC-6-LG.jpeg | http://grandbrass.xologic.com/vendors/4460/large/Ecom_SC-6-LG.jpeg | [47 empty] | 0 | 0 | 0 | [6 empty] | 0 | 1 | 1 | EA | 1 | Lighting Controls |  |  | Fittings and Hardware |  | Electrical Hardware And Supplies |  | Wallplates | [20 empty] | Switch Plates | [242 empty] | <a href="https://assets.lutron.com/a/documents/040440.pdf" target="_blank">Installation Instructions</a> | [23 empty] | 2.000 DW |  |  | 1.0000 IN | [89 empty] | 1.000 EA | 1.000 EA | [35 empty] | No | [42 empty] | https://assets.lutron.com/a/documents/maestrosatincolors.pdf | [7 empty] | Shelf Stock | [39 empty] | 39121704 | [13 empty] | <a href="https://www.lutron.com/TechnicalDocumentLibrary/369-119_Wallbox_Warranty.pdf" target="_blank">Warranty Information</a> |  |  |  |  | 1.000 L | [14 empty] | 0 | 0 | 0 | 0 | Electrical | 2021-12-01 05:38 | 2024-07-20 11:34 | 0000-00-00 00:00:00 | 2025-11-29 02:00 | 0000-00-00 00:00:00
1 | Lutron Electronics | SC-3PS-MI | 4460-10622 | 4460 | 10622 | Lutron Electronics | Ecom_SC-3PS-MI_NoWallPlate.jpeg | 784276288637 | SATIN 15A SW 3WAY MI | Lutron Claro 15 Amp, 3-Way On/Off Rocker Switch, Mist |  | 2.3 | 4.5 |  | Ecom_SC-3PS-MI_NoWallPlate.jpeg | http://grandbrass.xologic.com/vendors/4460/large/Ecom_SC-3PS-MI_NoWallPlate.jpeg | [47 empty] | 0 | 0 | 0 | [6 empty] | 0 | 1 | 1 | EA | 1 | Lighting Controls | [27 empty] | Lightswitches | [242 empty] | <a href="https://assets.lutron.com/a/documents/0301637.pdf" target="_blank">Installation Instructions</a> | [23 empty] | 2.000 DW |  |  | 2.3000 IN | [89 empty] | 1.000 EA | 1.000 EA | [35 empty] | No | [42 empty] | https://assets.lutron.com/a/documents/maestrosatincolors.pdf | [7 empty] | Shelf Stock | [39 empty] | 39122226 | [13 empty] | <a href="https://www.lutron.com/TechnicalDocumentLibrary/369-119_Wallbox_Warranty.pdf" target="_blank">Warranty Information</a> |  |  |  |  | 0.300 L | [14 empty] | 0 | 0 | 0 | 0 | Lighting Fixtures | 2021-12-01 05:38 | 2024-07-20 11:34 | 0000-00-00 00:00:00 | 2024-07-20 11:34 | 0000-00-00 00:00:00
1 | Lutron Electronics | SC-4PS-RW | 4460-10623 | 4460 | 10623 | Lutron Electronics | Ecom_SC-4PS-RW_NoWallPlate.jpeg | 784276288774 | SATIN 15A SW 4WAY RW | Lutron Claro 15 Amp, 4-Way On/Off Rocker Switch, Architectural White |  | 2.3 | 4.5 |  | Ecom_SC-4PS-RW_NoWallPlate.jpeg | http://grandbrass.xologic.com/vendors/4460/large/Ecom_SC-4PS-RW_NoWallPlate.jpeg | [47 empty] | 0 | 0 | 0 | [6 empty] | 0 | 1 | 1 | EA | 1 | Lighting Controls | [27 empty] | Lightswitches | [242 empty] | <a href="https://assets.lutron.com/a/documents/030987b.pdf" target="_blank">Installation Instructions</a> | [23 empty] | 2.000 DW |  |  | 2.3000 IN | [89 empty] | 1.000 EA | 1.000 EA | [35 empty] | No | [42 empty] | https://assets.lutron.com/a/documents/maestrosatincolors.pdf | [7 empty] | Shelf Stock | [39 empty] | 39122226 | [13 empty] | <a href="https://www.lutron.com/TechnicalDocumentLibrary/369-119_Wallbox_Warranty.pdf" target="_blank">Warranty Information</a> |  |  |  |  | 0.250 L | [14 empty] | 0 | 0 | 0 | 0 | Lighting Fixtures | 2021-12-01 05:38 | 2024-07-20 11:41 | 0000-00-00 00:00:00 | 2024-07-20 11:41 | 0000-00-00 00:00:00
1 | Lutron Electronics | SC-4PS-PB | 4460-10624 | 4460 | 10624 | Lutron Electronics | Ecom_SC-4PS-PB_NoWallPlate.jpeg | 784276288804 | SATIN 15A SW 4WAY PB | Lutron Claro 15 Amp, 4-Way On/Off Rocker Switch, Pebble |  | 2.3 | 4.5 |  | Ecom_SC-4PS-PB_NoWallPlate.jpeg | http://grandbrass.xologic.com/vendors/4460/large/Ecom_SC-4PS-PB_NoWallPlate.jpeg | [47 empty] | 0 | 0 | 0 | [6 empty] | 0 | 1 | 1 | EA | 1 | Lighting Controls | [27 empty] | Lightswitches | [242 empty] | <a href="https://assets.lutron.com/a/documents/030987b.pdf" target="_blank">Installation Instructions</a> | [23 empty] | 2.000 DW |  |  | 2.3000 IN | [89 empty] | 1.000 EA | 1.000 EA | [35 empty] | No | [42 empty] | https://assets.lutron.com/a/documents/maestrosatincolors.pdf | [7 empty] | Shelf Stock | [39 empty] | 39122226 | [13 empty] | <a href="https://www.lutron.com/TechnicalDocumentLibrary/369-119_Wallbox_Warranty.pdf" target="_blank">Warranty Information</a> |  |  |  |  | 0.250 L | [14 empty] | 0 | 0 | 0 | 0 | Lighting Fixtures | 2021-12-01 05:39 | 2024-07-20 11:32 | 0000-00-00 00:00:00 | 2024-07-20 11:32 | 0000-00-00 00:00:00
1 | Lutron Electronics | RRST-W4B-LA | 4460-10625 | 4460 | 10625 | Lutron Electronics | RRST-W4B-LA.jpg | 784276286039 | RA3 4B SUNNATA KEY LA | Lutron RadioRA 3 Sunnata RF 4-Button Keypad - Light Almond |  | 2.25 | 4.5 |  | RRST-W4B-LA.jpg | http://grandbrass.xologic.com/vendors/4460/large/RRST-W4B-LA.jpg | [47 empty] | 0 | 0 | 0 | [6 empty] | 0 | 1 | 1 | EA | 1 | Lighting Controls | [27 empty] | Other Lighting Controls | [242 empty] | <a href="https://assets.lutron.com/a/documents/044373.pdf" target="_blank">Installation Instructions</a> | [23 empty] | 2.000 DW |  |  | 2.2500 IN | [89 empty] | 1.000 EA | 1.000 EA | [35 empty] | No | [42 empty] | https://assets.lutron.com/a/documents/3691168_ENG.pdf | [7 empty] | Shelf Stock | [39 empty] | 52161525 | [6 empty] | <a href="https://lutron.widen.net/content/4y4cm6o0wa/mp4/RadioRA-3-Processor-Video.mp4?w=2048" target="_blank">Product Video Clip</a> | [6 empty] | <a href="https://assets.lutron.com/a/documents/043561.pdf" target="_blank">Warranty Information</a> |  |  |  |  | 0.270 L | [14 empty] | 0 | 0 | 0 | 0 | Lighting Fixtures | 2021-12-01 05:40 | 2024-07-20 11:31 | 0000-00-00 00:00:00 | 2024-07-20 11:31 | 0000-00-00 00:00:00
4 | Lutron Electronics | SC-1-GL | 4460-10626 | 4460 | 10626 | Lutron Electronics | Ecom_SC-1-GL.jpeg | 784276287487 | SATIN WALLPLATE GL | Claro Wallplate, Satin Finish, Single-gang in glacier white |  | 3.8 | 5.9 |  | Ecom_SC-1-GL.jpeg | http://grandbrass.xologic.com/vendors/4460/large/Ecom_SC-1-GL.jpeg | [47 empty] | 0 | 0 | 0 | [6 empty] | 0 | 1 | 1 | EA | 1 | Lighting Controls |  |  | Fittings and Hardware |  | Electrical Hardware And Supplies |  | Wallplates | [20 empty] | Switch Plates | [242 empty] | <a href="https://assets.lutron.com/a/documents/040440.pdf" target="_blank">Installation Instructions</a> | [23 empty] | 2.000 DW |  |  | 0.3000 IN | [89 empty] | 1.000 EA | 1.000 EA | [35 empty] | No | [42 empty] | https://assets.lutron.com/a/documents/maestrosatincolors.pdf | [7 empty] | Shelf Stock | [39 empty] | 39121704 | [13 empty] | <a href="https://www.lutron.com/TechnicalDocumentLibrary/369-119_Wallbox_Warranty.pdf" target="_blank">Warranty Information</a> |  |  |  |  | 0.100 L | [14 empty] | 0 | 0 | 0 | 0 | Electrical | 2021-12-01 05:40 | 2024-07-20 11:32 | 0000-00-00 00:00:00 | 2025-11-29 02:00 | 0000-00-00 00:00:00
4 | Lutron Electronics | SC-2-LG | 4460-10627 | 4460 | 10627 | Lutron Electronics | Ecom_SC-2-LG.jpeg | 784276287661 | SATIN WALLPLATE 2G LG | Claro Wallplate, Satin Finish, Two-gang in lunar gray |  | 6 | 0.6 |  | Ecom_SC-2-LG.jpeg | http://grandbrass.xologic.com/vendors/4460/large/Ecom_SC-2-LG.jpeg | [47 empty] | 0 | 0 | 0 | [6 empty] | 0 | 1 | 1 | EA | 1 | Lighting Controls |  |  | Fittings and Hardware |  | Electrical Hardware And Supplies |  | Wallplates | [20 empty] | Switch Plates | [242 empty] | <a href="https://assets.lutron.com/a/documents/040440.pdf" target="_blank">Installation Instructions</a> | [23 empty] | 2.000 DW |  |  | 6.7500 IN | [89 empty] | 1.000 EA | 1.000 EA | [35 empty] | No | [42 empty] | https://assets.lutron.com/a/documents/maestrosatincolors.pdf | [7 empty] | Shelf Stock | [39 empty] | 39121704 | [13 empty] | <a href="https://www.lutron.com/TechnicalDocumentLibrary/369-119_Wallbox_Warranty.pdf" target="_blank">Warranty Information</a> |  |  |  |  | 0.150 L | [14 empty] | 0 | 0 | 0 | 0 | Electrical | 2021-12-01 05:40 | 2024-07-20 11:31 | 0000-00-00 00:00:00 | 2025-11-29 02:00 | 0000-00-00 00:00:00
4 | Lutron Electronics | SC-3-EP | 4460-10628 | 4460 | 10628 | Lutron Electronics | Ecom_SC-3-EP.jpeg | 784276287913 | SATIN WALLPLATE 3G EP | Claro Wallplate, Satin Finish, Three-gang in espresso |  | 5.75 | 0.3 |  | Ecom_SC-3-EP.jpeg | http://grandbrass.xologic.com/vendors/4460/large/Ecom_SC-3-EP.jpeg | [47 empty] | 0 | 0 | 0 | [6 empty] | 0 | 1 | 1 | EA | 1 | Lighting Controls |  |  | Fittings and Hardware |  | Electrical Hardware And Supplies |  | Wallplates | [20 empty] | Switch Plates | [242 empty] | <a href="https://assets.lutron.com/a/documents/040440.pdf" target="_blank">Installation Instructions</a> | [23 empty] | 2.000 DW |  |  | 8.2500 IN | [89 empty] | 1.000 EA | 1.000 EA | [35 empty] | No | [42 empty] | https://assets.lutron.com/a/documents/maestrosatincolors.pdf | [7 empty] | Shelf Stock | [39 empty] | 39121704 | [13 empty] | <a href="https://www.lutron.com/TechnicalDocumentLibrary/369-119_Wallbox_Warranty.pdf" target="_blank">Warranty Information</a> |  |  |  |  | 0.250 L | [14 empty] | 0 | 0 | 0 | 0 | Electrical | 2021-12-01 05:40 | 2024-07-20 11:32 | 0000-00-00 00:00:00 | 2025-11-29 02:00 | 0000-00-00 00:00:00
4 | Lutron Electronics | SC-4-DE | 4460-10629 | 4460 | 10629 | Lutron Electronics | Ecom_SC-4-DE.jpeg | 784276288095 | SATIN WALLPLATE 4G DE | Claro Wallplate, Satin Finish, Four-gang in deep sea |  | 6.3 | 1.5 |  | Ecom_SC-4-DE.jpeg | http://grandbrass.xologic.com/vendors/4460/large/Ecom_SC-4-DE.jpeg | [47 empty] | 0 | 0 | 0 | [6 empty] | 0 | 1 | 1 | EA | 1 | Lighting Controls |  |  | Fittings and Hardware |  | Electrical Hardware And Supplies |  | Wallplates | [20 empty] | Switch Plates | [242 empty] | <a href="https://assets.lutron.com/a/documents/040440.pdf" target="_blank">Installation Instructions</a> | [23 empty] | 2.000 DW |  |  | 8.7000 IN | [89 empty] | 1.000 EA | 1.000 EA | [35 empty] | No | [42 empty] | https://assets.lutron.com/a/documents/maestrosatincolors.pdf | [7 empty] | Shelf Stock | [39 empty] | 39121704 | [13 empty] | <a href="https://www.lutron.com/TechnicalDocumentLibrary/369-119_Wallbox_Warranty.pdf" target="_blank">Warranty Information</a> |  |  |  |  | 0.350 L | [14 empty] | 0 | 0 | 0 | 0 | Electrical | 2021-12-01 05:40 | 2024-07-20 11:37 | 0000-00-00 00:00:00 | 2025-11-29 02:00 | 0000-00-00 00:00:00
4 | Lutron Electronics | SC-5-PB | 4460-10630 | 4460 | 10630 | Lutron Electronics | Ecom_SC-5-PB.jpeg | 784276288163 | SATIN WALLPLATE 5G PB | Claro Wallplate, Satin Finish, Five-gang in pebble |  | 6.5 | 1.25 |  | Ecom_SC-5-PB.jpeg | http://grandbrass.xologic.com/vendors/4460/large/Ecom_SC-5-PB.jpeg | [47 empty] | 0 | 0 | 0 | [6 empty] | 0 | 1 | 1 | EA | 1 | Lighting Controls |  |  | Fittings and Hardware |  | Electrical Hardware And Supplies |  | Wallplates | [20 empty] | Switch Plates | [242 empty] | <a href="https://assets.lutron.com/a/documents/040440.pdf" target="_blank">Installation Instructions</a> | [23 empty] | 2.000 DW |  |  | 12.2500 IN | [89 empty] | 1.000 EA | 1.000 EA | [35 empty] | No | [42 empty] | https://assets.lutron.com/a/documents/maestrosatincolors.pdf | [7 empty] | Shelf Stock | [39 empty] | 39121704 | [13 empty] | <a href="https://www.lutron.com/TechnicalDocumentLibrary/369-119_Wallbox_Warranty.pdf" target="_blank">Warranty Information</a> |  |  |  |  | 0.350 L | [14 empty] | 0 | 0 | 0 | 0 | Electrical | 2021-12-01 05:40 | 2024-07-20 11:31 | 0000-00-00 00:00:00 | 2025-11-29 02:00 | 0000-00-00 00:00:00
4 | Lutron Electronics | SC-6-PB | 4460-10631 | 4460 | 10631 | Lutron Electronics | Ecom_SC-6-PB.jpeg | 784276288347 | SATIN WALLPLATE 6G PB | Claro Wallplate, Satin Finish, Six-gang in pebble |  | 1 | 1 |  | Ecom_SC-6-PB.jpeg | http://grandbrass.xologic.com/vendors/4460/large/Ecom_SC-6-PB.jpeg | [47 empty] | 0 | 0 | 0 | [6 empty] | 0 | 1 | 1 | EA | 1 | Lighting Controls |  |  | Fittings and Hardware |  | Electrical Hardware And Supplies |  | Wallplates | [20 empty] | Switch Plates | [242 empty] | <a href="https://assets.lutron.com/a/documents/040440.pdf" target="_blank">Installation Instructions</a> | [23 empty] | 2.000 DW |  |  | 1.0000 IN | [89 empty] | 1.000 EA | 1.000 EA | [35 empty] | No | [42 empty] | https://assets.lutron.com/a/documents/maestrosatincolors.pdf | [7 empty] | Shelf Stock | [39 empty] | 39121704 | [13 empty] | <a href="https://www.lutron.com/TechnicalDocumentLibrary/369-119_Wallbox_Warranty.pdf" target="_blank">Warranty Information</a> |  |  |  |  | 1.000 L | [14 empty] | 0 | 0 | 0 | 0 | Electrical | 2021-12-01 05:40 | 2024-07-20 11:35 | 0000-00-00 00:00:00 | 2025-11-29 02:00 | 0000-00-00 00:00:00
1 | Lutron Electronics | SC-3PS-BW | 4460-10632 | 4460 | 10632 | Lutron Electronics | Ecom_SC-3PS-BW_NoWallPlate.jpeg | 784276288590 | SATIN 15A SW 3WAY BW | Lutron Claro 15 Amp, 3-Way On/Off Rocker Switch, Brilliant White |  | 2.3 | 4.5 |  | Ecom_SC-3PS-BW_NoWallPlate.jpeg | http://grandbrass.xologic.com/vendors/4460/large/Ecom_SC-3PS-BW_NoWallPlate.jpeg | [47 empty] | 0 | 0 | 0 | [6 empty] | 0 | 1 | 1 | EA | 1 | Lighting Controls | [27 empty] | Lightswitches | [242 empty] | <a href="https://assets.lutron.com/a/documents/0301637.pdf" target="_blank">Installation Instructions</a> | [23 empty] | 2.000 DW |  |  | 2.3000 IN | [89 empty] | 1.000 EA | 1.000 EA | [35 empty] | No | [42 empty] | https://assets.lutron.com/a/documents/maestrosatincolors.pdf | [7 empty] | Shelf Stock | [39 empty] | 39122226 | [13 empty] | <a href="https://www.lutron.com/TechnicalDocumentLibrary/369-119_Wallbox_Warranty.pdf" target="_blank">Warranty Information</a> |  |  |  |  | 0.300 L | [14 empty] | 0 | 0 | 0 | 0 | Lighting Fixtures | 2021-12-01 05:40 | 2024-07-20 11:30 | 0000-00-00 00:00:00 | 2024-07-20 11:30 | 0000-00-00 00:00:00
1 | Lutron Electronics | SC-3PS-DE | 4460-10633 | 4460 | 10633 | Lutron Electronics | Ecom_SC-3PS-DE_NoWallPlate.jpeg | 784276288736 | SATIN 15A SW 3WAY DE | Lutron Claro 15 Amp, 3-Way On/Off Rocker Switch, Deep Sea |  | 2.3 | 4.5 |  | Ecom_SC-3PS-DE_NoWallPlate.jpeg | http://grandbrass.xologic.com/vendors/4460/large/Ecom_SC-3PS-DE_NoWallPlate.jpeg | [47 empty] | 0 | 0 | 0 | [6 empty] | 0 | 1 | 1 | EA | 1 | Lighting Controls | [27 empty] | Lightswitches | [242 empty] | <a href="https://assets.lutron.com/a/documents/0301637.pdf" target="_blank">Installation Instructions</a> | [23 empty] | 2.000 DW |  |  | 2.3000 IN | [89 empty] | 1.000 EA | 1.000 EA | [35 empty] | No | [42 empty] | https://assets.lutron.com/a/documents/maestrosatincolors.pdf | [7 empty] | Shelf Stock | [39 empty] | 39122226 | [13 empty] | <a href="https://www.lutron.com/TechnicalDocumentLibrary/369-119_Wallbox_Warranty.pdf" target="_blank">Warranty Information</a> |  |  |  |  | 0.300 L | [14 empty] | 0 | 0 | 0 | 0 | Lighting Fixtures | 2021-12-01 05:40 | 2024-07-20 11:31 | 0000-00-00 00:00:00 | 2024-07-20 11:31 | 0000-00-00 00:00:00
1 | Lutron Electronics | SC-4PS-PM | 4460-10634 | 4460 | 10634 | Lutron Electronics | Ecom_SC-4PS-PM_NoWallPlate.jpeg | 784276288842 | SATIN 15A SW 4WAY PM | Lutron Claro 15 Amp, 4-Way On/Off Rocker Switch, Pumice |  | 2.3 | 4.5 |  | Ecom_SC-4PS-PM_NoWallPlate.jpeg | http://grandbrass.xologic.com/vendors/4460/large/Ecom_SC-4PS-PM_NoWallPlate.jpeg | [47 empty] | 0 | 0 | 0 | [6 empty] | 0 | 1 | 1 | EA | 1 | Lighting Controls | [27 empty] | Lightswitches | [242 empty] | <a href="https://assets.lutron.com/a/documents/030987b.pdf" target="_blank">Installation Instructions</a> | [23 empty] | 2.000 DW |  |  | 2.3000 IN | [89 empty] | 1.000 EA | 1.000 EA | [35 empty] | No | [42 empty] | https://assets.lutron.com/a/documents/maestrosatincolors.pdf | [7 empty] | Shelf Stock | [39 empty] | 39122226 | [13 empty] | <a href="https://www.lutron.com/TechnicalDocumentLibrary/369-119_Wallbox_Warranty.pdf" target="_blank">Warranty Information</a> |  |  |  |  | 0.250 L | [14 empty] | 0 | 0 | 0 | 0 | Lighting Fixtures | 2021-12-01 05:40 | 2024-07-20 11:41 | 0000-00-00 00:00:00 | 2024-07-20 11:41 | 0000-00-00 00:00:00
1 | Lutron Electronics | SC-BI-SL | 4460-10635 | 4460 | 10635 | Lutron Electronics | SC-BI-SL.jpg | 784276288989 | CLARO BLANK SL | Claro Satin Finish, Blank insert in slate |  | 2.3 | 4.5 |  | SC-BI-SL.jpg | http://grandbrass.xologic.com/vendors/4460/large/SC-BI-SL.jpg | [47 empty] | 0 | 0 | 0 | [6 empty] | 0 | 1 | 1 | EA | 1 | Specialty Items | [27 empty] | Lighting Accessories | [242 empty] | <a href="https://assets.lutron.com/a/documents/040440.pdf" target="_blank">Installation Instructions</a> | [23 empty] | 2.000 DW |  |  | 2.3000 IN | [89 empty] | 1.000 EA | 1.000 EA | [35 empty] | No | [42 empty] | https://assets.lutron.com/a/documents/maestrosatincolors.pdf | [7 empty] | Shelf Stock | [39 empty] | 39122221 | [13 empty] | <a href="https://www.lutron.com/TechnicalDocumentLibrary/369-119_Wallbox_Warranty.pdf" target="_blank">Warranty Information</a> |  |  |  |  | 0.060 L | [14 empty] | 0 | 0 | 0 | 0 | Lighting Fixtures | 2021-12-01 05:40 | 2024-07-20 11:40 | 0000-00-00 00:00:00 | 2024-07-20 11:40 | 0000-00-00 00:00:00 | [6 empty] | Biscuit
1 | Lutron Electronics | DVSCCL-253P-BW | 4460-10636 | 4460 | 10636 | Lutron Electronics | Ecom_DVSCCL-253P-BW_WithWallPlate.jpeg?w=1500 | 784276289238 | DIVA 250W DIM BW | Diva satin dimmer for 250W CFL/LED, 600W inc/hal, or Lutron Hi-Lume A-Series LTE LED Driver in brilliant white |  | 2.3 | 4.5 | [50 empty] | 0 | 0 | 0 | [6 empty] | 0 | 1 | 1 | EA | 1 | Lighting Controls | [27 empty] | Dimmers | [242 empty] | <a href="https://www.lutron.com/TechnicalDocumentLibrary/0301882.pdf" target="_blank">Installation Instructions</a> | [23 empty] | 2.000 DW |  |  | 2.3000 IN | [89 empty] | 1.000 EA | 1.000 EA | [35 empty] | No | [42 empty] | https://assets.lutron.com/a/documents/DivaSatinColors.pdf | [7 empty] | Shelf Stock | [39 empty] | 39122206 | [6 empty] | <a href="https://lutron.widen.net/content/stbdslloil/MP4/LED+-Dimmer-with-Wire-Leads-Installation_English.MP4?w=2048" target="_blank">Product Video Clip</a> | [6 empty] | <a href="https://www.lutron.com/TechnicalDocumentLibrary/369-119_Wallbox_Warranty.pdf" target="_blank">Warranty Information</a> |  |  |  |  | 0.260 L | [14 empty] | 0 | 0 | 0 | 0 | Lighting Fixtures | 2021-12-01 05:40 | 2024-07-20 11:44 | 0000-00-00 00:00:00 | 2024-07-20 11:44 | 0000-00-00 00:00:00
1 | Lutron Electronics | DVSCRP-253P-RW | 4460-10637 | 4460 | 10637 | Lutron Electronics | DVSCRP-253P-RW.jpg | 784276289412 | DIVA REVERSE PHASE 250W DIM RW | Diva Reverse-phase Dimmer - Satin Finish, CFL/LED (Screw-based), Incandescent/Halogen, Electronic Low-voltage, 3-way/single-pole, 250W CFL/LED or 500W inc/hal/ELV in architectural white |  | 2.3 | 4.5 |  | DVSCRP-253P-RW.jpg | http://grandbrass.xologic.com/vendors/4460/large/DVSCRP-253P-RW.jpg | [47 empty] | 0 | 0 | 0 | [6 empty] | 0 | 1 | 1 | EA | 1 | Lighting Controls | [27 empty] | Dimmers | [242 empty] | <a href="https://assets.lutron.com/a/documents/368-4493_Page_38.pdf" target="_blank">Installation Instructions</a> | [23 empty] | 2.000 DW |  |  | 2.3000 IN | [89 empty] | 1.000 EA | 1.000 EA | [35 empty] | No | [42 empty] | https://assets.lutron.com/a/documents/DivaSatinColors.pdf | [7 empty] | Shelf Stock | [39 empty] | 39122206 | [13 empty] | <a href="https://www.lutron.com/TechnicalDocumentLibrary/369-119_Wallbox_Warranty.pdf" target="_blank">Warranty Information</a> |  |  |  |  | 0.270 L | [14 empty] | 0 | 0 | 0 | 0 | Lighting Fixtures | 2021-12-01 05:40 | 2024-07-20 11:37 | 0000-00-00 00:00:00 | 2024-07-20 11:37 | 0000-00-00 00:00:00
1 | Lutron Electronics | DVSCRP-253P-PM | 4460-10638 | 4460 | 10638 | Lutron Electronics | DVSCRP-253P-PM.jpg | 784276289481 | DIVA REVERSE PHASE 250W DIM PM | Diva Reverse-phase Dimmer - Satin Finish, CFL/LED (Screw-based), Incandescent/Halogen, Electronic Low-voltage, 3-way/single-pole, 250W CFL/LED or 500W inc/hal/ELV in pumice |  | 2.3 | 4.5 |  | DVSCRP-253P-PM.jpg | http://grandbrass.xologic.com/vendors/4460/large/DVSCRP-253P-PM.jpg | [47 empty] | 0 | 0 | 0 | [6 empty] | 0 | 1 | 1 | EA | 1 | Lighting Controls | [27 empty] | Dimmers | [242 empty] | <a href="https://assets.lutron.com/a/documents/368-4493_Page_38.pdf" target="_blank">Installation Instructions</a> | [23 empty] | 2.000 DW |  |  | 2.3000 IN | [89 empty] | 1.000 EA | 1.000 EA | [35 empty] | No | [42 empty] | https://assets.lutron.com/a/documents/DivaSatinColors.pdf | [7 empty] | Shelf Stock | [39 empty] | 39122206 | [13 empty] | <a href="https://www.lutron.com/TechnicalDocumentLibrary/369-119_Wallbox_Warranty.pdf" target="_blank">Warranty Information</a> |  |  |  |  | 0.270 L | [14 empty] | 0 | 0 | 0 | 0 | Lighting Fixtures | 2021-12-01 05:40 | 2024-07-20 11:34 | 0000-00-00 00:00:00 | 2024-07-20 11:34 | 0000-00-00 00:00:00
1 | Lutron Electronics | DVSCSTV-SA | 4460-10639 | 4460 | 10639 | Lutron Electronics | DVSCSTV-SA.jpg | 784276291118 | DIVA DV 8A SA | Diva Dimmer - Satin Finish, Fluorescent or LED Dimming with 0-10V Ballasts and Drivers, Single-pole/3-way, 120-277V/50mA/8A in sage |  | 2.3 | 4.5 |  | DVSCSTV-SA.jpg | http://grandbrass.xologic.com/vendors/4460/large/DVSCSTV-SA.jpg | [47 empty] | 0 | 0 | 0 | [6 empty] | 0 | 1 | 1 | EA | 1 | Lighting Controls | [27 empty] | Dimmers | [242 empty] | <a href="https://www.lutron.com/TechnicalDocumentLibrary/0301973.pdf" target="_blank">Installation Instructions</a> | [23 empty] | 2.000 DW |  |  | 2.3000 IN | [89 empty] | 1.000 EA | 1.000 EA | [35 empty] | No | [42 empty] | https://www.lutron.com/TechnicalDocumentLibrary/369147.pdf | [7 empty] | Shelf Stock | [39 empty] | 39122206 | [13 empty] | <a href="https://www.lutron.com/TechnicalDocumentLibrary/369-119_Wallbox_Warranty.pdf" target="_blank">Warranty Information</a> |  |  |  |  | 0.260 L | [14 empty] | 0 | 0 | 0 | 0 | Lighting Fixtures | 2021-12-01 05:40 | 2024-07-20 11:32 | 0000-00-00 00:00:00 | 2024-07-20 11:32 | 0000-00-00 00:00:00
1 | Lutron Electronics | DVSCELV-300P-MI | 4460-10640 | 4460 | 10640 | Lutron Electronics | DVSCELV-300P-MI.jpg | 784276291361 | DIVA 300W DIM MI | Diva Dimmer - Satin Finish, Electronic Low-Voltage, Single-pole, 120V/300W in mist |  | 2.3 | 4.5 |  | DVSCELV-300P-MI.jpg | http://grandbrass.xologic.com/vendors/4460/large/DVSCELV-300P-MI.jpg | [47 empty] | 0 | 0 | 0 | [6 empty] | 0 | 1 | 1 | EA | 1 | Lighting Controls | [27 empty] | Dimmers | [242 empty] | <a href="https://www.lutron.com/TechnicalDocumentLibrary/0301295.pdf" target="_blank">Installation Instructions</a> | [23 empty] | 2.000 DW |  |  | 2.3000 IN | [89 empty] | 1.000 EA | 1.000 EA | [35 empty] | No | [42 empty] | https://assets.lutron.com/a/documents/DivaSatinColors.pdf | [7 empty] | Shelf Stock | [39 empty] | 39122206 | [13 empty] | <a href="https://www.lutron.com/TechnicalDocumentLibrary/369-119_Wallbox_Warranty.pdf" target="_blank">Warranty Information</a> |  |  |  |  | 0.250 L | [14 empty] | 0 | 0 | 0 | 0 | Lighting Fixtures | 2021-12-01 05:40 | 2024-07-20 11:31 | 0000-00-00 00:00:00 | 2024-07-20 11:31 | 0000-00-00 00:00:00
1 | Lutron Electronics | DVSCELV-303P-CS | 4460-10641 | 4460 | 10641 | Lutron Electronics | DVSCELV-303P-CS.jpg | 784276291545 | DIVA 300W 3WAY DIM CS | Diva Dimmer - Satin Finish, Electronic Low-Voltage, 3-way, 120V/300W in cobblestone |  | 2.3 | 4.5 |  | DVSCELV-303P-CS.jpg | http://grandbrass.xologic.com/vendors/4460/large/DVSCELV-303P-CS.jpg | [47 empty] | 0 | 0 | 0 | [6 empty] | 0 | 1 | 1 | EA | 1 | Lighting Controls | [27 empty] | Dimmers | [242 empty] | <a href="https://www.lutron.com/TechnicalDocumentLibrary/0301295.pdf" target="_blank">Installation Instructions</a> | [23 empty] | 2.000 DW |  |  | 2.3000 IN | [89 empty] | 1.000 EA | 1.000 EA | [35 empty] | No | [42 empty] | https://assets.lutron.com/a/documents/DivaSatinColors.pdf | [7 empty] | Shelf Stock | [39 empty] | 39122206 | [13 empty] | <a href="https://www.lutron.com/TechnicalDocumentLibrary/369-119_Wallbox_Warranty.pdf" target="_blank">Warranty Information</a> |  |  |  |  | 0.250 L | [14 empty] | 0 | 0 | 0 | 0 | Lighting Fixtures | 2021-12-01 05:40 | 2024-07-20 11:38 | 0000-00-00 00:00:00 | 2024-07-20 11:38 | 0000-00-00 00:00:00
1 | Lutron Electronics | DVSCELV-303P-TF | 4460-10642 | 4460 | 10642 | Lutron Electronics | DVSCELV-303P-TF.jpg | 784276291613 | DIVA 300W 3WAY DIM TF | Diva Dimmer - Satin Finish, Electronic Low-Voltage, 3-way, 120V/300W in truffle |  | 2.3 | 4.5 |  | DVSCELV-303P-TF.jpg | http://grandbrass.xologic.com/vendors/4460/large/DVSCELV-303P-TF.jpg | [47 empty] | 0 | 0 | 0 | [6 empty] | 0 | 1 | 1 | EA | 1 | Lighting Controls | [27 empty] | Dimmers | [242 empty] | <a href="https://www.lutron.com/TechnicalDocumentLibrary/0301295.pdf" target="_blank">Installation Instructions</a> | [23 empty] | 2.000 DW |  |  | 2.3000 IN | [89 empty] | 1.000 EA | 1.000 EA | [35 empty] | No | [42 empty] | https://assets.lutron.com/a/documents/DivaSatinColors.pdf | [7 empty] | Shelf Stock | [39 empty] | 39122206 | [13 empty] | <a href="https://www.lutron.com/TechnicalDocumentLibrary/369-119_Wallbox_Warranty.pdf" target="_blank">Warranty Information</a> |  |  |  |  | 0.250 L | [14 empty] | 0 | 0 | 0 | 0 | Lighting Fixtures | 2021-12-01 05:40 | 2024-07-20 11:32 | 0000-00-00 00:00:00 | 2024-07-20 11:32 | 0000-00-00 00:00:00
1 | Lutron Electronics | RRST-W2B-WH | 4460-10643 | 4460 | 10643 | Lutron Electronics | RRST-W2B-WH.jpg | 784276285889 | RA3 2B SUNNATA KEY WH | Lutron RadioRA 3 Sunnata RF 2-Button Keypad - White |  | 2.25 | 4.5 |  | RRST-W2B-WH.jpg | http://grandbrass.xologic.com/vendors/4460/large/RRST-W2B-WH.jpg | [47 empty] | 0 | 0 | 0 | [6 empty] | 0 | 1 | 1 | EA | 1 | Lighting Controls | [27 empty] | Other Lighting Controls | [242 empty] | <a href="https://assets.lutron.com/a/documents/044373.pdf" target="_blank">Installation Instructions</a> | [23 empty] | 2.000 DW |  |  | 2.2500 IN | [89 empty] | 1.000 EA | 1.000 EA | [35 empty] | No | [42 empty] | https://assets.lutron.com/a/documents/3691168_ENG.pdf | [7 empty] | Shelf Stock | [39 empty] | 52161525 | [6 empty] | <a href="https://lutron.widen.net/content/4y4cm6o0wa/mp4/RadioRA-3-Processor-Video.mp4?w=2048" target="_blank">Product Video Clip</a> | [6 empty] | <a href="https://assets.lutron.com/a/documents/043561.pdf" target="_blank">Warranty Information</a> |  |  |  |  | 0.270 L | [14 empty] | 0 | 0 | 0 | 0 | Lighting Fixtures | 2021-12-01 05:40 | 2024-07-20 11:37 | 0000-00-00 00:00:00 | 2024-07-20 11:37 | 0000-00-00 00:00:00 | [6 empty] | White
4 | Lutron Electronics | SC-2-BW | 4460-10644 | 4460 | 10644 | Lutron Electronics | Ecom_SC-2-BW.jpeg | 784276287630 | SATIN WALLPLATE 2G BW | Claro Wallplate, Satin Finish, Two-gang in brilliant white |  | 5.9 | 6.5 |  | Ecom_SC-2-BW.jpeg | http://grandbrass.xologic.com/vendors/4460/large/Ecom_SC-2-BW.jpeg | [47 empty] | 0 | 0 | 0 | [6 empty] | 0 | 1 | 1 | EA | 1 | Lighting Controls |  |  | Fittings and Hardware |  | Electrical Hardware And Supplies |  | Wallplates | [20 empty] | Switch Plates | [242 empty] | <a href="https://assets.lutron.com/a/documents/040440.pdf" target="_blank">Installation Instructions</a> | [23 empty] | 2.000 DW |  |  | 0.3000 IN | [89 empty] | 1.000 EA | 1.000 EA | [35 empty] | No | [42 empty] | https://assets.lutron.com/a/documents/maestrosatincolors.pdf | [7 empty] | Shelf Stock | [39 empty] | 39121704 | [13 empty] | <a href="https://www.lutron.com/TechnicalDocumentLibrary/369-119_Wallbox_Warranty.pdf" target="_blank">Warranty Information</a> |  |  |  |  | 0.150 L | [14 empty] | 0 | 0 | 0 | 0 | Electrical | 2021-12-01 05:40 | 2024-07-20 11:32 | 0000-00-00 00:00:00 | 2025-11-29 02:00 | 0000-00-00 00:00:00
4 | Lutron Electronics | SC-2-TF | 4460-10645 | 4460 | 10645 | Lutron Electronics | Ecom_SC-2-TF.jpeg | 784276287760 | SATIN WALLPLATE 2G TF | Claro Wallplate, Satin Finish, Two-gang in truffle |  | 5.2 | 5.1 |  | Ecom_SC-2-TF.jpeg | http://grandbrass.xologic.com/vendors/4460/large/Ecom_SC-2-TF.jpeg | [47 empty] | 0 | 0 | 0 | [6 empty] | 0 | 1 | 1 | EA | 1 | Lighting Controls |  |  | Fittings and Hardware |  | Electrical Hardware And Supplies |  | Wallplates | [20 empty] | Switch Plates | [242 empty] | <a href="https://assets.lutron.com/a/documents/040440.pdf" target="_blank">Installation Instructions</a> | [23 empty] | 2.000 DW |  |  | 0.3000 IN | [89 empty] | 1.000 EA | 1.000 EA | [35 empty] | No | [42 empty] | https://assets.lutron.com/a/documents/maestrosatincolors.pdf | [7 empty] | Shelf Stock | [39 empty] | 39121704 | [13 empty] | <a href="https://www.lutron.com/TechnicalDocumentLibrary/369-119_Wallbox_Warranty.pdf" target="_blank">Warranty Information</a> |  |  |  |  | 0.150 L | [14 empty] | 0 | 0 | 0 | 0 | Electrical | 2021-12-01 05:40 | 2024-07-20 11:44 | 0000-00-00 00:00:00 | 2025-11-29 02:00 | 0000-00-00 00:00:00
4 | Lutron Electronics | SC-2-DE | 4460-10646 | 4460 | 10646 | Lutron Electronics | Ecom_SC-2-DE.jpeg | 784276287777 | SATIN WALLPLATE 2G DE | Claro Wallplate, Satin Finish, Two-gang in deep sea |  | 5.9 | 6.5 |  | Ecom_SC-2-DE.jpeg | http://grandbrass.xologic.com/vendors/4460/large/Ecom_SC-2-DE.jpeg | [47 empty] | 0 | 0 | 0 | [6 empty] | 0 | 1 | 1 | EA | 1 | Lighting Controls |  |  | Fittings and Hardware |  | Electrical Hardware And Supplies |  | Wallplates | [20 empty] | Switch Plates | [242 empty] | <a href="https://assets.lutron.com/a/documents/040440.pdf" target="_blank">Installation Instructions</a> | [23 empty] | 2.000 DW |  |  | 0.3000 IN | [89 empty] | 1.000 EA | 1.000 EA | [35 empty] | No | [42 empty] | https://assets.lutron.com/a/documents/maestrosatincolors.pdf | [7 empty] | Shelf Stock | [39 empty] | 39121704 | [13 empty] | <a href="https://www.lutron.com/TechnicalDocumentLibrary/369-119_Wallbox_Warranty.pdf" target="_blank">Warranty Information</a> |  |  |  |  | 0.150 L | [14 empty] | 0 | 0 | 0 | 0 | Electrical | 2021-12-01 05:40 | 2024-07-20 11:32 | 0000-00-00 00:00:00 | 2025-11-29 02:00 | 0000-00-00 00:00:00
4 | Lutron Electronics | SC-3-SR | 4460-10647 | 4460 | 10647 | Lutron Electronics | Ecom_SC-3-SR.jpeg | 784276287944 | SATIN WALLPLATE 3G SR | Claro Wallplate, Satin Finish, Three-gang in signal red |  | 5.75 | 0.3 |  | Ecom_SC-3-SR.jpeg | http://grandbrass.xologic.com/vendors/4460/large/Ecom_SC-3-SR.jpeg | [47 empty] | 0 | 0 | 0 | [6 empty] | 0 | 1 | 1 | EA | 1 | Lighting Controls |  |  | Fittings and Hardware |  | Electrical Hardware And Supplies |  | Wallplates | [20 empty] | Switch Plates | [242 empty] | <a href="https://assets.lutron.com/a/documents/040440.pdf" target="_blank">Installation Instructions</a> | [23 empty] | 2.000 DW |  |  | 8.2500 IN | [89 empty] | 1.000 EA | 1.000 EA | [35 empty] | No | [42 empty] | https://assets.lutron.com/a/documents/maestrosatincolors.pdf | [7 empty] | Shelf Stock | [39 empty] | 39121704 | [13 empty] | <a href="https://www.lutron.com/TechnicalDocumentLibrary/369-119_Wallbox_Warranty.pdf" target="_blank">Warranty Information</a> |  |  |  |  | 0.250 L | [14 empty] | 0 | 0 | 0 | 0 | Electrical | 2021-12-01 05:40 | 2024-07-20 11:41 | 0000-00-00 00:00:00 | 2025-11-29 02:00 | 0000-00-00 00:00:00
4 | Lutron Electronics | SC-6-BW | 4460-10648 | 4460 | 10648 | Lutron Electronics | Ecom_SC-6-BW.jpeg | 784276288279 | SATIN WALLPLATE 6G BW | Claro Wallplate, Satin Finish, Six-gang in brilliant white |  | 6.3 | 1.2 |  | Ecom_SC-6-BW.jpeg | http://grandbrass.xologic.com/vendors/4460/large/Ecom_SC-6-BW.jpeg | [47 empty] | 0 | 0 | 0 | [6 empty] | 0 | 1 | 1 | EA | 1 | Lighting Controls |  |  | Fittings and Hardware |  | Electrical Hardware And Supplies |  | Wallplates | [20 empty] | Switch Plates | [242 empty] | <a href="https://assets.lutron.com/a/documents/040440.pdf" target="_blank">Installation Instructions</a> | [23 empty] | 2.000 DW |  |  | 12.5000 IN | [89 empty] | 1.000 EA | 1.000 EA | [35 empty] | No | [42 empty] | https://assets.lutron.com/a/documents/maestrosatincolors.pdf | [7 empty] | Shelf Stock | [39 empty] | 39121704 | [13 empty] | <a href="https://www.lutron.com/TechnicalDocumentLibrary/369-119_Wallbox_Warranty.pdf" target="_blank">Warranty Information</a> |  |  |  |  | 0.750 L | [14 empty] | 0 | 0 | 0 | 0 | Electrical | 2021-12-01 05:40 | 2024-07-20 11:30 | 0000-00-00 00:00:00 | 2025-11-29 02:00 | 0000-00-00 00:00:00
1 | Lutron Electronics | SC-1PS-CS | 4460-10649 | 4460 | 10649 | Lutron Electronics | Ecom_SC-1PS-CS_NoWallPlate.jpeg | 784276288446 | SATIN 15A SW CS | Lutron Claro 15 Amp, Single-Pole On/Off Rocker Switch, Cobblestone |  | 2.3 | 4.5 |  | Ecom_SC-1PS-CS_NoWallPlate.jpeg | http://grandbrass.xologic.com/vendors/4460/large/Ecom_SC-1PS-CS_NoWallPlate.jpeg | [47 empty] | 0 | 0 | 0 | [6 empty] | 0 | 1 | 1 | EA | 1 | Lighting Controls | [27 empty] | Lightswitches | [242 empty] | <a href="https://assets.lutron.com/a/documents/030704g.pdf" target="_blank">Installation Instructions</a> | [23 empty] | 2.000 DW |  |  | 2.3000 IN | [89 empty] | 1.000 EA | 1.000 EA | [35 empty] | No | [42 empty] | https://assets.lutron.com/a/documents/maestrosatincolors.pdf | [7 empty] | Shelf Stock | [39 empty] | 39122226 | [13 empty] | <a href="https://www.lutron.com/TechnicalDocumentLibrary/369-119_Wallbox_Warranty.pdf" target="_blank">Warranty Information</a> |  |  |  |  | 0.200 L | [14 empty] | 0 | 0 | 0 | 0 | Lighting Fixtures | 2021-12-01 05:40 | 2024-07-20 11:33 | 0000-00-00 00:00:00 | 2024-07-20 11:33 | 0000-00-00 00:00:00
4 | Lutron Electronics | SC-6-SA | 4460-10650 | 4460 | 10650 | Lutron Electronics | Ecom_SC-6-SA.jpeg | 784276288453 | SATIN WALLPLATE 6G SA | Claro Wallplate, Satin Finish, Six-gang in sage |  | 1 | 1 |  | Ecom_SC-6-SA.jpeg | http://grandbrass.xologic.com/vendors/4460/large/Ecom_SC-6-SA.jpeg | [47 empty] | 0 | 0 | 0 | [6 empty] | 0 | 1 | 1 | EA | 1 | Lighting Controls |  |  | Fittings and Hardware |  | Electrical Hardware And Supplies |  | Wallplates | [20 empty] | Switch Plates | [242 empty] | <a href="https://assets.lutron.com/a/documents/040440.pdf" target="_blank">Installation Instructions</a> | [23 empty] | 2.000 DW |  |  | 1.0000 IN | [89 empty] | 1.000 EA | 1.000 EA | [35 empty] | No | [42 empty] | https://assets.lutron.com/a/documents/maestrosatincolors.pdf | [7 empty] | Shelf Stock | [39 empty] | 39121704 | [13 empty] | <a href="https://www.lutron.com/TechnicalDocumentLibrary/369-119_Wallbox_Warranty.pdf" target="_blank">Warranty Information</a> |  |  |  |  | 1.000 L | [14 empty] | 0 | 0 | 0 | 0 | Electrical | 2021-12-01 05:40 | 2024-07-20 11:33 | 0000-00-00 00:00:00 | 2025-11-29 02:00 | 0000-00-00 00:00:00
1 | Lutron Electronics | SC-3PS-LG | 4460-10651 | 4460 | 10651 | Lutron Electronics | Ecom_SC-3PS-LG_NoWallPlate.jpeg | 784276288620 | SATIN 15A SW 3WAY LG | Lutron Claro 15 Amp, 3-Way On/Off Rocker Switch, Lunar Gray |  | 2.4 | 4.6 |  | Ecom_SC-3PS-LG_NoWallPlate.jpeg | http://grandbrass.xologic.com/vendors/4460/large/Ecom_SC-3PS-LG_NoWallPlate.jpeg | [47 empty] | 0 | 0 | 0 | [6 empty] | 0 | 1 | 1 | EA | 1 | Lighting Controls | [27 empty] | Lightswitches | [242 empty] | <a href="https://assets.lutron.com/a/documents/0301637.pdf" target="_blank">Installation Instructions</a> | [23 empty] | 2.000 DW |  |  | 2.4000 IN | [89 empty] | 1.000 EA | 1.000 EA | [35 empty] | No | [42 empty] | https://assets.lutron.com/a/documents/maestrosatincolors.pdf | [7 empty] | Shelf Stock | [39 empty] | 39122226 | [13 empty] | <a href="https://www.lutron.com/TechnicalDocumentLibrary/369-119_Wallbox_Warranty.pdf" target="_blank">Warranty Information</a> |  |  |  |  | 0.300 L | [14 empty] | 0 | 0 | 0 | 0 | Lighting Fixtures | 2021-12-01 05:40 | 2024-07-20 11:32 | 0000-00-00 00:00:00 | 2024-07-20 11:32 | 0000-00-00 00:00:00
1 | Lutron Electronics | SC-BI-MI | 4460-10652 | 4460 | 10652 | Lutron Electronics | SC-BI-MI.jpg | 784276288958 | CLARO BLANK MI | Claro Satin Finish, Blank insert in mist |  | 2.3 | 4.5 |  | SC-BI-MI.jpg | http://grandbrass.xologic.com/vendors/4460/large/SC-BI-MI.jpg | [47 empty] | 0 | 0 | 0 | [6 empty] | 0 | 1 | 1 | EA | 1 | Specialty Items | [27 empty] | Lighting Accessories | [242 empty] | <a href="https://assets.lutron.com/a/documents/040440.pdf" target="_blank">Installation Instructions</a> | [23 empty] | 2.000 DW |  |  | 2.3000 IN | [89 empty] | 1.000 EA | 1.000 EA | [35 empty] | No | [42 empty] | https://assets.lutron.com/a/documents/maestrosatincolors.pdf | [7 empty] | Shelf Stock | [39 empty] | 39122221 | [13 empty] | <a href="https://www.lutron.com/TechnicalDocumentLibrary/369-119_Wallbox_Warranty.pdf" target="_blank">Warranty Information</a> |  |  |  |  | 0.060 L | [14 empty] | 0 | 0 | 0 | 0 | Lighting Fixtures | 2021-12-01 05:40 | 2024-07-20 11:38 | 0000-00-00 00:00:00 | 2024-07-20 11:38 | 0000-00-00 00:00:00 | [6 empty] | Biscuit
1 | Lutron Electronics | DVSCCL-153P-PB | 4460-10653 | 4460 | 10653 | Lutron Electronics | Ecom_DVSCCL-153P-PB_NoWallPlate.jpeg | 784276289122 | DIVA 150W DIM PB | Diva LED+ Dimmer - Satin Finish, LED, Incandescent/Halogen, 3-way/single-pole, 150W LED or 600W inc/hal, pebble |  | 1.8 | 4.5 |  | Ecom_DVSCCL-153P-PB_NoWallPlate.jpeg | http://grandbrass.xologic.com/vendors/4460/large/Ecom_DVSCCL-153P-PB_NoWallPlate.jpeg | [47 empty] | 0 | 0 | 0 | [6 empty] | 0 | 1 | 1 | EA | 1 | Lighting Controls | [27 empty] | Dimmers | [242 empty] | <a href="https://www.lutron.com/TechnicalDocumentLibrary/0301882.pdf" target="_blank">Installation Instructions</a> | [23 empty] | 2.000 DW |  |  | 2.0000 IN | [89 empty] | 1.000 EA | 1.000 EA | [35 empty] | No | [42 empty] | https://assets.lutron.com/a/documents/DivaSatinColors.pdf | [7 empty] | Shelf Stock | [39 empty] | 39122206 | [13 empty] | <a href="https://www.lutron.com/TechnicalDocumentLibrary/369-119_Wallbox_Warranty.pdf" target="_blank">Warranty Information</a> |  |  |  |  | 0.500 L | [14 empty] | 0 | 0 | 0 | 0 | Lighting Fixtures | 2021-12-01 05:40 | 2024-07-20 11:33 | 0000-00-00 00:00:00 | 2024-07-20 11:33 | 0000-00-00 00:00:00
1 | Lutron Electronics | DVSCCL-153P-CS | 4460-10654 | 4460 | 10654 | Lutron Electronics | Ecom_DVSCCL-153P-CS_NoWallPlate.jpeg | 784276289139 | DIVA 150W DIM CS | Diva LED+ Dimmer - Satin Finish, LED, Incandescent/Halogen, 3-way/single-pole, 150W LED or 600W inc/hal, cobblestone |  | 2.3 | 4.5 |  | Ecom_DVSCCL-153P-CS_NoWallPlate.jpeg | http://grandbrass.xologic.com/vendors/4460/large/Ecom_DVSCCL-153P-CS_NoWallPlate.jpeg | [47 empty] | 0 | 0 | 0 | [6 empty] | 0 | 1 | 1 | EA | 1 | Lighting Controls | [27 empty] | Dimmers | [242 empty] | <a href="https://www.lutron.com/TechnicalDocumentLibrary/0301882.pdf" target="_blank">Installation Instructions</a> | [23 empty] | 2.000 DW |  |  | 2.3000 IN | [89 empty] | 1.000 EA | 1.000 EA | [35 empty] | No | [42 empty] | https://assets.lutron.com/a/documents/DivaSatinColors.pdf | [7 empty] | Shelf Stock | [39 empty] | 39122206 | [13 empty] | <a href="https://www.lutron.com/TechnicalDocumentLibrary/369-119_Wallbox_Warranty.pdf" target="_blank">Warranty Information</a> |  |  |  |  | 0.250 L | [14 empty] | 0 | 0 | 0 | 0 | Lighting Fixtures | 2021-12-01 05:40 | 2024-07-20 11:44 | 0000-00-00 00:00:00 | 2024-07-20 11:44 | 0000-00-00 00:00:00
1 | Lutron Electronics | DVSCCL-253P-SL | 4460-10655 | 4460 | 10655 | Lutron Electronics | Ecom_DVSCCL-253P-SL_WithWallPlate.jpeg?w=1500 | 784276289306 | DIVA 250W DIM SL | Diva satin dimmer for 250W CFL/LED, 600W inc/hal, or Lutron Hi-Lume A-Series LTE LED Driver in slate |  | 2.3 | 4.5 | [50 empty] | 0 | 0 | 0 | [6 empty] | 0 | 1 | 1 | EA | 1 | Lighting Controls | [27 empty] | Dimmers | [242 empty] | <a href="https://www.lutron.com/TechnicalDocumentLibrary/0301882.pdf" target="_blank">Installation Instructions</a> | [23 empty] | 2.000 DW |  |  | 2.3000 IN | [89 empty] | 1.000 EA | 1.000 EA | [35 empty] | No | [42 empty] | https://assets.lutron.com/a/documents/DivaSatinColors.pdf | [7 empty] | Shelf Stock | [39 empty] | 39122206 | [6 empty] | <a href="https://lutron.widen.net/content/stbdslloil/MP4/LED+-Dimmer-with-Wire-Leads-Installation_English.MP4?w=2048" target="_blank">Product Video Clip</a> | [6 empty] | <a href="https://www.lutron.com/TechnicalDocumentLibrary/369-119_Wallbox_Warranty.pdf" target="_blank">Warranty Information</a> |  |  |  |  | 0.260 L | [14 empty] | 0 | 0 | 0 | 0 | Lighting Fixtures | 2021-12-01 05:40 | 2024-07-20 11:30 | 0000-00-00 00:00:00 | 2024-07-20 11:30 | 0000-00-00 00:00:00
1 | Lutron Electronics | DVSCSTV-SD | 4460-10656 | 4460 | 10656 | Lutron Electronics | DVSCSTV-SD.jpg | 784276291088 | DIVA DV 8A SD | Diva Dimmer - Satin Finish, Fluorescent or LED Dimming with 0-10V Ballasts and Drivers, Single-pole/3-way, 120-277V/50mA/8A in sand |  | 2.3 | 4.5 |  | DVSCSTV-SD.jpg | http://grandbrass.xologic.com/vendors/4460/large/DVSCSTV-SD.jpg | [47 empty] | 0 | 0 | 0 | [6 empty] | 0 | 1 | 1 | EA | 1 | Lighting Controls | [27 empty] | Dimmers | [242 empty] | <a href="https://www.lutron.com/TechnicalDocumentLibrary/0301973.pdf" target="_blank">Installation Instructions</a> | [23 empty] | 2.000 DW |  |  | 2.3000 IN | [89 empty] | 1.000 EA | 1.000 EA | [35 empty] | No | [42 empty] | https://www.lutron.com/TechnicalDocumentLibrary/369147.pdf | [7 empty] | Shelf Stock | [39 empty] | 39122206 | [13 empty] | <a href="https://www.lutron.com/TechnicalDocumentLibrary/369-119_Wallbox_Warranty.pdf" target="_blank">Warranty Information</a> |  |  |  |  | 0.260 L | [14 empty] | 0 | 0 | 0 | 0 | Lighting Fixtures | 2021-12-01 05:40 | 2024-07-20 11:36 | 0000-00-00 00:00:00 | 2024-07-20 11:36 | 0000-00-00 00:00:00
1 | Lutron Electronics | DVSCTV-CS | 4460-10657 | 4460 | 10657 | Lutron Electronics | DVSCTV-CS.jpg | 784276291224 | DIVA 24VDC DIM CS | Diva Dimmer - Satin Finish, Fluorescent or LED Dimming with 0-10V Ballasts and Drivers, Single-pole, 120V/30mA/16A in cobblestone |  | 2.3 | 4.5 |  | DVSCTV-CS.jpg | http://grandbrass.xologic.com/vendors/4460/large/DVSCTV-CS.jpg | [47 empty] | 0 | 0 | 0 | [6 empty] | 0 | 1 | 1 | EA | 1 | Lighting Controls | [27 empty] | Dimmers | [242 empty] | <a href="https://www.lutron.com/TechnicalDocumentLibrary/0301972.pdf" target="_blank">Installation Instructions</a> | [23 empty] | 2.000 DW |  |  | 2.3000 IN | [89 empty] | 1.000 EA | 1.000 EA | [35 empty] | No | [42 empty] | https://www.lutron.com/TechnicalDocumentLibrary/369147_SPA.pdf | [7 empty] | Shelf Stock | [39 empty] | 39122206 | [13 empty] | <a href="https://www.lutron.com/TechnicalDocumentLibrary/369-119_Wallbox_Warranty.pdf" target="_blank">Warranty Information</a> |  |  |  |  | 0.200 L | [14 empty] | 0 | 0 | 0 | 0 | Lighting Fixtures | 2021-12-01 05:40 | 2024-07-20 11:36 | 0000-00-00 00:00:00 | 2024-07-20 11:36 | 0000-00-00 00:00:00
1 | Lutron Electronics | DVSCTV-PM | 4460-10658 | 4460 | 10658 | Lutron Electronics | DVSCTV-PM.jpg | 784276291255 | DIVA 24VDC DIM PM | Diva Dimmer - Satin Finish, Fluorescent or LED Dimming with 0-10V Ballasts and Drivers, Single-pole, 120V/30mA/16A in pumice |  | 2.3 | 4.5 |  | DVSCTV-PM.jpg | http://grandbrass.xologic.com/vendors/4460/large/DVSCTV-PM.jpg | [47 empty] | 0 | 0 | 0 | [6 empty] | 0 | 1 | 1 | EA | 1 | Lighting Controls | [27 empty] | Dimmers | [242 empty] | <a href="https://www.lutron.com/TechnicalDocumentLibrary/0301972.pdf" target="_blank">Installation Instructions</a> | [23 empty] | 2.000 DW |  |  | 2.3000 IN | [89 empty] | 1.000 EA | 1.000 EA | [35 empty] | No | [42 empty] | https://www.lutron.com/TechnicalDocumentLibrary/369147_SPA.pdf | [7 empty] | Shelf Stock | [39 empty] | 39122206 | [13 empty] | <a href="https://www.lutron.com/TechnicalDocumentLibrary/369-119_Wallbox_Warranty.pdf" target="_blank">Warranty Information</a> |  |  |  |  | 0.200 L | [14 empty] | 0 | 0 | 0 | 0 | Lighting Fixtures | 2021-12-01 05:40 | 2024-07-20 11:34 | 0000-00-00 00:00:00 | 2024-07-20 11:34 | 0000-00-00 00:00:00
1 | Lutron Electronics | DVSCELV-300P-SL | 4460-10659 | 4460 | 10659 | Lutron Electronics | DVSCELV-300P-SL.jpg | 784276291392 | DIVA 300W DIM SL | Diva Dimmer - Satin Finish, Electronic Low-Voltage, Single-pole, 120V/300W in slate |  | 2.3 | 4.5 |  | DVSCELV-300P-SL.jpg | http://grandbrass.xologic.com/vendors/4460/large/DVSCELV-300P-SL.jpg | [47 empty] | 0 | 0 | 0 | [6 empty] | 0 | 1 | 1 | EA | 1 | Lighting Controls | [27 empty] | Dimmers | [242 empty] | <a href="https://www.lutron.com/TechnicalDocumentLibrary/0301295.pdf" target="_blank">Installation Instructions</a> | [23 empty] | 2.000 DW |  |  | 2.3000 IN | [89 empty] | 1.000 EA | 1.000 EA | [35 empty] | No | [42 empty] | https://assets.lutron.com/a/documents/DivaSatinColors.pdf | [7 empty] | Shelf Stock | [39 empty] | 39122206 | [13 empty] | <a href="https://www.lutron.com/TechnicalDocumentLibrary/369-119_Wallbox_Warranty.pdf" target="_blank">Warranty Information</a> |  |  |  |  | 0.250 L | [14 empty] | 0 | 0 | 0 | 0 | Lighting Fixtures | 2021-12-01 05:40 | 2024-07-20 11:40 | 0000-00-00 00:00:00 | 2024-07-20 11:40 | 0000-00-00 00:00:00
1 | Lutron Electronics | DVSCF-103P-SD | 4460-10660 | 4460 | 10660 | Lutron Electronics | DVSCF-103P-SD.jpg | 784276291729 | DIVA 8A FLO DIM SD | Diva Dimmer - Satin Finish, Fluorescent or LED Dimming with 3-Wire Ballasts and Drivers, 3-way/single-pole, 120V/8A in sand |  | 2.3 | 4.5 |  | DVSCF-103P-SD.jpg | http://grandbrass.xologic.com/vendors/4460/large/DVSCF-103P-SD.jpg | [47 empty] | 0 | 0 | 0 | [6 empty] | 0 | 1 | 1 | EA | 1 | Lighting Controls | [27 empty] | Dimmers | [242 empty] | <a href="https://www.lutron.com/TechnicalDocumentLibrary/03115901D.pdf" target="_blank">Installation Instructions</a> | [23 empty] | 2.000 DW |  |  | 2.3000 IN | [89 empty] | 1.000 EA | 1.000 EA | [35 empty] | No | [42 empty] | https://assets.lutron.com/a/documents/DivaSatinColors.pdf | [7 empty] | Shelf Stock | [39 empty] | 39122206 | [13 empty] | <a href="https://www.lutron.com/TechnicalDocumentLibrary/369-119_Wallbox_Warranty.pdf" target="_blank">Warranty Information</a> |  |  |  |  | 0.320 L | [14 empty] | 0 | 0 | 0 | 0 | Lighting Fixtures | 2021-12-01 05:40 | 2024-07-20 11:35 | 0000-00-00 00:00:00 | 2024-07-20 11:35 | 0000-00-00 00:00:00
4 | Lutron Electronics | SCR-20-GFST-PM | 4460-10661 | 4460 | 10661 | Lutron Electronics | Ecom_SCR-20-GFST-PM_nowallplate.jpeg | 784276809825 | SATIN 20A GFCI REC PM | Lutron Claro Tamper-Resistant GFCI Duplex Receptacle, 20-Amp, Pumice |  | 2.3 | 4.5 |  | Ecom_SCR-20-GFST-PM_nowallplate.jpeg | http://grandbrass.xologic.com/vendors/4460/large/Ecom_SCR-20-GFST-PM_nowallplate.jpeg | [47 empty] | 0 | 0 | 0 | [6 empty] | 0 | 1 | 1 | EA | 1 | Lighting Controls |  |  | Electrical Distribution Equipment |  | Receptacles |  | Electrical Receptacles | [20 empty] | Other Lighting Controls | [242 empty] | <a href="https://assets.lutron.com/a/documents/0301801.pdf" target="_blank">Installation Instructions</a> | [23 empty] | 2.000 DW |  |  | 2.3000 IN | [89 empty] | 1.000 EA | 1.000 EA | [35 empty] | No | [42 empty] | https://assets.lutron.com/a/documents/369964.pdf | [7 empty] | Shelf Stock | [39 empty] | 39121406 | [13 empty] | <a href="https://www.lutron.com/TechnicalDocumentLibrary/369-119_Wallbox_Warranty.pdf" target="_blank">Warranty Information</a> |  |  |  |  | 0.340 L | [14 empty] | 0 | 0 | 0 | 0 | Electrical | 2021-12-01 05:41 | 2024-07-20 11:40 | 0000-00-00 00:00:00 | 2025-11-29 02:00 | 0000-00-00 00:00:00
4 | Lutron Electronics | SCR-15-UBTR-DE | 4460-10662 | 4460 | 10662 | Lutron Electronics | Ecom_SCR-15-UBTR-DE.jpeg | 784276809993 | SATIN 15A USB REC DE | Lutron Claro USB Type A 2.0 Duplex Receptacle, 15 Amp, Deep Sea |  | 1.8 | 4.5 |  | Ecom_SCR-15-UBTR-DE.jpeg | http://grandbrass.xologic.com/vendors/4460/large/Ecom_SCR-15-UBTR-DE.jpeg | [47 empty] | 0 | 0 | 0 | [6 empty] | 0 | 1 | 1 | EA | 1 | Lighting Controls |  |  | Electrical Distribution Equipment |  | Receptacles |  | Electrical Receptacles | [20 empty] | Other Lighting Controls | [242 empty] | <a href="https://assets.lutron.com/a/documents/041532.pdf" target="_blank">Installation Instructions</a> | [23 empty] | 2.000 DW |  |  | 2.0000 IN | [89 empty] | 1.000 EA | 1.000 EA | [35 empty] | No | [42 empty] | https://assets.lutron.com/a/documents/369976.pdf | [7 empty] | Shelf Stock | [39 empty] | 39121406 | [13 empty] | <a href="https://www.lutron.com/TechnicalDocumentLibrary/369-119_Wallbox_Warranty.pdf" target="_blank">Warranty Information</a> |  |  |  |  | 0.500 L | [14 empty] | 0 | 0 | 0 | 0 | Electrical | 2021-12-01 05:41 | 2024-07-20 11:33 | 0000-00-00 00:00:00 | 2025-11-29 02:00 | 0000-00-00 00:00:00
4 | Lutron Electronics | SCR-15-GFST-RW | 4460-10663 | 4460 | 10663 | Lutron Electronics | Ecom_SCR-15-GFST-RW_nowallplate.jpeg | 784276810166 | SATIN 15A GFCI REC RW | Lutron Claro Tamper-Resistant GFCI Duplex Receptacle, 15-Amp, Architectural White |  | 2.25 | 4.5 |  | Ecom_SCR-15-GFST-RW_nowallplate.jpeg | http://grandbrass.xologic.com/vendors/4460/large/Ecom_SCR-15-GFST-RW_nowallplate.jpeg | [47 empty] | 0 | 0 | 0 | [6 empty] | 0 | 1 | 1 | EA | 1 | Lighting Controls |  |  | Electrical Distribution Equipment |  | Receptacles |  | Electrical Receptacles | [20 empty] | Other Lighting Controls | [242 empty] | <a href="https://assets.lutron.com/a/documents/0301801.pdf" target="_blank">Installation Instructions</a> | [23 empty] | 2.000 DW |  |  | 2.2500 IN | [89 empty] | 1.000 EA | 1.000 EA | [35 empty] | No | [42 empty] | https://assets.lutron.com/a/documents/369964.pdf | [7 empty] | Shelf Stock | [39 empty] | 39121406 | [13 empty] | <a href="https://www.lutron.com/TechnicalDocumentLibrary/369-119_Wallbox_Warranty.pdf" target="_blank">Warranty Information</a> |  |  |  |  | 0.340 L | [14 empty] | 0 | 0 | 0 | 0 | Electrical | 2021-12-01 05:41 | 2024-07-20 11:36 | 0000-00-00 00:00:00 | 2025-11-29 02:00 | 0000-00-00 00:00:00
1 | Lutron Electronics | DVSCF-103P-SR | 4460-10664 | 4460 | 10664 | Lutron Electronics | DVSCF-103P-SR.jpg | 784276291798 | DIVA 8A FLO DIM SR | Diva Dimmer - Satin Finish, Fluorescent or LED Dimming with 3-Wire Ballasts and Drivers, 3-way/single-pole, 120V/8A in signal red |  | 2.3 | 4.5 |  | DVSCF-103P-SR.jpg | http://grandbrass.xologic.com/vendors/4460/large/DVSCF-103P-SR.jpg | [47 empty] | 0 | 0 | 0 | [6 empty] | 0 | 1 | 1 | EA | 1 | Lighting Controls | [27 empty] | Dimmers | [242 empty] | <a href="https://www.lutron.com/TechnicalDocumentLibrary/03115901D.pdf" target="_blank">Installation Instructions</a> | [23 empty] | 2.000 DW |  |  | 2.3000 IN | [89 empty] | 1.000 EA | 1.000 EA | [35 empty] | No | [42 empty] | https://assets.lutron.com/a/documents/DivaSatinColors.pdf | [7 empty] | Shelf Stock | [39 empty] | 39122206 | [13 empty] | <a href="https://www.lutron.com/TechnicalDocumentLibrary/369-119_Wallbox_Warranty.pdf" target="_blank">Warranty Information</a> |  |  |  |  | 0.320 L | [14 empty] | 0 | 0 | 0 | 0 | Lighting Fixtures | 2021-12-01 05:43 | 2024-07-20 11:39 | 0000-00-00 00:00:00 | 2024-07-20 11:39 | 0000-00-00 00:00:00
1 | Lutron Electronics | DVSCLV-600P-SD | 4460-10665 | 4460 | 10665 | Lutron Electronics | DVSCLV-600P-SD.jpg | 784276292047 | DIVA 450W 1P SD | Diva Dimmer - Satin Finish, Magnetic Low-Voltage, Single-pole, 120V/600VA (450W) in sand |  | 2.3 | 4.5 |  | DVSCLV-600P-SD.jpg | http://grandbrass.xologic.com/vendors/4460/large/DVSCLV-600P-SD.jpg | [47 empty] | 0 | 0 | 0 | [6 empty] | 0 | 1 | 1 | EA | 1 | Lighting Controls | [27 empty] | Dimmers | [242 empty] | <a href="https://www.lutron.com/TechnicalDocumentLibrary/030448c.pdf" target="_blank">Installation Instructions</a> | [23 empty] | 2.000 DW |  |  | 2.3000 IN | [89 empty] | 1.000 EA | 1.000 EA | [35 empty] | No | [42 empty] | https://assets.lutron.com/a/documents/DivaSatinColors.pdf | [7 empty] | Shelf Stock | [39 empty] | 39122206 | [13 empty] | <a href="https://www.lutron.com/TechnicalDocumentLibrary/369-119_Wallbox_Warranty.pdf" target="_blank">Warranty Information</a> |  |  |  |  | 0.300 L | [14 empty] | 0 | 0 | 0 | 0 | Lighting Fixtures | 2021-12-01 05:43 | 2024-07-20 11:39 | 0000-00-00 00:00:00 | 2024-07-20 11:39 | 0000-00-00 00:00:00
1 | Lutron Electronics | DVSCLV-10P-CS | 4460-10666 | 4460 | 10666 | Lutron Electronics | DVSCLV-10P-CS.jpg | 784276292184 | DIVA 800W 1P DIM CS | Diva Dimmer - Satin Finish, Magnetic Low-Voltage, Single-pole, 120V/1000VA (800W) in cobblestone |  | 2.3 | 4.6 |  | DVSCLV-10P-CS.jpg | http://grandbrass.xologic.com/vendors/4460/large/DVSCLV-10P-CS.jpg | [47 empty] | 0 | 0 | 0 | [6 empty] | 0 | 1 | 1 | EA | 1 | Lighting Controls | [27 empty] | Dimmers | [242 empty] | <a href="https://www.lutron.com/TechnicalDocumentLibrary/030448c.pdf" target="_blank">Installation Instructions</a> | [23 empty] | 2.000 DW |  |  | 2.3000 IN | [89 empty] | 1.000 EA | 1.000 EA | [35 empty] | No | [42 empty] | https://assets.lutron.com/a/documents/DivaSatinColors.pdf | [7 empty] | Shelf Stock | [39 empty] | 39122206 | [13 empty] | <a href="https://www.lutron.com/TechnicalDocumentLibrary/369-119_Wallbox_Warranty.pdf" target="_blank">Warranty Information</a> |  |  |  |  | 0.320 L | [14 empty] | 0 | 0 | 0 | 0 | Lighting Fixtures | 2021-12-01 05:43 | 2024-07-20 11:37 | 0000-00-00 00:00:00 | 2024-07-20 11:37 | 0000-00-00 00:00:00
1 | Lutron Electronics | DVSCLV-603P-GL | 4460-10667 | 4460 | 10667 | Lutron Electronics | DVSCLV-603P-GL.jpg | 784276292290 | DIVA 450W 3WAY GL | Diva Dimmer - Satin Finish, Magnetic Low-Voltage, 3-way, 120V/600VA (450W) in glacier white |  | 2.3 | 4.5 |  | DVSCLV-603P-GL.jpg | http://grandbrass.xologic.com/vendors/4460/large/DVSCLV-603P-GL.jpg | [47 empty] | 0 | 0 | 0 | [6 empty] | 0 | 1 | 1 | EA | 1 | Lighting Controls | [27 empty] | Dimmers | [242 empty] | <a href="https://www.lutron.com/TechnicalDocumentLibrary/030448c.pdf" target="_blank">Installation Instructions</a> | [23 empty] | 2.000 DW |  |  | 2.3000 IN | [89 empty] | 1.000 EA | 1.000 EA | [35 empty] | No | [42 empty] | https://assets.lutron.com/a/documents/DivaSatinColors.pdf | [7 empty] | Shelf Stock | [39 empty] | 39122206 | [13 empty] | <a href="https://www.lutron.com/TechnicalDocumentLibrary/369-119_Wallbox_Warranty.pdf" target="_blank">Warranty Information</a> |  |  |  |  | 0.250 L | [14 empty] | 0 | 0 | 0 | 0 | Lighting Fixtures | 2021-12-01 05:43 | 2024-07-20 11:41 | 0000-00-00 00:00:00 | 2024-07-20 11:41 | 0000-00-00 00:00:00
1 | Lutron Electronics | DVSCLV-603P-SR | 4460-10668 | 4460 | 10668 | Lutron Electronics | DVSCLV-603P-SR.jpg | 784276292436 | DIVA 450W 3WAY SR | Diva Dimmer - Satin Finish, Magnetic Low-Voltage, 3-way, 120V/600VA (450W) in signal red |  | 2.3 | 4.5 |  | DVSCLV-603P-SR.jpg | http://grandbrass.xologic.com/vendors/4460/large/DVSCLV-603P-SR.jpg | [47 empty] | 0 | 0 | 0 | [6 empty] | 0 | 1 | 1 | EA | 1 | Lighting Controls | [27 empty] | Dimmers | [242 empty] | <a href="https://www.lutron.com/TechnicalDocumentLibrary/030448c.pdf" target="_blank">Installation Instructions</a> | [23 empty] | 2.000 DW |  |  | 2.3000 IN | [89 empty] | 1.000 EA | 1.000 EA | [35 empty] | No | [42 empty] | https://assets.lutron.com/a/documents/DivaSatinColors.pdf | [7 empty] | Shelf Stock | [39 empty] | 39122206 | [13 empty] | <a href="https://www.lutron.com/TechnicalDocumentLibrary/369-119_Wallbox_Warranty.pdf" target="_blank">Warranty Information</a> |  |  |  |  | 0.250 L | [14 empty] | 0 | 0 | 0 | 0 | Lighting Fixtures | 2021-12-01 05:43 | 2024-07-20 11:44 | 0000-00-00 00:00:00 | 2024-07-20 11:44 | 0000-00-00 00:00:00
1 | Lutron Electronics | RRST-W4B-SD | 4460-10669 | 4460 | 10669 | Lutron Electronics | RRST-W4B-SD.jpg | 784276294225 | RA3 4B SUNNATA KEY SD | Lutron RadioRA 3 Sunnata RF 4-Button Keypad - Sand |  | 2.25 | 4.5 |  | RRST-W4B-SD.jpg | http://grandbrass.xologic.com/vendors/4460/large/RRST-W4B-SD.jpg | [47 empty] | 0 | 0 | 0 | [6 empty] | 0 | 1 | 1 | EA | 1 | Lighting Controls | [27 empty] | Other Lighting Controls | [242 empty] | <a href="https://assets.lutron.com/a/documents/044373.pdf" target="_blank">Installation Instructions</a> | [23 empty] | 5.000 DW |  |  | 2.2500 IN | [89 empty] | 1.000 EA | 1.000 EA | [35 empty] | No | [42 empty] | https://assets.lutron.com/a/documents/3691168_ENG.pdf | [7 empty] | Shelf Stock | [39 empty] | 52161525 | [6 empty] | <a href="https://lutron.widen.net/content/4y4cm6o0wa/mp4/RadioRA-3-Processor-Video.mp4?w=2048" target="_blank">Product Video Clip</a> | [6 empty] | <a href="https://assets.lutron.com/a/documents/043561.pdf" target="_blank">Warranty Information</a> |  |  |  |  | 0.270 L | [14 empty] | 0 | 0 | 0 | 0 | Lighting Fixtures | 2021-12-01 05:43 | 2024-07-20 11:30 | 0000-00-00 00:00:00 | 2024-07-20 11:30 | 0000-00-00 00:00:00
1 | Lutron Electronics | RRST-W3RL-PM | 4460-10670 | 4460 | 10670 | Lutron Electronics | RRST-W3RL-PM.jpg | 784276294553 | RA3 3RL SUNNATA KEY PM | Lutron RadioRA 3 Sunnata RF 3-Button Keypad with Raise/Lower - Pumice |  | 2.25 | 4.5 |  | RRST-W3RL-PM.jpg | http://grandbrass.xologic.com/vendors/4460/large/RRST-W3RL-PM.jpg | [47 empty] | 0 | 0 | 0 | [6 empty] | 0 | 1 | 1 | EA | 1 | Lighting Controls | [27 empty] | Other Lighting Controls | [242 empty] | <a href="https://assets.lutron.com/a/documents/044373.pdf" target="_blank">Installation Instructions</a> | [23 empty] | 5.000 DW |  |  | 2.2500 IN | [89 empty] | 1.000 EA | 1.000 EA | [35 empty] | No | [42 empty] | https://assets.lutron.com/a/documents/3691168_ENG.pdf | [7 empty] | Shelf Stock | [39 empty] | 52161525 | [6 empty] | <a href="https://lutron.widen.net/content/4y4cm6o0wa/mp4/RadioRA-3-Processor-Video.mp4?w=2048" target="_blank">Product Video Clip</a> | [6 empty] | <a href="https://assets.lutron.com/a/documents/043561.pdf" target="_blank">Warranty Information</a> |  |  |  |  | 0.270 L | [14 empty] | 0 | 0 | 0 | 0 | Lighting Fixtures | 2021-12-01 05:43 | 2024-07-20 11:32 | 0000-00-00 00:00:00 | 2024-07-20 11:32 | 0000-00-00 00:00:00
1 | Lutron Electronics | RRST-W3RL-SR | 4460-10671 | 4460 | 10671 | Lutron Electronics | RRST-W3RL-SR.jpg | 784276294690 | RA3 3RL SUNNATA KEY SR | Lutron RadioRA 3 Sunnata RF 3-Button Keypad with Raise/Lower - Signal Red |  | 2.25 | 4.5 |  | RRST-W3RL-SR.jpg | http://grandbrass.xologic.com/vendors/4460/large/RRST-W3RL-SR.jpg | [47 empty] | 0 | 0 | 0 | [6 empty] | 0 | 1 | 1 | EA | 1 | Lighting Controls | [27 empty] | Other Lighting Controls | [242 empty] | <a href="https://assets.lutron.com/a/documents/044373.pdf" target="_blank">Installation Instructions</a> | [23 empty] | 5.000 DW |  |  | 2.2500 IN | [89 empty] | 1.000 EA | 1.000 EA | [35 empty] | No | [42 empty] | https://assets.lutron.com/a/documents/3691168_ENG.pdf | [7 empty] | Shelf Stock | [39 empty] | 52161525 | [6 empty] | <a href="https://lutron.widen.net/content/4y4cm6o0wa/mp4/RadioRA-3-Processor-Video.mp4?w=2048" target="_blank">Product Video Clip</a> | [6 empty] | <a href="https://assets.lutron.com/a/documents/043561.pdf" target="_blank">Warranty Information</a> |  |  |  |  | 0.270 L | [14 empty] | 0 | 0 | 0 | 0 | Lighting Fixtures | 2021-12-01 05:43 | 2024-07-20 11:32 | 0000-00-00 00:00:00 | 2024-07-20 11:32 | 0000-00-00 00:00:00
4 | Lutron Electronics | L-POEI-BL | 4460-10672 | 4460 | 10672 | Lutron Electronics | L-POEI-BL.jpg | 784276297103 | POE INJECTOR | Lutron PoE Injector Kit for RadioRA 3 All-in-One Processor |  | 5.6 | 3.9 |  | L-POEI-BL.jpg | http://grandbrass.xologic.com/vendors/4460/large/L-POEI-BL.jpg | [47 empty] | 0 | 0 | 0 | [6 empty] | 0 | 1 | 1 | EA | 1 | Specialty Items |  |  | Electrical Distribution Equipment |  | General Power Distribution |  | Power Supply Units | [20 empty] | Other Specialty Items | [242 empty] | <a href="https://assets.lutron.com/a/documents/044377.pdf" target="_blank">Installation Instructions</a> | [23 empty] | 2.000 DW |  |  | 5.6000 IN | [89 empty] | 1.000 EA | 1.000 EA | [35 empty] | No | [42 empty] | https://assets.lutron.com/a/documents/3691221_ENG.pdf | [7 empty] | Shelf Stock | [39 empty] | 39121004 | [6 empty] | <a href="https://lutron.widen.net/content/4y4cm6o0wa/mp4/RadioRA-3-Processor-Video.mp4?w=2048" target="_blank">Product Video Clip</a> | [6 empty] | <a href="https://assets.lutron.com/a/documents/043561.pdf" target="_blank">Warranty Information</a> |  |  |  |  | 0.680 L | [14 empty] | 0 | 0 | 0 | 0 | Electrical | 2021-12-01 05:43 | 2024-07-20 11:39 | 0000-00-00 00:00:00 | 2025-11-29 02:00 | 0000-00-00 00:00:00 | [6 empty] | Black
4 | Lutron Electronics | SCR-20-EP | 4460-10673 | 4460 | 10673 | Lutron Electronics | Ecom_SCR-20-EP_NoWallPlate.jpeg | 784276809375 | SATIN 20A REC EP | Lutron Claro 20 Amp Duplex Outlet, Espresso |  | 2.3 | 4.5 |  | Ecom_SCR-20-EP_NoWallPlate.jpeg | http://grandbrass.xologic.com/vendors/4460/large/Ecom_SCR-20-EP_NoWallPlate.jpeg | [47 empty] | 0 | 0 | 0 | [6 empty] | 0 | 1 | 1 | EA | 1 | Lighting Controls |  |  | Electrical Distribution Equipment |  | Receptacles |  | Electrical Receptacles | [20 empty] | Other Lighting Controls | [242 empty] | <a href="https://assets.lutron.com/a/documents/0301636.pdf" target="_blank">Installation Instructions</a> | [23 empty] | 2.000 DW |  |  | 2.3000 IN | [89 empty] | 1.000 EA | 1.000 EA | [35 empty] | No | [42 empty] | https://assets.lutron.com/a/documents/maestrosatincolors.pdf | [7 empty] | Shelf Stock | [39 empty] | 39121406 | [13 empty] | <a href="https://assets.lutron.com/a/documents/369-119_Wallbox_Warranty.pdf" target="_blank">Warranty Information</a> |  |  |  |  | 0.250 L | [14 empty] | 0 | 0 | 0 | 0 | Electrical | 2021-12-01 05:43 | 2024-07-20 11:36 | 0000-00-00 00:00:00 | 2025-11-29 02:00 | 0000-00-00 00:00:00
4 | Lutron Electronics | SCRS-20-TR-CS | 4460-10674 | 4460 | 10674 | Lutron Electronics | Ecom_SCRS-20-TR-CS_NoWallPlate.jpeg | 784276809559 | SATIN 20A TR REC CS | Lutron Claro Tamper-Resistant Duplex Receptacle, 20 Amp, Cobblestone |  | 2.3 | 4.5 |  | Ecom_SCRS-20-TR-CS_NoWallPlate.jpeg | http://grandbrass.xologic.com/vendors/4460/large/Ecom_SCRS-20-TR-CS_NoWallPlate.jpeg | [47 empty] | 0 | 0 | 0 | [6 empty] | 0 | 1 | 1 | EA | 1 | Lighting Controls |  |  | Electrical Distribution Equipment |  | Receptacles |  | Electrical Receptacles | [20 empty] | Other Lighting Controls | [242 empty] | <a href="https://assets.lutron.com/a/documents/0301636.pdf" target="_blank">Installation Instructions</a> | [23 empty] | 2.000 DW |  |  | 2.3000 IN | [89 empty] | 1.000 EA | 1.000 EA | [35 empty] | No | [42 empty] | https://assets.lutron.com/a/documents/maestrosatincolors.pdf | [7 empty] | Shelf Stock | [39 empty] | 39121406 | [13 empty] | <a href="https://www.lutron.com/TechnicalDocumentLibrary/369-119_Wallbox_Warranty.pdf" target="_blank">Warranty Information</a> |  |  |  |  | 0.240 L | [14 empty] | 0 | 0 | 0 | 0 | Electrical | 2021-12-01 05:43 | 2024-07-20 11:39 | 0000-00-00 00:00:00 | 2025-11-29 02:00 | 0000-00-00 00:00:00
4 | Lutron Electronics | SCRS-20-TR-TF | 4460-10675 | 4460 | 10675 | Lutron Electronics | Ecom_SCRS-20-TR-TF_NoWallPlate.jpeg | 784276809627 | SATIN 20A TR REC TF | Lutron Claro Tamper-Resistant Duplex Receptacle, 20 Amp, Truffle |  | 2.3 | 4.5 |  | Ecom_SCRS-20-TR-TF_NoWallPlate.jpeg | http://grandbrass.xologic.com/vendors/4460/large/Ecom_SCRS-20-TR-TF_NoWallPlate.jpeg | [47 empty] | 0 | 0 | 0 | [6 empty] | 0 | 1 | 1 | EA | 1 | Lighting Controls |  |  | Electrical Distribution Equipment |  | Receptacles |  | Electrical Receptacles | [20 empty] | Other Lighting Controls | [242 empty] | <a href="https://assets.lutron.com/a/documents/0301636.pdf" target="_blank">Installation Instructions</a> | [23 empty] | 2.000 DW |  |  | 2.3000 IN | [89 empty] | 1.000 EA | 1.000 EA | [35 empty] | No | [42 empty] | https://assets.lutron.com/a/documents/maestrosatincolors.pdf | [7 empty] | Shelf Stock | [39 empty] | 39121406 | [13 empty] | <a href="https://www.lutron.com/TechnicalDocumentLibrary/369-119_Wallbox_Warranty.pdf" target="_blank">Warranty Information</a> |  |  |  |  | 0.240 L | [14 empty] | 0 | 0 | 0 | 0 | Electrical | 2021-12-01 05:43 | 2024-07-20 11:39 | 0000-00-00 00:00:00 | 2025-11-29 02:00 | 0000-00-00 00:00:00
4 | Lutron Electronics | SCR-20-GFST-SL | 4460-10676 | 4460 | 10676 | Lutron Electronics | Ecom_SCR-20-GFST-SL_nowallplate.jpeg | 784276809801 | SATIN 20A GFCI REC SL | Lutron Claro Tamper-Resistant GFCI Duplex Receptacle, 20-Amp, Slate |  | 2.3 | 4.5 |  | Ecom_SCR-20-GFST-SL_nowallplate.jpeg | http://grandbrass.xologic.com/vendors/4460/large/Ecom_SCR-20-GFST-SL_nowallplate.jpeg | [47 empty] | 0 | 0 | 0 | [6 empty] | 0 | 1 | 1 | EA | 1 | Lighting Controls |  |  | Electrical Distribution Equipment |  | Receptacles |  | Electrical Receptacles | [20 empty] | Other Lighting Controls | [242 empty] | <a href="https://assets.lutron.com/a/documents/0301801.pdf" target="_blank">Installation Instructions</a> | [23 empty] | 2.000 DW |  |  | 2.3000 IN | [89 empty] | 1.000 EA | 1.000 EA | [35 empty] | No | [42 empty] | https://assets.lutron.com/a/documents/369964.pdf | [7 empty] | Shelf Stock | [39 empty] | 39121406 | [13 empty] | <a href="https://www.lutron.com/TechnicalDocumentLibrary/369-119_Wallbox_Warranty.pdf" target="_blank">Warranty Information</a> |  |  |  |  | 0.340 L | [14 empty] | 0 | 0 | 0 | 0 | Electrical | 2021-12-01 05:43 | 2024-07-20 11:33 | 0000-00-00 00:00:00 | 2025-11-29 02:00 | 0000-00-00 00:00:00
4 | Lutron Electronics | SCR-20-LG | 4460-10677 | 4460 | 10677 | Lutron Electronics | Ecom_SCR-20-LG_NoWallPlate.jpeg | 784276810050 | SATIN 20A REC LG | Lutron Claro 20 Amp Duplex Outlet, Lunar Gray |  | 2.3 | 4.5 |  | Ecom_SCR-20-LG_NoWallPlate.jpeg | http://grandbrass.xologic.com/vendors/4460/large/Ecom_SCR-20-LG_NoWallPlate.jpeg | [47 empty] | 0 | 0 | 0 | [6 empty] | 0 | 1 | 1 | EA | 1 | Lighting Controls |  |  | Electrical Distribution Equipment |  | Receptacles |  | Electrical Receptacles | [20 empty] | Other Lighting Controls | [242 empty] | <a href="https://assets.lutron.com/a/documents/0301636.pdf" target="_blank">Installation Instructions</a> | [23 empty] | 2.000 DW |  |  | 2.3000 IN | [89 empty] | 1.000 EA | 1.000 EA | [35 empty] | No | [42 empty] | https://assets.lutron.com/a/documents/maestrosatincolors.pdf | [7 empty] | Shelf Stock | [39 empty] | 39121406 | [13 empty] | <a href="https://www.lutron.com/TechnicalDocumentLibrary/369-119_Wallbox_Warranty.pdf" target="_blank">Warranty Information</a> |  |  |  |  | 0.250 L | [14 empty] | 0 | 0 | 0 | 0 | Electrical | 2021-12-01 05:43 | 2024-07-20 11:37 | 0000-00-00 00:00:00 | 2025-11-29 02:00 | 0000-00-00 00:00:00
4 | Lutron Electronics | SCR-15-GFST-SR | 4460-10678 | 4460 | 10678 | Lutron Electronics | Ecom_SCR-15-GFST-SR_nowallplate.jpeg | 784276810197 | SATIN 15A GFCI REC SR | Lutron Claro Tamper-Resistant GFCI Duplex Receptacle, 15-Amp, Signal Red |  | 2.25 | 4.5 |  | Ecom_SCR-15-GFST-SR_nowallplate.jpeg | http://grandbrass.xologic.com/vendors/4460/large/Ecom_SCR-15-GFST-SR_nowallplate.jpeg | [47 empty] | 0 | 0 | 0 | [6 empty] | 0 | 1 | 1 | EA | 1 | Lighting Controls |  |  | Electrical Distribution Equipment |  | Receptacles |  | Electrical Receptacles | [20 empty] | Other Lighting Controls | [242 empty] | <a href="https://assets.lutron.com/a/documents/0301801.pdf" target="_blank">Installation Instructions</a> | [23 empty] | 2.000 DW |  |  | 2.2500 IN | [89 empty] | 1.000 EA | 1.000 EA | [35 empty] | No | [42 empty] | https://assets.lutron.com/a/documents/369964.pdf | [7 empty] | Shelf Stock | [39 empty] | 39121406 | [13 empty] | <a href="https://www.lutron.com/TechnicalDocumentLibrary/369-119_Wallbox_Warranty.pdf" target="_blank">Warranty Information</a> |  |  |  |  | 0.340 L | [14 empty] | 0 | 0 | 0 | 0 | Electrical | 2021-12-01 05:43 | 2024-07-20 11:40 | 0000-00-00 00:00:00 | 2025-11-29 02:00 | 0000-00-00 00:00:00
4 | Lutron Electronics | SCR-20-GFST-SR | 4460-10679 | 4460 | 10679 | Lutron Electronics | Ecom_SCR-20-GFST-SR_nowallplate.jpeg | 784276810234 | SATIN 20A GFCI REC SR | Lutron Claro Tamper-Resistant GFCI Duplex Receptacle, 20-Amp, Signal Red |  | 2.3 | 4.5 |  | Ecom_SCR-20-GFST-SR_nowallplate.jpeg | http://grandbrass.xologic.com/vendors/4460/large/Ecom_SCR-20-GFST-SR_nowallplate.jpeg | [47 empty] | 0 | 0 | 0 | [6 empty] | 0 | 1 | 1 | EA | 1 | Lighting Controls |  |  | Electrical Distribution Equipment |  | Receptacles |  | Electrical Receptacles | [20 empty] | Other Lighting Controls | [242 empty] | <a href="https://assets.lutron.com/a/documents/0301801.pdf" target="_blank">Installation Instructions</a> | [23 empty] | 2.000 DW |  |  | 2.3000 IN | [89 empty] | 1.000 EA | 1.000 EA | [35 empty] | No | [42 empty] | https://assets.lutron.com/a/documents/369964.pdf | [7 empty] | Shelf Stock | [39 empty] | 39121406 | [13 empty] | <a href="https://www.lutron.com/TechnicalDocumentLibrary/369-119_Wallbox_Warranty.pdf" target="_blank">Warranty Information</a> |  |  |  |  | 0.340 L | [14 empty] | 0 | 0 | 0 | 0 | Electrical | 2021-12-01 05:43 | 2024-07-20 11:33 | 0000-00-00 00:00:00 | 2025-11-29 02:00 | 0000-00-00 00:00:00
1 | Lutron Electronics | RRST-W2B-SW | 4460-10680 | 4460 | 10680 | Lutron Electronics | RRST-W2B-SW.jpg | 784276285926 | RA3 2B SUNNATA KEY SW | Lutron RadioRA 3 Sunnata RF 2-Button Keypad - Snow White |  | 2.25 | 4.5 |  | RRST-W2B-SW.jpg | http://grandbrass.xologic.com/vendors/4460/large/RRST-W2B-SW.jpg | [47 empty] | 0 | 0 | 0 | [6 empty] | 0 | 1 | 1 | EA | 1 | Lighting Controls | [27 empty] | Other Lighting Controls | [242 empty] | <a href="https://assets.lutron.com/a/documents/044373.pdf" target="_blank">Installation Instructions</a> | [23 empty] | 2.000 DW |  |  | 2.2500 IN | [89 empty] | 1.000 EA | 1.000 EA | [35 empty] | No | [42 empty] | https://assets.lutron.com/a/documents/3691168_ENG.pdf | [7 empty] | Shelf Stock | [39 empty] | 52161525 | [6 empty] | <a href="https://lutron.widen.net/content/4y4cm6o0wa/mp4/RadioRA-3-Processor-Video.mp4?w=2048" target="_blank">Product Video Clip</a> | [6 empty] | <a href="https://assets.lutron.com/a/documents/043561.pdf" target="_blank">Warranty Information</a> |  |  |  |  | 0.270 L | [14 empty] | 0 | 0 | 0 | 0 | Lighting Fixtures | 2021-12-01 05:44 | 2024-07-20 11:44 | 0000-00-00 00:00:00 | 2024-07-20 11:44 | 0000-00-00 00:00:00 | [6 empty] | Snow
1 | Lutron Electronics | RRST-W3RL-LA | 4460-10681 | 4460 | 10681 | Lutron Electronics | RRST-W3RL-LA.jpg | 784276285964 | RA3 3RL SUNNATA KEY LA | Lutron RadioRA 3 Sunnata RF 3-Button Keypad with Raise/Lower - Light Almond |  | 2.3 | 4.5 |  | RRST-W3RL-LA.jpg | http://grandbrass.xologic.com/vendors/4460/large/RRST-W3RL-LA.jpg | [47 empty] | 0 | 0 | 0 | [6 empty] | 0 | 1 | 1 | EA | 1 | Lighting Controls | [27 empty] | Other Lighting Controls | [242 empty] | <a href="https://assets.lutron.com/a/documents/044373.pdf" target="_blank">Installation Instructions</a> | [23 empty] | 2.000 DW |  |  | 2.3000 IN | [89 empty] | 1.000 EA | 1.000 EA | [35 empty] | No | [42 empty] | https://assets.lutron.com/a/documents/3691168_ENG.pdf | [7 empty] | Shelf Stock | [39 empty] | 52161525 | [6 empty] | <a href="https://lutron.widen.net/content/4y4cm6o0wa/mp4/RadioRA-3-Processor-Video.mp4?w=2048" target="_blank">Product Video Clip</a> | [6 empty] | <a href="https://assets.lutron.com/a/documents/043561.pdf" target="_blank">Warranty Information</a> |  |  |  |  | 0.220 L | [14 empty] | 0 | 0 | 0 | 0 | Lighting Fixtures | 2021-12-01 05:44 | 2024-07-20 11:31 | 0000-00-00 00:00:00 | 2024-07-20 11:31 | 0000-00-00 00:00:00
4 | Lutron Electronics | SC-1-SD | 4460-10682 | 4460 | 10682 | Lutron Electronics | SC-1-SD.jpg | 784276287555 | SATIN WALLPLATE SD | Claro Wallplate, Satin Finish, Single-gang in sand |  | 3.8 | 5.9 |  | SC-1-SD.jpg | http://grandbrass.xologic.com/vendors/4460/large/SC-1-SD.jpg | [47 empty] | 0 | 0 | 0 | [6 empty] | 0 | 1 | 1 | EA | 1 | Lighting Controls |  |  | Fittings and Hardware |  | Electrical Hardware And Supplies |  | Wallplates | [20 empty] | Switch Plates | [242 empty] | <a href="https://assets.lutron.com/a/documents/040440.pdf" target="_blank">Installation Instructions</a> | [23 empty] | 2.000 DW |  |  | 0.3000 IN | [89 empty] | 1.000 EA | 1.000 EA | [35 empty] | No | [42 empty] | https://assets.lutron.com/a/documents/maestrosatincolors.pdf | [7 empty] | Shelf Stock | [39 empty] | 39121704 | [13 empty] | <a href="https://www.lutron.com/TechnicalDocumentLibrary/369-119_Wallbox_Warranty.pdf" target="_blank">Warranty Information</a> |  |  |  |  | 0.100 L | [14 empty] | 0 | 0 | 0 | 0 | Electrical | 2021-12-01 05:45 | 2024-07-20 11:22 | 0000-00-00 00:00:00 | 2025-11-29 02:00 | 0000-00-00 00:00:00
4 | Lutron Electronics | SC-1-EP | 4460-10683 | 4460 | 10683 | Lutron Electronics | Ecom_SC-1-EP.jpeg | 784276287593 | SATIN WALLPLATE EP | Claro Wallplate, Satin Finish, Single-gang in espresso |  | 3.8 | 5.9 |  | Ecom_SC-1-EP.jpeg | http://grandbrass.xologic.com/vendors/4460/large/Ecom_SC-1-EP.jpeg | [47 empty] | 0 | 0 | 0 | [6 empty] | 0 | 1 | 1 | EA | 1 | Lighting Controls |  |  | Fittings and Hardware |  | Electrical Hardware And Supplies |  | Wallplates | [20 empty] | Switch Plates | [242 empty] | <a href="https://assets.lutron.com/a/documents/040440.pdf" target="_blank">Installation Instructions</a> | [23 empty] | 2.000 DW |  |  | 0.3000 IN | [89 empty] | 1.000 EA | 1.000 EA | [35 empty] | No | [42 empty] | https://assets.lutron.com/a/documents/maestrosatincolors.pdf | [7 empty] | Shelf Stock | [39 empty] | 39121704 | [13 empty] | <a href="https://www.lutron.com/TechnicalDocumentLibrary/369-119_Wallbox_Warranty.pdf" target="_blank">Warranty Information</a> |  |  |  |  | 0.100 L | [14 empty] | 0 | 0 | 0 | 0 | Electrical | 2021-12-01 05:45 | 2024-07-20 11:40 | 0000-00-00 00:00:00 | 2025-11-29 02:00 | 0000-00-00 00:00:00
4 | Lutron Electronics | SC-2-CY | 4460-10684 | 4460 | 10684 | Lutron Electronics | Ecom_SC-2-CY.jpeg | 784276287739 | SATIN WALLPLATE 2G CY | Claro Wallplate, Satin Finish, Two-gang in clay |  | 6 | 6.75 |  | Ecom_SC-2-CY.jpeg | http://grandbrass.xologic.com/vendors/4460/large/Ecom_SC-2-CY.jpeg | [47 empty] | 0 | 0 | 0 | [6 empty] | 0 | 1 | 1 | EA | 1 | Lighting Controls |  |  | Fittings and Hardware |  | Electrical Hardware And Supplies |  | Wallplates | [20 empty] | Switch Plates | [242 empty] | <a href="https://assets.lutron.com/a/documents/040440.pdf" target="_blank">Installation Instructions</a> | [23 empty] | 2.000 DW |  |  | 0.6000 IN | [89 empty] | 1.000 EA | 1.000 EA | [35 empty] | No | [42 empty] | https://assets.lutron.com/a/documents/maestrosatincolors.pdf | [7 empty] | Shelf Stock | [39 empty] | 39121704 | [13 empty] | <a href="https://www.lutron.com/TechnicalDocumentLibrary/369-119_Wallbox_Warranty.pdf" target="_blank">Warranty Information</a> |  |  |  |  | 0.150 L | [14 empty] | 0 | 0 | 0 | 0 | Electrical | 2021-12-01 05:45 | 2024-07-20 11:31 | 0000-00-00 00:00:00 | 2025-11-29 02:00 | 0000-00-00 00:00:00
4 | Lutron Electronics | SC-3-GL | 4460-10685 | 4460 | 10685 | Lutron Electronics | Ecom_SC-3-GL.jpeg | 784276287807 | SATIN WALLPLATE 3G GL | Claro Wallplate, Satin Finish, Three-gang in glacier white |  | 5.75 | 0.3 |  | Ecom_SC-3-GL.jpeg | http://grandbrass.xologic.com/vendors/4460/large/Ecom_SC-3-GL.jpeg | [47 empty] | 0 | 0 | 0 | [6 empty] | 0 | 1 | 1 | EA | 1 | Lighting Controls |  |  | Fittings and Hardware |  | Electrical Hardware And Supplies |  | Wallplates | [20 empty] | Switch Plates | [242 empty] | <a href="https://assets.lutron.com/a/documents/040440.pdf" target="_blank">Installation Instructions</a> | [23 empty] | 2.000 DW |  |  | 8.2500 IN | [89 empty] | 1.000 EA | 1.000 EA | [35 empty] | No | [42 empty] | https://assets.lutron.com/a/documents/maestrosatincolors.pdf | [7 empty] | Shelf Stock | [39 empty] | 39121704 | [13 empty] | <a href="https://www.lutron.com/TechnicalDocumentLibrary/369-119_Wallbox_Warranty.pdf" target="_blank">Warranty Information</a> |  |  |  |  | 0.250 L | [14 empty] | 0 | 0 | 0 | 0 | Electrical | 2021-12-01 05:45 | 2024-07-20 11:31 | 0000-00-00 00:00:00 | 2025-11-29 02:00 | 0000-00-00 00:00:00
4 | Lutron Electronics | SC-3-PB | 4460-10686 | 4460 | 10686 | Lutron Electronics | Ecom_SC-3-PB.jpeg | 784276287845 | SATIN WALLPLATE 3G PB | Claro Wallplate, Satin Finish, Three-gang in pebble |  | 5.75 | 0.3 |  | Ecom_SC-3-PB.jpeg | http://grandbrass.xologic.com/vendors/4460/large/Ecom_SC-3-PB.jpeg | [47 empty] | 0 | 0 | 0 | [6 empty] | 0 | 1 | 1 | EA | 1 | Lighting Controls |  |  | Fittings and Hardware |  | Electrical Hardware And Supplies |  | Wallplates | [20 empty] | Switch Plates | [242 empty] | <a href="https://assets.lutron.com/a/documents/040440.pdf" target="_blank">Installation Instructions</a> | [23 empty] | 2.000 DW |  |  | 8.2500 IN | [89 empty] | 1.000 EA | 1.000 EA | [35 empty] | No | [42 empty] | https://assets.lutron.com/a/documents/maestrosatincolors.pdf | [7 empty] | Shelf Stock | [39 empty] | 39121704 | [13 empty] | <a href="https://www.lutron.com/TechnicalDocumentLibrary/369-119_Wallbox_Warranty.pdf" target="_blank">Warranty Information</a> |  |  |  |  | 0.250 L | [14 empty] | 0 | 0 | 0 | 0 | Electrical | 2021-12-01 05:45 | 2024-07-20 11:31 | 0000-00-00 00:00:00 | 2025-11-29 02:00 | 0000-00-00 00:00:00
4 | Lutron Electronics | SC-4-LG | 4460-10687 | 4460 | 10687 | Lutron Electronics | Ecom_SC-4-LG.jpeg | 784276287982 | SATIN WALLPLATE 4G LG | Claro Wallplate, Satin Finish, Four-gang in lunar gray |  | 1 | 1 |  | Ecom_SC-4-LG.jpeg | http://grandbrass.xologic.com/vendors/4460/large/Ecom_SC-4-LG.jpeg | [47 empty] | 0 | 0 | 0 | [6 empty] | 0 | 1 | 1 | EA | 1 | Lighting Controls |  |  | Fittings and Hardware |  | Electrical Hardware And Supplies |  | Wallplates | [20 empty] | Switch Plates | [242 empty] | <a href="https://assets.lutron.com/a/documents/040440.pdf" target="_blank">Installation Instructions</a> | [23 empty] | 2.000 DW |  |  | 1.0000 IN | [89 empty] | 1.000 EA | 1.000 EA | [35 empty] | No | [42 empty] | https://assets.lutron.com/a/documents/maestrosatincolors.pdf | [7 empty] | Shelf Stock | [39 empty] | 39121704 | [13 empty] | <a href="https://www.lutron.com/TechnicalDocumentLibrary/369-119_Wallbox_Warranty.pdf" target="_blank">Warranty Information</a> |  |  |  |  | 1.000 L | [14 empty] | 0 | 0 | 0 | 0 | Electrical | 2021-12-01 05:45 | 2024-07-20 11:30 | 0000-00-00 00:00:00 | 2025-11-29 02:00 | 0000-00-00 00:00:00
4 | Lutron Electronics | SC-5-EP | 4460-10688 | 4460 | 10688 | Lutron Electronics | Ecom_SC-5-EP.jpeg | 784276288231 | SATIN WALLPLATE 5G EP | Claro Wallplate, Satin Finish, Five-gang in espresso |  | 1 | 1 |  | Ecom_SC-5-EP.jpeg | http://grandbrass.xologic.com/vendors/4460/large/Ecom_SC-5-EP.jpeg | [47 empty] | 0 | 0 | 0 | [6 empty] | 0 | 1 | 1 | EA | 1 | Lighting Controls |  |  | Fittings and Hardware |  | Electrical Hardware And Supplies |  | Wallplates | [20 empty] | Switch Plates | [242 empty] | <a href="https://assets.lutron.com/a/documents/040440.pdf" target="_blank">Installation Instructions</a> | [23 empty] | 2.000 DW |  |  | 1.0000 IN | [89 empty] | 1.000 EA | 1.000 EA | [35 empty] | No | [42 empty] | https://assets.lutron.com/a/documents/maestrosatincolors.pdf | [7 empty] | Shelf Stock | [39 empty] | 39121704 | [13 empty] | <a href="https://www.lutron.com/TechnicalDocumentLibrary/369-119_Wallbox_Warranty.pdf" target="_blank">Warranty Information</a> |  |  |  |  | 0.350 L | [14 empty] | 0 | 0 | 0 | 0 | Electrical | 2021-12-01 05:45 | 2024-07-20 11:30 | 0000-00-00 00:00:00 | 2025-11-29 02:00 | 0000-00-00 00:00:00
4 | Lutron Electronics | SC-6-PM | 4460-10689 | 4460 | 10689 | Lutron Electronics | Ecom_SC-6-PM.jpeg | 784276288415 | SATIN WALLPLATE 6G PM | Claro Wallplate, Satin Finish, Six-gang in pumice |  | 1 | 1 |  | Ecom_SC-6-PM.jpeg | http://grandbrass.xologic.com/vendors/4460/large/Ecom_SC-6-PM.jpeg | [47 empty] | 0 | 0 | 0 | [6 empty] | 0 | 1 | 1 | EA | 1 | Lighting Controls |  |  | Fittings and Hardware |  | Electrical Hardware And Supplies |  | Wallplates | [20 empty] | Switch Plates | [242 empty] | <a href="https://assets.lutron.com/a/documents/040440.pdf" target="_blank">Installation Instructions</a> | [23 empty] | 2.000 DW |  |  | 1.0000 IN | [89 empty] | 1.000 EA | 1.000 EA | [35 empty] | No | [42 empty] | https://assets.lutron.com/a/documents/maestrosatincolors.pdf | [7 empty] | Shelf Stock | [39 empty] | 39121704 | [13 empty] | <a href="https://www.lutron.com/TechnicalDocumentLibrary/369-119_Wallbox_Warranty.pdf" target="_blank">Warranty Information</a> |  |  |  |  | 1.000 L | [14 empty] | 0 | 0 | 0 | 0 | Electrical | 2021-12-01 05:45 | 2024-07-20 11:30 | 0000-00-00 00:00:00 | 2025-11-29 02:00 | 0000-00-00 00:00:00
1 | Lutron Electronics | SC-1PS-SD | 4460-10690 | 4460 | 10690 | Lutron Electronics | Ecom_SC-1PS-SD_NoWallPlate.jpeg | 784276288484 | SATIN 15A SW SD | Lutron Claro 15 Amp, Single-Pole On/Off Rocker Switch, Sand |  | 2.3 | 4.5 |  | Ecom_SC-1PS-SD_NoWallPlate.jpeg | http://grandbrass.xologic.com/vendors/4460/large/Ecom_SC-1PS-SD_NoWallPlate.jpeg | [47 empty] | 0 | 0 | 0 | [6 empty] | 0 | 1 | 1 | EA | 1 | Lighting Controls | [27 empty] | Lightswitches | [242 empty] | <a href="https://assets.lutron.com/a/documents/030704g.pdf" target="_blank">Installation Instructions</a> | [23 empty] | 2.000 DW |  |  | 2.3000 IN | [89 empty] | 1.000 EA | 1.000 EA | [35 empty] | No | [42 empty] | https://assets.lutron.com/a/documents/maestrosatincolors.pdf | [7 empty] | Shelf Stock | [39 empty] | 39122226 | [13 empty] | <a href="https://www.lutron.com/TechnicalDocumentLibrary/369-119_Wallbox_Warranty.pdf" target="_blank">Warranty Information</a> |  |  |  |  | 0.200 L | [14 empty] | 0 | 0 | 0 | 0 | Lighting Fixtures | 2021-12-01 05:45 | 2024-07-20 11:37 | 0000-00-00 00:00:00 | 2024-07-20 11:37 | 0000-00-00 00:00:00
1 | Lutron Electronics | SC-3PS-SL | 4460-10691 | 4460 | 10691 | Lutron Electronics | Ecom_SC-3PS-SL_NoWallPlate.jpeg | 784276288668 | SATIN 15A SW 3WAY SL | Lutron Claro 15 Amp, 3-Way On/Off Rocker Switch, Slate |  | 2.3 | 4.5 |  | Ecom_SC-3PS-SL_NoWallPlate.jpeg | http://grandbrass.xologic.com/vendors/4460/large/Ecom_SC-3PS-SL_NoWallPlate.jpeg | [47 empty] | 0 | 0 | 0 | [6 empty] | 0 | 1 | 1 | EA | 1 | Lighting Controls | [27 empty] | Lightswitches | [242 empty] | <a href="https://assets.lutron.com/a/documents/0301637.pdf" target="_blank">Installation Instructions</a> | [23 empty] | 2.000 DW |  |  | 2.3000 IN | [89 empty] | 1.000 EA | 1.000 EA | [35 empty] | No | [42 empty] | https://assets.lutron.com/a/documents/maestrosatincolors.pdf | [7 empty] | Shelf Stock | [39 empty] | 39122226 | [13 empty] | <a href="https://www.lutron.com/TechnicalDocumentLibrary/369-119_Wallbox_Warranty.pdf" target="_blank">Warranty Information</a> |  |  |  |  | 0.300 L | [14 empty] | 0 | 0 | 0 | 0 | Lighting Fixtures | 2021-12-01 05:45 | 2024-07-20 11:37 | 0000-00-00 00:00:00 | 2024-07-20 11:37 | 0000-00-00 00:00:00
1 | Lutron Electronics | SC-BI-BW | 4460-10692 | 4460 | 10692 | Lutron Electronics | SC-BI-BW.jpg | 784276288910 | CLARO BLANK BW | Claro Satin Finish, Blank insert in brilliant white |  | 2.3 | 4.5 |  | SC-BI-BW.jpg | http://grandbrass.xologic.com/vendors/4460/large/SC-BI-BW.jpg | [47 empty] | 0 | 0 | 0 | [6 empty] | 0 | 1 | 1 | EA | 1 | Specialty Items | [27 empty] | Lighting Accessories | [242 empty] | <a href="https://assets.lutron.com/a/documents/040440.pdf" target="_blank">Installation Instructions</a> | [23 empty] | 2.000 DW |  |  | 2.3000 IN | [89 empty] | 1.000 EA | 1.000 EA | [35 empty] | No | [42 empty] | https://assets.lutron.com/a/documents/maestrosatincolors.pdf | [7 empty] | Shelf Stock | [39 empty] | 39122221 | [13 empty] | <a href="https://www.lutron.com/TechnicalDocumentLibrary/369-119_Wallbox_Warranty.pdf" target="_blank">Warranty Information</a> |  |  |  |  | 0.060 L | [14 empty] | 0 | 0 | 0 | 0 | Lighting Fixtures | 2021-12-01 05:45 | 2024-07-20 11:31 | 0000-00-00 00:00:00 | 2024-07-20 11:31 | 0000-00-00 00:00:00 | [6 empty] | Biscuit
1 | Lutron Electronics | DVSCCL-153P-RW | 4460-10693 | 4460 | 10693 | Lutron Electronics | Ecom_DVSCCL-153P-RW_NoWallPlate.jpeg | 784276289092 | DIVA 150W DIM RW | Diva LED+ Dimmer - Satin Finish, LED, Incandescent/Halogen, 3-way/single-pole, 150W LED or 600W inc/hal, architectural white |  | 2.3 | 4.5 |  | Ecom_DVSCCL-153P-RW_NoWallPlate.jpeg | http://grandbrass.xologic.com/vendors/4460/large/Ecom_DVSCCL-153P-RW_NoWallPlate.jpeg | [47 empty] | 0 | 0 | 0 | [6 empty] | 0 | 1 | 1 | EA | 1 | Lighting Controls | [27 empty] | Dimmers | [242 empty] | <a href="https://www.lutron.com/TechnicalDocumentLibrary/0301882.pdf" target="_blank">Installation Instructions</a> | [23 empty] | 2.000 DW |  |  | 2.3000 IN | [89 empty] | 1.000 EA | 1.000 EA | [35 empty] | No | [42 empty] | https://assets.lutron.com/a/documents/DivaSatinColors.pdf | [7 empty] | Shelf Stock | [39 empty] | 39122206 | [13 empty] | <a href="https://www.lutron.com/TechnicalDocumentLibrary/369-119_Wallbox_Warranty.pdf" target="_blank">Warranty Information</a> |  |  |  |  | 0.250 L | [14 empty] | 0 | 0 | 0 | 0 | Lighting Fixtures | 2021-12-01 05:45 | 2024-07-20 11:38 | 0000-00-00 00:00:00 | 2024-07-20 11:38 | 0000-00-00 00:00:00
1 | Lutron Electronics | DVSCCL-153P-PM | 4460-10694 | 4460 | 10694 | Lutron Electronics | Ecom_DVSCCL-153P-PM_NoWallPlate.jpeg | 784276289160 | DIVA 150W DIM PM | Diva LED+ Dimmer - Satin Finish, LED, Incandescent/Halogen, 3-way/single-pole, 150W LED or 600W inc/hal, pumice |  | 2.3 | 4.5 |  | Ecom_DVSCCL-153P-PM_NoWallPlate.jpeg | http://grandbrass.xologic.com/vendors/4460/large/Ecom_DVSCCL-153P-PM_NoWallPlate.jpeg | [47 empty] | 0 | 0 | 0 | [6 empty] | 0 | 1 | 1 | EA | 1 | Lighting Controls | [27 empty] | Dimmers | [242 empty] | <a href="https://www.lutron.com/TechnicalDocumentLibrary/0301882.pdf" target="_blank">Installation Instructions</a> | [23 empty] | 2.000 DW |  |  | 2.3000 IN | [89 empty] | 1.000 EA | 1.000 EA | [35 empty] | No | [42 empty] | https://assets.lutron.com/a/documents/DivaSatinColors.pdf | [7 empty] | Shelf Stock | [39 empty] | 39122206 | [13 empty] | <a href="https://www.lutron.com/TechnicalDocumentLibrary/369-119_Wallbox_Warranty.pdf" target="_blank">Warranty Information</a> |  |  |  |  | 0.250 L | [14 empty] | 0 | 0 | 0 | 0 | Lighting Fixtures | 2021-12-01 05:45 | 2024-07-20 11:32 | 0000-00-00 00:00:00 | 2024-07-20 11:32 | 0000-00-00 00:00:00
1 | Lutron Electronics | DVSCCL-253P-SA | 4460-10695 | 4460 | 10695 | Lutron Electronics | Ecom_DVSCCL-253P-SA_WithWallPlate.jpeg?w=1500 | 784276289344 | DIVA 250W DIM SA | Diva satin dimmer for 250W CFL/LED, 600W inc/hal, or Lutron Hi-Lume A-Series LTE LED Driver in sage |  | 2.3 | 4.5 | [50 empty] | 0 | 0 | 0 | [6 empty] | 0 | 1 | 1 | EA | 1 | Lighting Controls | [27 empty] | Dimmers | [242 empty] | <a href="https://www.lutron.com/TechnicalDocumentLibrary/0301882.pdf" target="_blank">Installation Instructions</a> | [23 empty] | 2.000 DW |  |  | 2.3000 IN | [89 empty] | 1.000 EA | 1.000 EA | [35 empty] | No | [42 empty] | https://assets.lutron.com/a/documents/DivaSatinColors.pdf | [7 empty] | Shelf Stock | [39 empty] | 39122206 | [6 empty] | <a href="https://lutron.widen.net/content/stbdslloil/MP4/LED+-Dimmer-with-Wire-Leads-Installation_English.MP4?w=2048" target="_blank">Product Video Clip</a> | [6 empty] | <a href="https://www.lutron.com/TechnicalDocumentLibrary/369-119_Wallbox_Warranty.pdf" target="_blank">Warranty Information</a> |  |  |  |  | 0.260 L | [14 empty] | 0 | 0 | 0 | 0 | Lighting Fixtures | 2021-12-01 05:45 | 2024-07-20 11:40 | 0000-00-00 00:00:00 | 2024-07-20 11:40 | 0000-00-00 00:00:00
1 | Lutron Electronics | DVSCSTV-MI | 4460-10696 | 4460 | 10696 | Lutron Electronics | DVSCSTV-MI.jpg | 784276291040 | DIVA DV 8A MI | Diva Dimmer - Satin Finish, Fluorescent or LED Dimming with 0-10V Ballasts and Drivers, Single-pole/3-way, 120-277V/50mA/8A in mist |  | 2.3 | 4.5 |  | DVSCSTV-MI.jpg | http://grandbrass.xologic.com/vendors/4460/large/DVSCSTV-MI.jpg | [47 empty] | 0 | 0 | 0 | [6 empty] | 0 | 1 | 1 | EA | 1 | Lighting Controls | [27 empty] | Dimmers | [242 empty] | <a href="https://www.lutron.com/TechnicalDocumentLibrary/0301973.pdf" target="_blank">Installation Instructions</a> | [23 empty] | 2.000 DW |  |  | 2.3000 IN | [89 empty] | 1.000 EA | 1.000 EA | [35 empty] | No | [42 empty] | https://www.lutron.com/TechnicalDocumentLibrary/369147.pdf | [7 empty] | Shelf Stock | [39 empty] | 39122206 | [13 empty] | <a href="https://www.lutron.com/TechnicalDocumentLibrary/369-119_Wallbox_Warranty.pdf" target="_blank">Warranty Information</a> |  |  |  |  | 0.260 L | [14 empty] | 0 | 0 | 0 | 0 | Lighting Fixtures | 2021-12-01 05:45 | 2024-07-20 11:38 | 0000-00-00 00:00:00 | 2024-07-20 11:38 | 0000-00-00 00:00:00
1 | Lutron Electronics | DVSCTV-RW | 4460-10697 | 4460 | 10697 | Lutron Electronics | DVSCTV-RW.jpg | 784276291187 | DIVA 24VDC DIM RW | Diva Dimmer - Satin Finish, Fluorescent or LED Dimming with 0-10V Ballasts and Drivers, Single-pole, 120V/30mA/16A in architectural white |  | 2.3 | 4.5 |  | DVSCTV-RW.jpg | http://grandbrass.xologic.com/vendors/4460/large/DVSCTV-RW.jpg | [47 empty] | 0 | 0 | 0 | [6 empty] | 0 | 1 | 1 | EA | 1 | Lighting Controls | [27 empty] | Dimmers | [242 empty] | <a href="https://www.lutron.com/TechnicalDocumentLibrary/0301972.pdf" target="_blank">Installation Instructions</a> | [23 empty] | 2.000 DW |  |  | 2.3000 IN | [89 empty] | 1.000 EA | 1.000 EA | [35 empty] | No | [42 empty] | https://www.lutron.com/TechnicalDocumentLibrary/369147_SPA.pdf | [7 empty] | Shelf Stock | [39 empty] | 39122206 | [13 empty] | <a href="https://www.lutron.com/TechnicalDocumentLibrary/369-119_Wallbox_Warranty.pdf" target="_blank">Warranty Information</a> |  |  |  |  | 0.200 L | [14 empty] | 0 | 0 | 0 | 0 | Lighting Fixtures | 2021-12-01 05:45 | 2024-07-20 11:41 | 0000-00-00 00:00:00 | 2024-07-20 11:41 | 0000-00-00 00:00:00
1 | Lutron Electronics | DVSCTV-TF | 4460-10698 | 4460 | 10698 | Lutron Electronics | DVSCTV-TF.jpg | 784276291293 | DIVA 24VDC DIM TF | Diva Dimmer - Satin Finish, Fluorescent or LED Dimming with 0-10V Ballasts and Drivers, Single-pole, 120V/30mA/16A in truffle |  | 2.3 | 4.5 |  | DVSCTV-TF.jpg | http://grandbrass.xologic.com/vendors/4460/large/DVSCTV-TF.jpg | [47 empty] | 0 | 0 | 0 | [6 empty] | 0 | 1 | 1 | EA | 1 | Lighting Controls | [27 empty] | Dimmers | [242 empty] | <a href="https://www.lutron.com/TechnicalDocumentLibrary/0301972.pdf" target="_blank">Installation Instructions</a> | [23 empty] | 2.000 DW |  |  | 2.3000 IN | [89 empty] | 1.000 EA | 1.000 EA | [35 empty] | No | [42 empty] | https://www.lutron.com/TechnicalDocumentLibrary/369147_SPA.pdf | [7 empty] | Shelf Stock | [39 empty] | 39122206 | [13 empty] | <a href="https://www.lutron.com/TechnicalDocumentLibrary/369-119_Wallbox_Warranty.pdf" target="_blank">Warranty Information</a> |  |  |  |  | 0.200 L | [14 empty] | 0 | 0 | 0 | 0 | Lighting Fixtures | 2021-12-01 05:45 | 2024-07-20 11:38 | 0000-00-00 00:00:00 | 2024-07-20 11:38 | 0000-00-00 00:00:00
1 | Lutron Electronics | DVSCELV-300P-SA | 4460-10699 | 4460 | 10699 | Lutron Electronics | DVSCELV-300P-SA.jpg | 784276291439 | DIVA 300W DIM SA | Diva Dimmer - Satin Finish, Electronic Low-Voltage, Single-pole, 120V/300W in sage |  | 2.3 | 4.5 |  | DVSCELV-300P-SA.jpg | http://grandbrass.xologic.com/vendors/4460/large/DVSCELV-300P-SA.jpg | [47 empty] | 0 | 0 | 0 | [6 empty] | 0 | 1 | 1 | EA | 1 | Lighting Controls | [27 empty] | Dimmers | [242 empty] | <a href="https://www.lutron.com/TechnicalDocumentLibrary/0301295.pdf" target="_blank">Installation Instructions</a> | [23 empty] | 2.000 DW |  |  | 2.3000 IN | [89 empty] | 1.000 EA | 1.000 EA | [35 empty] | No | [42 empty] | https://assets.lutron.com/a/documents/DivaSatinColors.pdf | [7 empty] | Shelf Stock | [39 empty] | 39122206 | [13 empty] | <a href="https://www.lutron.com/TechnicalDocumentLibrary/369-119_Wallbox_Warranty.pdf" target="_blank">Warranty Information</a> |  |  |  |  | 0.250 L | [14 empty] | 0 | 0 | 0 | 0 | Lighting Fixtures | 2021-12-01 05:45 | 2024-07-20 11:44 | 0000-00-00 00:00:00 | 2024-07-20 11:44 | 0000-00-00 00:00:00
1 | Lutron Electronics | DVSCF-103P-MI | 4460-10700 | 4460 | 10700 | Lutron Electronics | DVSCF-103P-MI.jpg | 784276291682 | DIVA 8A FLO DIM MI | Diva Dimmer - Satin Finish, Fluorescent or LED Dimming with 3-Wire Ballasts and Drivers, 3-way/single-pole, 120V/8A in mist |  | 2.3 | 4.5 |  | DVSCF-103P-MI.jpg | http://grandbrass.xologic.com/vendors/4460/large/DVSCF-103P-MI.jpg | [47 empty] | 0 | 0 | 0 | [6 empty] | 0 | 1 | 1 | EA | 1 | Lighting Controls | [27 empty] | Dimmers | [242 empty] | <a href="https://www.lutron.com/TechnicalDocumentLibrary/03115901D.pdf" target="_blank">Installation Instructions</a> | [23 empty] | 2.000 DW |  |  | 2.3000 IN | [89 empty] | 1.000 EA | 1.000 EA | [35 empty] | No | [42 empty] | https://assets.lutron.com/a/documents/DivaSatinColors.pdf | [7 empty] | Shelf Stock | [39 empty] | 39122206 | [13 empty] | <a href="https://www.lutron.com/TechnicalDocumentLibrary/369-119_Wallbox_Warranty.pdf" target="_blank">Warranty Information</a> |  |  |  |  | 0.320 L | [14 empty] | 0 | 0 | 0 | 0 | Lighting Fixtures | 2021-12-01 05:45 | 2024-07-20 11:30 | 0000-00-00 00:00:00 | 2024-07-20 11:30 | 0000-00-00 00:00:00
4 | Lutron Electronics | SC-1-PB | 4460-10701 | 4460 | 10701 | Lutron Electronics | Ecom_SC-1-PB.jpeg | 784276287524 | SATIN WALLPLATE PB | Claro Wallplate, Satin Finish, Single-gang in pebble |  | 3.8 | 5.9 |  | Ecom_SC-1-PB.jpeg | http://grandbrass.xologic.com/vendors/4460/large/Ecom_SC-1-PB.jpeg | [47 empty] | 0 | 0 | 0 | [6 empty] | 0 | 1 | 1 | EA | 1 | Lighting Controls |  |  | Fittings and Hardware |  | Electrical Hardware And Supplies |  | Wallplates | [20 empty] | Switch Plates | [242 empty] | <a href="https://assets.lutron.com/a/documents/040440.pdf" target="_blank">Installation Instructions</a> | [23 empty] | 2.000 DW |  |  | 0.3000 IN | [89 empty] | 1.000 EA | 1.000 EA | [35 empty] | No | [42 empty] | https://assets.lutron.com/a/documents/maestrosatincolors.pdf | [7 empty] | Shelf Stock | [39 empty] | 39121704 | [13 empty] | <a href="https://www.lutron.com/TechnicalDocumentLibrary/369-119_Wallbox_Warranty.pdf" target="_blank">Warranty Information</a> |  |  |  |  | 0.100 L | [14 empty] | 0 | 0 | 0 | 0 | Electrical | 2021-12-01 05:45 | 2024-07-20 11:40 | 0000-00-00 00:00:00 | 2025-11-29 02:00 | 0000-00-00 00:00:00
4 | Lutron Electronics | SC-1-SL | 4460-10702 | 4460 | 10702 | Lutron Electronics | Ecom_SC-1-SL.jpeg | 784276287548 | SATIN WALLPLATE SL | Claro Wallplate, Satin Finish, Single-gang in slate |  | 3.9 | 0.6 |  | Ecom_SC-1-SL.jpeg | http://grandbrass.xologic.com/vendors/4460/large/Ecom_SC-1-SL.jpeg | [47 empty] | 0 | 0 | 0 | [6 empty] | 0 | 1 | 1 | EA | 1 | Lighting Controls |  |  | Fittings and Hardware |  | Electrical Hardware And Supplies |  | Wallplates | [20 empty] | Switch Plates | [242 empty] | <a href="https://assets.lutron.com/a/documents/040440.pdf" target="_blank">Installation Instructions</a> | [23 empty] | 2.000 DW |  |  | 5.9000 IN | [89 empty] | 1.000 EA | 1.000 EA | [35 empty] | No | [42 empty] | https://assets.lutron.com/a/documents/maestrosatincolors.pdf | [7 empty] | Shelf Stock | [39 empty] | 39121704 | [13 empty] | <a href="https://www.lutron.com/TechnicalDocumentLibrary/369-119_Wallbox_Warranty.pdf" target="_blank">Warranty Information</a> |  |  |  |  | 0.100 L | [14 empty] | 0 | 0 | 0 | 0 | Electrical | 2021-12-01 05:45 | 2024-07-20 11:31 | 0000-00-00 00:00:00 | 2025-11-29 02:00 | 0000-00-00 00:00:00
4 | Lutron Electronics | SC-2-CS | 4460-10703 | 4460 | 10703 | Lutron Electronics | Ecom_SC-2-CS.jpeg | 784276287692 | SATIN WALLPLATE 2G CS | Claro Wallplate, Satin Finish, Two-gang in cobblestone |  | 5.9 | 6.5 |  | Ecom_SC-2-CS.jpeg | http://grandbrass.xologic.com/vendors/4460/large/Ecom_SC-2-CS.jpeg | [47 empty] | 0 | 0 | 0 | [6 empty] | 0 | 1 | 1 | EA | 1 | Lighting Controls |  |  | Fittings and Hardware |  | Electrical Hardware And Supplies |  | Wallplates | [20 empty] | Switch Plates | [242 empty] | <a href="https://assets.lutron.com/a/documents/040440.pdf" target="_blank">Installation Instructions</a> | [23 empty] | 2.000 DW |  |  | 0.3000 IN | [89 empty] | 1.000 EA | 1.000 EA | [35 empty] | No | [42 empty] | https://assets.lutron.com/a/documents/maestrosatincolors.pdf | [7 empty] | Shelf Stock | [39 empty] | 39121704 | [13 empty] | <a href="https://www.lutron.com/TechnicalDocumentLibrary/369-119_Wallbox_Warranty.pdf" target="_blank">Warranty Information</a> |  |  |  |  | 0.150 L | [14 empty] | 0 | 0 | 0 | 0 | Electrical | 2021-12-01 05:45 | 2024-07-20 11:36 | 0000-00-00 00:00:00 | 2025-11-29 02:00 | 0000-00-00 00:00:00
4 | Lutron Electronics | SC-3-PM | 4460-10704 | 4460 | 10704 | Lutron Electronics | Ecom_SC-3-PM.jpeg | 784276287883 | SATIN WALLPLATE 3G PM | Claro Wallplate, Satin Finish, Three-gang in pumice |  | 5.75 | 0.3 |  | Ecom_SC-3-PM.jpeg | http://grandbrass.xologic.com/vendors/4460/large/Ecom_SC-3-PM.jpeg | [47 empty] | 0 | 0 | 0 | [6 empty] | 0 | 1 | 1 | EA | 1 | Lighting Controls |  |  | Fittings and Hardware |  | Electrical Hardware And Supplies |  | Wallplates | [20 empty] | Switch Plates | [242 empty] | <a href="https://assets.lutron.com/a/documents/040440.pdf" target="_blank">Installation Instructions</a> | [23 empty] | 2.000 DW |  |  | 8.2500 IN | [89 empty] | 1.000 EA | 1.000 EA | [35 empty] | No | [42 empty] | https://assets.lutron.com/a/documents/maestrosatincolors.pdf | [7 empty] | Shelf Stock | [39 empty] | 39121704 | [13 empty] | <a href="https://www.lutron.com/TechnicalDocumentLibrary/369-119_Wallbox_Warranty.pdf" target="_blank">Warranty Information</a> |  |  |  |  | 0.250 L | [14 empty] | 0 | 0 | 0 | 0 | Electrical | 2021-12-01 05:45 | 2024-07-20 11:35 | 0000-00-00 00:00:00 | 2025-11-29 02:00 | 0000-00-00 00:00:00
4 | Lutron Electronics | SC-4-SD | 4460-10705 | 4460 | 10705 | Lutron Electronics | Ecom_SC-4-SD.jpeg | 784276288033 | SATIN WALLPLATE 4G SD | Claro Wallplate, Satin Finish, Four-gang in sand |  | 6.3 | 1.5 |  | Ecom_SC-4-SD.jpeg | http://grandbrass.xologic.com/vendors/4460/large/Ecom_SC-4-SD.jpeg | [47 empty] | 0 | 0 | 0 | [6 empty] | 0 | 1 | 1 | EA | 1 | Lighting Controls |  |  | Fittings and Hardware |  | Electrical Hardware And Supplies |  | Wallplates | [20 empty] | Switch Plates | [242 empty] | <a href="https://assets.lutron.com/a/documents/040440.pdf" target="_blank">Installation Instructions</a> | [23 empty] | 2.000 DW |  |  | 8.9000 IN | [89 empty] | 1.000 EA | 1.000 EA | [35 empty] | No | [42 empty] | https://assets.lutron.com/a/documents/maestrosatincolors.pdf | [7 empty] | Shelf Stock | [39 empty] | 39121704 | [13 empty] | <a href="https://www.lutron.com/TechnicalDocumentLibrary/369-119_Wallbox_Warranty.pdf" target="_blank">Warranty Information</a> |  |  |  |  | 0.350 L | [14 empty] | 0 | 0 | 0 | 0 | Electrical | 2021-12-01 05:45 | 2024-07-20 11:33 | 0000-00-00 00:00:00 | 2025-11-29 02:00 | 0000-00-00 00:00:00
4 | Lutron Electronics | SC-4-CY | 4460-10706 | 4460 | 10706 | Lutron Electronics | Ecom_SC-4-CY.jpeg | 784276288057 | SATIN WALLPLATE 4G CY | Claro Wallplate, Satin Finish, Four-gang in clay |  | 6.3 | 1.5 |  | Ecom_SC-4-CY.jpeg | http://grandbrass.xologic.com/vendors/4460/large/Ecom_SC-4-CY.jpeg | [47 empty] | 0 | 0 | 0 | [6 empty] | 0 | 1 | 1 | EA | 1 | Lighting Controls |  |  | Fittings and Hardware |  | Electrical Hardware And Supplies |  | Wallplates | [20 empty] | Switch Plates | [242 empty] | <a href="https://assets.lutron.com/a/documents/040440.pdf" target="_blank">Installation Instructions</a> | [23 empty] | 2.000 DW |  |  | 8.7000 IN | [89 empty] | 1.000 EA | 1.000 EA | [35 empty] | No | [42 empty] | https://assets.lutron.com/a/documents/maestrosatincolors.pdf | [7 empty] | Shelf Stock | [39 empty] | 39121704 | [13 empty] | <a href="https://www.lutron.com/TechnicalDocumentLibrary/369-119_Wallbox_Warranty.pdf" target="_blank">Warranty Information</a> |  |  |  |  | 0.350 L | [14 empty] | 0 | 0 | 0 | 0 | Electrical | 2021-12-01 05:45 | 2024-07-20 11:44 | 0000-00-00 00:00:00 | 2025-11-29 02:00 | 0000-00-00 00:00:00
4 | Lutron Electronics | SC-5-SL | 4460-10707 | 4460 | 10707 | Lutron Electronics | Ecom_SC-5-SL.jpeg | 784276288187 | SATIN WALLPLATE 5G SL | Claro Wallplate, Satin Finish, Five-gang in slate |  | 6.5 | 12.5 |  | Ecom_SC-5-SL.jpeg | http://grandbrass.xologic.com/vendors/4460/large/Ecom_SC-5-SL.jpeg | [47 empty] | 0 | 0 | 0 | [6 empty] | 0 | 1 | 1 | EA | 1 | Lighting Controls |  |  | Fittings and Hardware |  | Electrical Hardware And Supplies |  | Wallplates | [20 empty] | Switch Plates | [242 empty] | <a href="https://assets.lutron.com/a/documents/040440.pdf" target="_blank">Installation Instructions</a> | [23 empty] | 2.000 DW |  |  | 1.2000 IN | [89 empty] | 1.000 EA | 1.000 EA | [35 empty] | No | [42 empty] | https://assets.lutron.com/a/documents/maestrosatincolors.pdf | [7 empty] | Shelf Stock | [39 empty] | 39121704 | [13 empty] | <a href="https://www.lutron.com/TechnicalDocumentLibrary/369-119_Wallbox_Warranty.pdf" target="_blank">Warranty Information</a> |  |  |  |  | 0.350 L | [14 empty] | 0 | 0 | 0 | 0 | Electrical | 2021-12-01 05:45 | 2024-07-20 11:35 | 0000-00-00 00:00:00 | 2025-11-29 02:00 | 0000-00-00 00:00:00
1 | Lutron Electronics | SC-1PS-CY | 4460-10708 | 4460 | 10708 | Lutron Electronics | Ecom_SC-1PS-CY_NoWallPlate.jpeg | 784276288521 | SATIN 15A SW CY | Lutron Claro 15 Amp, Single-Pole On/Off Rocker Switch, Clay |  | 2.4 | 4.6 |  | Ecom_SC-1PS-CY_NoWallPlate.jpeg | http://grandbrass.xologic.com/vendors/4460/large/Ecom_SC-1PS-CY_NoWallPlate.jpeg | [47 empty] | 0 | 0 | 0 | [6 empty] | 0 | 1 | 1 | EA | 1 | Lighting Controls | [27 empty] | Lightswitches | [242 empty] | <a href="https://assets.lutron.com/a/documents/030704g.pdf" target="_blank">Installation Instructions</a> | [23 empty] | 2.000 DW |  |  | 2.4000 IN | [89 empty] | 1.000 EA | 1.000 EA | [35 empty] | No | [42 empty] | https://assets.lutron.com/a/documents/maestrosatincolors.pdf | [7 empty] | Shelf Stock | [39 empty] | 39122226 | [13 empty] | <a href="https://www.lutron.com/TechnicalDocumentLibrary/369-119_Wallbox_Warranty.pdf" target="_blank">Warranty Information</a> |  |  |  |  | 0.200 L | [14 empty] | 0 | 0 | 0 | 0 | Lighting Fixtures | 2021-12-01 05:45 | 2024-07-20 11:41 | 0000-00-00 00:00:00 | 2024-07-20 11:41 | 0000-00-00 00:00:00
1 | Lutron Electronics | SC-1PS-SA | 4460-10709 | 4460 | 10709 | Lutron Electronics | Ecom_SC-1PS-SA_NoWallPlate.jpeg | 784276288545 | SATIN 15A SW SA | Lutron Claro 15 Amp, Single-Pole On/Off Rocker Switch, Sage |  | 2.3 | 4.5 |  | Ecom_SC-1PS-SA_NoWallPlate.jpeg | http://grandbrass.xologic.com/vendors/4460/large/Ecom_SC-1PS-SA_NoWallPlate.jpeg | [47 empty] | 0 | 0 | 0 | [6 empty] | 0 | 1 | 1 | EA | 1 | Lighting Controls | [27 empty] | Lightswitches | [242 empty] | <a href="https://assets.lutron.com/a/documents/030704g.pdf" target="_blank">Installation Instructions</a> | [23 empty] | 2.000 DW |  |  | 2.3000 IN | [89 empty] | 1.000 EA | 1.000 EA | [35 empty] | No | [42 empty] | https://assets.lutron.com/a/documents/maestrosatincolors.pdf | [7 empty] | Shelf Stock | [39 empty] | 39122226 | [13 empty] | <a href="https://www.lutron.com/TechnicalDocumentLibrary/369-119_Wallbox_Warranty.pdf" target="_blank">Warranty Information</a> |  |  |  |  | 0.200 L | [14 empty] | 0 | 0 | 0 | 0 | Lighting Fixtures | 2021-12-01 05:45 | 2024-07-20 11:37 | 0000-00-00 00:00:00 | 2024-07-20 11:37 | 0000-00-00 00:00:00
1 | Lutron Electronics | SC-3PS-CY | 4460-10710 | 4460 | 10710 | Lutron Electronics | Ecom_SC-3PS-CY_NoWallPlate.jpeg | 784276288699 | SATIN 15A SW 3WAY CY | Lutron Claro 15 Amp, 3-Way On/Off Rocker Switch, Clay |  | 2.4 | 4.6 |  | Ecom_SC-3PS-CY_NoWallPlate.jpeg | http://grandbrass.xologic.com/vendors/4460/large/Ecom_SC-3PS-CY_NoWallPlate.jpeg | [47 empty] | 0 | 0 | 0 | [6 empty] | 0 | 1 | 1 | EA | 1 | Lighting Controls | [27 empty] | Lightswitches | [242 empty] | <a href="https://assets.lutron.com/a/documents/0301637.pdf" target="_blank">Installation Instructions</a> | [23 empty] | 2.000 DW |  |  | 2.4000 IN | [89 empty] | 1.000 EA | 1.000 EA | [35 empty] | No | [42 empty] | https://assets.lutron.com/a/documents/maestrosatincolors.pdf | [7 empty] | Shelf Stock | [39 empty] | 39122226 | [13 empty] | <a href="https://www.lutron.com/TechnicalDocumentLibrary/369-119_Wallbox_Warranty.pdf" target="_blank">Warranty Information</a> |  |  |  |  | 0.300 L | [14 empty] | 0 | 0 | 0 | 0 | Lighting Fixtures | 2021-12-01 05:45 | 2024-07-20 11:36 | 0000-00-00 00:00:00 | 2024-07-20 11:36 | 0000-00-00 00:00:00
1 | Lutron Electronics | SC-4PS-TF | 4460-10711 | 4460 | 10711 | Lutron Electronics | Ecom_SC-4PS-TF_NoWallPlate.jpeg | 784276288880 | SATIN 15A SW 4WAY TF | Lutron Claro 15 Amp, 4-Way On/Off Rocker Switch, Truffle |  | 2.3 | 4.5 |  | Ecom_SC-4PS-TF_NoWallPlate.jpeg | http://grandbrass.xologic.com/vendors/4460/large/Ecom_SC-4PS-TF_NoWallPlate.jpeg | [47 empty] | 0 | 0 | 0 | [6 empty] | 0 | 1 | 1 | EA | 1 | Lighting Controls | [27 empty] | Lightswitches | [242 empty] | <a href="https://assets.lutron.com/a/documents/030987b.pdf" target="_blank">Installation Instructions</a> | [23 empty] | 2.000 DW |  |  | 2.3000 IN | [89 empty] | 1.000 EA | 1.000 EA | [35 empty] | No | [42 empty] | https://assets.lutron.com/a/documents/maestrosatincolors.pdf | [7 empty] | Shelf Stock | [39 empty] | 39122226 | [13 empty] | <a href="https://www.lutron.com/TechnicalDocumentLibrary/369-119_Wallbox_Warranty.pdf" target="_blank">Warranty Information</a> |  |  |  |  | 0.250 L | [14 empty] | 0 | 0 | 0 | 0 | Lighting Fixtures | 2021-12-01 05:45 | 2024-07-20 11:30 | 0000-00-00 00:00:00 | 2024-07-20 11:30 | 0000-00-00 00:00:00
1 | Lutron Electronics | SC-BI-EP | 4460-10712 | 4460 | 10712 | Lutron Electronics | SC-BI-EP.jpg | 784276289030 | CLARO BLANK EP | Claro Satin Finish, Blank insert in espresso |  | 2.3 | 4.5 |  | SC-BI-EP.jpg | http://grandbrass.xologic.com/vendors/4460/large/SC-BI-EP.jpg | [47 empty] | 0 | 0 | 0 | [6 empty] | 0 | 1 | 1 | EA | 1 | Specialty Items | [27 empty] | Lighting Accessories | [242 empty] | <a href="https://assets.lutron.com/a/documents/040440.pdf" target="_blank">Installation Instructions</a> | [23 empty] | 2.000 DW |  |  | 2.3000 IN | [89 empty] | 1.000 EA | 1.000 EA | [35 empty] | No | [42 empty] | https://assets.lutron.com/a/documents/maestrosatincolors.pdf | [7 empty] | Shelf Stock | [39 empty] | 39122221 | [13 empty] | <a href="https://www.lutron.com/TechnicalDocumentLibrary/369-119_Wallbox_Warranty.pdf" target="_blank">Warranty Information</a> |  |  |  |  | 0.060 L | [14 empty] | 0 | 0 | 0 | 0 | Lighting Fixtures | 2021-12-01 05:45 | 2024-07-20 11:40 | 0000-00-00 00:00:00 | 2024-07-20 11:40 | 0000-00-00 00:00:00 | [6 empty] | Biscuit
1 | Lutron Electronics | SC-BI-DE | 4460-10713 | 4460 | 10713 | Lutron Electronics | SC-BI-DE.jpg | 784276289054 | CLARO BLANK DE | Claro Satin Finish, Blank insert in deep sea |  | 2.3 | 4.5 |  | SC-BI-DE.jpg | http://grandbrass.xologic.com/vendors/4460/large/SC-BI-DE.jpg | [47 empty] | 0 | 0 | 0 | [6 empty] | 0 | 1 | 1 | EA | 1 | Specialty Items | [27 empty] | Lighting Accessories | [242 empty] | <a href="https://assets.lutron.com/a/documents/040440.pdf" target="_blank">Installation Instructions</a> | [23 empty] | 2.000 DW |  |  | 2.3000 IN | [89 empty] | 1.000 EA | 1.000 EA | [35 empty] | No | [42 empty] | https://assets.lutron.com/a/documents/maestrosatincolors.pdf | [7 empty] | Shelf Stock | [39 empty] | 39122221 | [13 empty] | <a href="https://www.lutron.com/TechnicalDocumentLibrary/369-119_Wallbox_Warranty.pdf" target="_blank">Warranty Information</a> |  |  |  |  | 0.060 L | [14 empty] | 0 | 0 | 0 | 0 | Lighting Fixtures | 2021-12-01 05:45 | 2024-07-20 11:32 | 0000-00-00 00:00:00 | 2024-07-20 11:32 | 0000-00-00 00:00:00 | [6 empty] | Biscuit
1 | Lutron Electronics | DVSCCL-153P-SA | 4460-10714 | 4460 | 10714 | Lutron Electronics | Ecom_DVSCCL-153P-SA_NoWallPlate.jpeg | 784276289184 | DIVA 150W DIM SA | Diva LED+ Dimmer - Satin Finish, LED, Incandescent/Halogen, 3-way/single-pole, 150W LED or 600W inc/hal, sage |  | 2.3 | 4.5 |  | Ecom_DVSCCL-153P-SA_NoWallPlate.jpeg | http://grandbrass.xologic.com/vendors/4460/large/Ecom_DVSCCL-153P-SA_NoWallPlate.jpeg | [47 empty] | 0 | 0 | 0 | [6 empty] | 0 | 1 | 1 | EA | 1 | Lighting Controls | [27 empty] | Dimmers | [242 empty] | <a href="https://www.lutron.com/TechnicalDocumentLibrary/0301882.pdf" target="_blank">Installation Instructions</a> | [23 empty] | 2.000 DW |  |  | 2.3000 IN | [89 empty] | 1.000 EA | 1.000 EA | [35 empty] | No | [42 empty] | https://assets.lutron.com/a/documents/DivaSatinColors.pdf | [7 empty] | Shelf Stock | [39 empty] | 39122206 | [13 empty] | <a href="https://www.lutron.com/TechnicalDocumentLibrary/369-119_Wallbox_Warranty.pdf" target="_blank">Warranty Information</a> |  |  |  |  | 0.500 L | [14 empty] | 0 | 0 | 0 | 0 | Lighting Fixtures | 2021-12-01 05:45 | 2024-07-20 11:32 | 0000-00-00 00:00:00 | 2024-07-20 11:32 | 0000-00-00 00:00:00
1 | Lutron Electronics | DVSCRP-253P-TF | 4460-10715 | 4460 | 10715 | Lutron Electronics | DVSCRP-253P-TF.jpg | 784276289528 | DIVA REVERSE PHASE 250W DIM TF | Diva Reverse-phase Dimmer - Satin Finish, CFL/LED (Screw-based), Incandescent/Halogen, Electronic Low-voltage, 3-way/single-pole, 250W CFL/LED or 500W inc/hal/ELV in truffle |  | 2.3 | 4.5 |  | DVSCRP-253P-TF.jpg | http://grandbrass.xologic.com/vendors/4460/large/DVSCRP-253P-TF.jpg | [47 empty] | 0 | 0 | 0 | [6 empty] | 0 | 1 | 1 | EA | 1 | Lighting Controls | [27 empty] | Dimmers | [242 empty] | <a href="https://assets.lutron.com/a/documents/368-4493_Page_38.pdf" target="_blank">Installation Instructions</a> | [23 empty] | 2.000 DW |  |  | 2.3000 IN | [89 empty] | 1.000 EA | 1.000 EA | [35 empty] | No | [42 empty] | https://assets.lutron.com/a/documents/DivaSatinColors.pdf | [7 empty] | Shelf Stock | [39 empty] | 39122206 | [13 empty] | <a href="https://www.lutron.com/TechnicalDocumentLibrary/369-119_Wallbox_Warranty.pdf" target="_blank">Warranty Information</a> |  |  |  |  | 0.270 L | [14 empty] | 0 | 0 | 0 | 0 | Lighting Fixtures | 2021-12-01 05:45 | 2024-07-20 11:39 | 0000-00-00 00:00:00 | 2024-07-20 11:39 | 0000-00-00 00:00:00
1 | Lutron Electronics | DVSCRP-253P-SR | 4460-10716 | 4460 | 10716 | Lutron Electronics | DVSCRP-253P-SR.jpg | 784276289542 | DIVA REVERSE PHASE 250W DIM SR | Diva Reverse-phase Dimmer - Satin Finish, CFL/LED (Screw-based), Incandescent/Halogen, Electronic Low-voltage, 3-way/single-pole, 250W CFL/LED or 500W inc/hal/ELV in signal red |  | 2.3 | 4.5 |  | DVSCRP-253P-SR.jpg | http://grandbrass.xologic.com/vendors/4460/large/DVSCRP-253P-SR.jpg | [47 empty] | 0 | 0 | 0 | [6 empty] | 0 | 1 | 1 | EA | 1 | Lighting Controls | [27 empty] | Dimmers | [242 empty] | <a href="https://assets.lutron.com/a/documents/368-4493_Page_38.pdf" target="_blank">Installation Instructions</a> | [23 empty] | 2.000 DW |  |  | 2.3000 IN | [89 empty] | 1.000 EA | 1.000 EA | [35 empty] | No | [42 empty] | https://assets.lutron.com/a/documents/DivaSatinColors.pdf | [7 empty] | Shelf Stock | [39 empty] | 39122206 | [13 empty] | <a href="https://www.lutron.com/TechnicalDocumentLibrary/369-119_Wallbox_Warranty.pdf" target="_blank">Warranty Information</a> |  |  |  |  | 0.270 L | [14 empty] | 0 | 0 | 0 | 0 | Lighting Fixtures | 2021-12-01 05:45 | 2024-07-20 11:38 | 0000-00-00 00:00:00 | 2024-07-20 11:38 | 0000-00-00 00:00:00
1 | Lutron Electronics | DVSCSTV-DE | 4460-10717 | 4460 | 10717 | Lutron Electronics | DVSCSTV-DE.jpg | 784276291149 | DIVA DV 8A DE | Diva Dimmer - Satin Finish, Fluorescent or LED Dimming with 0-10V Ballasts and Drivers, Single-pole/3-way, 120-277V/50mA/8A in deep sea |  | 2.3 | 4.5 |  | DVSCSTV-DE.jpg | http://grandbrass.xologic.com/vendors/4460/large/DVSCSTV-DE.jpg | [47 empty] | 0 | 0 | 0 | [6 empty] | 0 | 1 | 1 | EA | 1 | Lighting Controls | [27 empty] | Dimmers | [242 empty] | <a href="https://www.lutron.com/TechnicalDocumentLibrary/0301973.pdf" target="_blank">Installation Instructions</a> | [23 empty] | 2.000 DW |  |  | 2.3000 IN | [89 empty] | 1.000 EA | 1.000 EA | [35 empty] | No | [42 empty] | https://www.lutron.com/TechnicalDocumentLibrary/369147.pdf | [7 empty] | Shelf Stock | [39 empty] | 39122206 | [13 empty] | <a href="https://www.lutron.com/TechnicalDocumentLibrary/369-119_Wallbox_Warranty.pdf" target="_blank">Warranty Information</a> |  |  |  |  | 0.260 L | [14 empty] | 0 | 0 | 0 | 0 | Lighting Fixtures | 2021-12-01 05:45 | 2024-07-20 11:38 | 0000-00-00 00:00:00 | 2024-07-20 11:38 | 0000-00-00 00:00:00
1 | Lutron Electronics | DVSCELV-300P-GL | 4460-10718 | 4460 | 10718 | Lutron Electronics | DVSCELV-300P-GL.jpg | 784276291330 | DIVA 300W DIM GL | Diva Dimmer - Satin Finish, Electronic Low-Voltage, Single-pole, 120V/300W in glacier white |  | 2.3 | 4.5 |  | DVSCELV-300P-GL.jpg | http://grandbrass.xologic.com/vendors/4460/large/DVSCELV-300P-GL.jpg | [47 empty] | 0 | 0 | 0 | [6 empty] | 0 | 1 | 1 | EA | 1 | Lighting Controls | [27 empty] | Dimmers | [242 empty] | <a href="https://www.lutron.com/TechnicalDocumentLibrary/0301295.pdf" target="_blank">Installation Instructions</a> | [23 empty] | 2.000 DW |  |  | 2.3000 IN | [89 empty] | 1.000 EA | 1.000 EA | [35 empty] | No | [42 empty] | https://assets.lutron.com/a/documents/DivaSatinColors.pdf | [7 empty] | Shelf Stock | [39 empty] | 39122206 | [13 empty] | <a href="https://www.lutron.com/TechnicalDocumentLibrary/369-119_Wallbox_Warranty.pdf" target="_blank">Warranty Information</a> |  |  |  |  | 0.250 L | [14 empty] | 0 | 0 | 0 | 0 | Lighting Fixtures | 2021-12-01 05:45 | 2024-07-20 11:34 | 0000-00-00 00:00:00 | 2024-07-20 11:34 | 0000-00-00 00:00:00
1 | Lutron Electronics | DVSCELV-303P-BW | 4460-10719 | 4460 | 10719 | Lutron Electronics | DVSCELV-303P-BW.jpg | 784276291484 | DIVA 300W 3WAY DIM BW | Diva Dimmer - Satin Finish, Electronic Low-Voltage, 3-way, 120V/300W in brilliant white |  | 2.3 | 4.5 |  | DVSCELV-303P-BW.jpg | http://grandbrass.xologic.com/vendors/4460/large/DVSCELV-303P-BW.jpg | [47 empty] | 0 | 0 | 0 | [6 empty] | 0 | 1 | 1 | EA | 1 | Lighting Controls | [27 empty] | Dimmers | [242 empty] | <a href="https://www.lutron.com/TechnicalDocumentLibrary/0301295.pdf" target="_blank">Installation Instructions</a> | [23 empty] | 2.000 DW |  |  | 2.3000 IN | [89 empty] | 1.000 EA | 1.000 EA | [35 empty] | No | [42 empty] | https://assets.lutron.com/a/documents/DivaSatinColors.pdf | [7 empty] | Shelf Stock | [39 empty] | 39122206 | [13 empty] | <a href="https://www.lutron.com/TechnicalDocumentLibrary/369-119_Wallbox_Warranty.pdf" target="_blank">Warranty Information</a> |  |  |  |  | 0.250 L | [14 empty] | 0 | 0 | 0 | 0 | Lighting Fixtures | 2021-12-01 05:45 | 2024-07-20 11:40 | 0000-00-00 00:00:00 | 2024-07-20 11:40 | 0000-00-00 00:00:00
1 | Lutron Electronics | DVSCELV-303P-RW | 4460-10720 | 4460 | 10720 | Lutron Electronics | DVSCELV-303P-RW.jpg | 784276291507 | DIVA 300W 3WAY DIM RW | Diva Dimmer - Satin Finish, Electronic Low-Voltage, 3-way, 120V/300W in architectural white |  | 2.3 | 4.5 |  | DVSCELV-303P-RW.jpg | http://grandbrass.xologic.com/vendors/4460/large/DVSCELV-303P-RW.jpg | [47 empty] | 0 | 0 | 0 | [6 empty] | 0 | 1 | 1 | EA | 1 | Lighting Controls | [27 empty] | Dimmers | [242 empty] | <a href="https://www.lutron.com/TechnicalDocumentLibrary/0301295.pdf" target="_blank">Installation Instructions</a> | [23 empty] | 2.000 DW |  |  | 2.3000 IN | [89 empty] | 1.000 EA | 1.000 EA | [35 empty] | No | [42 empty] | https://assets.lutron.com/a/documents/DivaSatinColors.pdf | [7 empty] | Shelf Stock | [39 empty] | 39122206 | [13 empty] | <a href="https://www.lutron.com/TechnicalDocumentLibrary/369-119_Wallbox_Warranty.pdf" target="_blank">Warranty Information</a> |  |  |  |  | 0.250 L | [14 empty] | 0 | 0 | 0 | 0 | Lighting Fixtures | 2021-12-01 05:45 | 2024-07-20 11:34 | 0000-00-00 00:00:00 | 2024-07-20 11:34 | 0000-00-00 00:00:00
1 | Lutron Electronics | DVSCF-103P-277MI | 4460-10721 | 4460 | 10721 | Lutron Electronics | DVSCF-103P-277MI.jpg | 784276291842 | DIVA 277V DIM MI | Diva Dimmer - Satin Finish, Fluorescent or LED Dimming with 3-Wire Ballasts and Drivers, 3-way/single-pole, 277V/6A in mist |  | 2.3 | 4.5 |  | DVSCF-103P-277MI.jpg | http://grandbrass.xologic.com/vendors/4460/large/DVSCF-103P-277MI.jpg | [47 empty] | 0 | 0 | 0 | [6 empty] | 0 | 1 | 1 | EA | 1 | Lighting Controls | [27 empty] | Dimmers | [242 empty] | <a href="https://www.lutron.com/TechnicalDocumentLibrary/03115901D.pdf" target="_blank">Installation Instructions</a> | [23 empty] | 2.000 DW |  |  | 2.3000 IN | [89 empty] | 1.000 EA | 1.000 EA | [35 empty] | No | [42 empty] | https://assets.lutron.com/a/documents/DivaSatinColors.pdf | [7 empty] | Shelf Stock | [39 empty] | 39122206 | [13 empty] | <a href="https://www.lutron.com/TechnicalDocumentLibrary/369-119_Wallbox_Warranty.pdf" target="_blank">Warranty Information</a> |  |  |  |  | 0.320 L | [14 empty] | 0 | 0 | 0 | 0 | Lighting Fixtures | 2021-12-01 05:45 | 2024-07-20 11:36 | 0000-00-00 00:00:00 | 2024-07-20 11:36 | 0000-00-00 00:00:00
1 | Lutron Electronics | DVSCF-103P-277EP | 4460-10722 | 4460 | 10722 | Lutron Electronics | DVSCF-103P-277EP.jpg | 784276291972 | DIVA 277V DIM EP | Diva Dimmer - Satin Finish, Fluorescent or LED Dimming with 3-Wire Ballasts and Drivers, 3-way/single-pole, 277V/6A in espresso |  | 2.3 | 4.5 |  | DVSCF-103P-277EP.jpg | http://grandbrass.xologic.com/vendors/4460/large/DVSCF-103P-277EP.jpg | [47 empty] | 0 | 0 | 0 | [6 empty] | 0 | 1 | 1 | EA | 1 | Lighting Controls | [27 empty] | Dimmers | [242 empty] | <a href="https://www.lutron.com/TechnicalDocumentLibrary/03115901D.pdf" target="_blank">Installation Instructions</a> | [23 empty] | 2.000 DW |  |  | 2.3000 IN | [89 empty] | 1.000 EA | 1.000 EA | [35 empty] | No | [42 empty] | https://assets.lutron.com/a/documents/DivaSatinColors.pdf | [7 empty] | Shelf Stock | [39 empty] | 39122206 | [13 empty] | <a href="https://www.lutron.com/TechnicalDocumentLibrary/369-119_Wallbox_Warranty.pdf" target="_blank">Warranty Information</a> |  |  |  |  | 0.320 L | [14 empty] | 0 | 0 | 0 | 0 | Lighting Fixtures | 2021-12-01 05:45 | 2024-07-20 11:35 | 0000-00-00 00:00:00 | 2024-07-20 11:35 | 0000-00-00 00:00:00
1 | Lutron Electronics | DVSCF-103P-277TF | 4460-10723 | 4460 | 10723 | Lutron Electronics | DVSCF-103P-277TF.jpg | 784276291996 | DIVA 277V DIM TF | Diva Dimmer - Satin Finish, Fluorescent or LED Dimming with 3-Wire Ballasts and Drivers, 3-way/single-pole, 277V/6A in truffle |  | 2.3 | 4.5 |  | DVSCF-103P-277TF.jpg | http://grandbrass.xologic.com/vendors/4460/large/DVSCF-103P-277TF.jpg | [47 empty] | 0 | 0 | 0 | [6 empty] | 0 | 1 | 1 | EA | 1 | Lighting Controls | [27 empty] | Dimmers | [242 empty] | <a href="https://www.lutron.com/TechnicalDocumentLibrary/03115901D.pdf" target="_blank">Installation Instructions</a> | [23 empty] | 2.000 DW |  |  | 2.3000 IN | [89 empty] | 1.000 EA | 1.000 EA | [35 empty] | No | [42 empty] | https://assets.lutron.com/a/documents/DivaSatinColors.pdf | [7 empty] | Shelf Stock | [39 empty] | 39122206 | [13 empty] | <a href="https://www.lutron.com/TechnicalDocumentLibrary/369-119_Wallbox_Warranty.pdf" target="_blank">Warranty Information</a> |  |  |  |  | 0.320 L | [14 empty] | 0 | 0 | 0 | 0 | Lighting Fixtures | 2021-12-01 05:45 | 2024-07-20 11:36 | 0000-00-00 00:00:00 | 2024-07-20 11:36 | 0000-00-00 00:00:00
1 | Lutron Electronics | DVSCLV-10P-RW | 4460-10724 | 4460 | 10724 | Lutron Electronics | DVSCLV-10P-RW.jpg | 784276292146 | DIVA 800W 1P DIM RW | Diva Dimmer - Satin Finish, Magnetic Low-Voltage, Single-pole, 120V/1000VA (800W) in architectural white |  | 2.3 | 4.6 |  | DVSCLV-10P-RW.jpg | http://grandbrass.xologic.com/vendors/4460/large/DVSCLV-10P-RW.jpg | [47 empty] | 0 | 0 | 0 | [6 empty] | 0 | 1 | 1 | EA | 1 | Lighting Controls | [27 empty] | Dimmers | [242 empty] | <a href="https://www.lutron.com/TechnicalDocumentLibrary/030448c.pdf" target="_blank">Installation Instructions</a> | [23 empty] | 2.000 DW |  |  | 2.3000 IN | [89 empty] | 1.000 EA | 1.000 EA | [35 empty] | No | [42 empty] | https://assets.lutron.com/a/documents/DivaSatinColors.pdf | [7 empty] | Shelf Stock | [39 empty] | 39122206 | [13 empty] | <a href="https://www.lutron.com/TechnicalDocumentLibrary/369-119_Wallbox_Warranty.pdf" target="_blank">Warranty Information</a> |  |  |  |  | 0.320 L | [14 empty] | 0 | 0 | 0 | 0 | Lighting Fixtures | 2021-12-01 05:45 | 2024-07-20 11:35 | 0000-00-00 00:00:00 | 2024-07-20 11:35 | 0000-00-00 00:00:00
1 | Lutron Electronics | DVSCLV-603P-PB | 4460-10725 | 4460 | 10725 | Lutron Electronics | DVSCLV-603P-PB.jpg | 784276292337 | DIVA 450W 3WAY PB | Diva Dimmer - Satin Finish, Magnetic Low-Voltage, 3-way, 120V/600VA (450W) in pebble |  | 2.3 | 4.5 |  | DVSCLV-603P-PB.jpg | http://grandbrass.xologic.com/vendors/4460/large/DVSCLV-603P-PB.jpg | [47 empty] | 0 | 0 | 0 | [6 empty] | 0 | 1 | 1 | EA | 1 | Lighting Controls | [27 empty] | Dimmers | [242 empty] | <a href="https://www.lutron.com/TechnicalDocumentLibrary/030448c.pdf" target="_blank">Installation Instructions</a> | [23 empty] | 2.000 DW |  |  | 2.3000 IN | [89 empty] | 1.000 EA | 1.000 EA | [35 empty] | No | [42 empty] | https://assets.lutron.com/a/documents/DivaSatinColors.pdf | [7 empty] | Shelf Stock | [39 empty] | 39122206 | [13 empty] | <a href="https://www.lutron.com/TechnicalDocumentLibrary/369-119_Wallbox_Warranty.pdf" target="_blank">Warranty Information</a> |  |  |  |  | 0.250 L | [14 empty] | 0 | 0 | 0 | 0 | Lighting Fixtures | 2021-12-01 05:45 | 2024-07-20 11:30 | 0000-00-00 00:00:00 | 2024-07-20 11:30 | 0000-00-00 00:00:00
1 | Lutron Electronics | DVSCF-103P-277SD | 4460-10726 | 4460 | 10726 | Lutron Electronics | DVSCF-103P-277SD.jpg | 784276291897 | DIVA 277V DIM SD | Diva Dimmer - Satin Finish, Fluorescent or LED Dimming with 3-Wire Ballasts and Drivers, 3-way/single-pole, 277V/6A in sand |  | 2.3 | 4.5 |  | DVSCF-103P-277SD.jpg | http://grandbrass.xologic.com/vendors/4460/large/DVSCF-103P-277SD.jpg | [47 empty] | 0 | 0 | 0 | [6 empty] | 0 | 1 | 1 | EA | 1 | Lighting Controls | [27 empty] | Dimmers | [242 empty] | <a href="https://www.lutron.com/TechnicalDocumentLibrary/03115901D.pdf" target="_blank">Installation Instructions</a> | [23 empty] | 2.000 DW |  |  | 2.3000 IN | [89 empty] | 1.000 EA | 1.000 EA | [35 empty] | No | [42 empty] | https://assets.lutron.com/a/documents/DivaSatinColors.pdf | [7 empty] | Shelf Stock | [39 empty] | 39122206 | [13 empty] | <a href="https://www.lutron.com/TechnicalDocumentLibrary/369-119_Wallbox_Warranty.pdf" target="_blank">Warranty Information</a> |  |  |  |  | 0.320 L | [14 empty] | 0 | 0 | 0 | 0 | Lighting Fixtures | 2021-12-01 05:45 | 2024-07-20 11:40 | 0000-00-00 00:00:00 | 2024-07-20 11:40 | 0000-00-00 00:00:00
1 | Lutron Electronics | DVSCLV-600P-GL | 4460-10727 | 4460 | 10727 | Lutron Electronics | DVSCLV-600P-GL.jpg | 784276291903 | DIVA 450W 1P GL | Diva Dimmer - Satin Finish, Magnetic Low-Voltage, Single-pole, 120V/600VA (450W) in glacier white |  | 2.3 | 4.5 |  | DVSCLV-600P-GL.jpg | http://grandbrass.xologic.com/vendors/4460/large/DVSCLV-600P-GL.jpg | [47 empty] | 0 | 0 | 0 | [6 empty] | 0 | 1 | 1 | EA | 1 | Lighting Controls | [27 empty] | Dimmers | [242 empty] | <a href="https://www.lutron.com/TechnicalDocumentLibrary/030448c.pdf" target="_blank">Installation Instructions</a> | [23 empty] | 2.000 DW |  |  | 2.3000 IN | [89 empty] | 1.000 EA | 1.000 EA | [35 empty] | No | [42 empty] | https://assets.lutron.com/a/documents/DivaSatinColors.pdf | [7 empty] | Shelf Stock | [39 empty] | 39122206 | [13 empty] | <a href="https://www.lutron.com/TechnicalDocumentLibrary/369-119_Wallbox_Warranty.pdf" target="_blank">Warranty Information</a> |  |  |  |  | 0.300 L | [14 empty] | 0 | 0 | 0 | 0 | Lighting Fixtures | 2021-12-01 05:45 | 2024-07-20 11:35 | 0000-00-00 00:00:00 | 2024-07-20 11:35 | 0000-00-00 00:00:00
1 | Lutron Electronics | DVSCLV-600P-SA | 4460-10728 | 4460 | 10728 | Lutron Electronics | DVSCLV-600P-SA.jpg | 784276292078 | DIVA 450W 1P SA | Diva Dimmer - Satin Finish, Magnetic Low-Voltage, Single-pole, 120V/600VA (450W) in sage |  | 2.3 | 4.5 |  | DVSCLV-600P-SA.jpg | http://grandbrass.xologic.com/vendors/4460/large/DVSCLV-600P-SA.jpg | [47 empty] | 0 | 0 | 0 | [6 empty] | 0 | 1 | 1 | EA | 1 | Lighting Controls | [27 empty] | Dimmers | [242 empty] | <a href="https://www.lutron.com/TechnicalDocumentLibrary/030448c.pdf" target="_blank">Installation Instructions</a> | [23 empty] | 2.000 DW |  |  | 2.3000 IN | [89 empty] | 1.000 EA | 1.000 EA | [35 empty] | No | [42 empty] | https://assets.lutron.com/a/documents/DivaSatinColors.pdf | [7 empty] | Shelf Stock | [39 empty] | 39122206 | [13 empty] | <a href="https://www.lutron.com/TechnicalDocumentLibrary/369-119_Wallbox_Warranty.pdf" target="_blank">Warranty Information</a> |  |  |  |  | 0.300 L | [14 empty] | 0 | 0 | 0 | 0 | Lighting Fixtures | 2021-12-01 05:45 | 2024-07-20 11:31 | 0000-00-00 00:00:00 | 2024-07-20 11:31 | 0000-00-00 00:00:00
1 | Lutron Electronics | DVSCLV-603P-EP | 4460-10729 | 4460 | 10729 | Lutron Electronics | DVSCLV-603P-EP.jpg | 784276292405 | DIVA 450W 3WAY EP | Diva Dimmer - Satin Finish, Magnetic Low-Voltage, 3-way, 120V/600VA (450W) in espresso |  | 2.3 | 4.5 |  | DVSCLV-603P-EP.jpg | http://grandbrass.xologic.com/vendors/4460/large/DVSCLV-603P-EP.jpg | [47 empty] | 0 | 0 | 0 | [6 empty] | 0 | 1 | 1 | EA | 1 | Lighting Controls | [27 empty] | Dimmers | [242 empty] | <a href="https://www.lutron.com/TechnicalDocumentLibrary/030448c.pdf" target="_blank">Installation Instructions</a> | [23 empty] | 2.000 DW |  |  | 2.3000 IN | [89 empty] | 1.000 EA | 1.000 EA | [35 empty] | No | [42 empty] | https://assets.lutron.com/a/documents/DivaSatinColors.pdf | [7 empty] | Shelf Stock | [39 empty] | 39122206 | [13 empty] | <a href="https://www.lutron.com/TechnicalDocumentLibrary/369-119_Wallbox_Warranty.pdf" target="_blank">Warranty Information</a> |  |  |  |  | 0.250 L | [14 empty] | 0 | 0 | 0 | 0 | Lighting Fixtures | 2021-12-01 05:45 | 2024-07-20 11:38 | 0000-00-00 00:00:00 | 2024-07-20 11:38 | 0000-00-00 00:00:00
1 | Lutron Electronics | DVSCLV-103P-TF | 4460-10730 | 4460 | 10730 | Lutron Electronics | DVSCLV-103P-TF.jpg | 784276292573 | DIVA 800W TF | Diva Dimmer - Satin Finish, Magnetic Low-Voltage, 3-way, 120V/1000VA (800W) in truffle |  | 2.3 | 4.6 |  | DVSCLV-103P-TF.jpg | http://grandbrass.xologic.com/vendors/4460/large/DVSCLV-103P-TF.jpg | [47 empty] | 0 | 0 | 0 | [6 empty] | 0 | 1 | 1 | EA | 1 | Lighting Controls | [27 empty] | Dimmers | [242 empty] | <a href="https://www.lutron.com/TechnicalDocumentLibrary/030448c.pdf" target="_blank">Installation Instructions</a> | [23 empty] | 2.000 DW |  |  | 2.3000 IN | [89 empty] | 1.000 EA | 1.000 EA | [35 empty] | No | [42 empty] | https://assets.lutron.com/a/documents/DivaSatinColors.pdf | [7 empty] | Shelf Stock | [39 empty] | 39122206 | [13 empty] | <a href="https://www.lutron.com/TechnicalDocumentLibrary/369-119_Wallbox_Warranty.pdf" target="_blank">Warranty Information</a> |  |  |  |  | 0.320 L | [14 empty] | 0 | 0 | 0 | 0 | Lighting Fixtures | 2021-12-01 05:45 | 2024-07-20 11:37 | 0000-00-00 00:00:00 | 2024-07-20 11:37 | 0000-00-00 00:00:00
1 | Lutron Electronics | DVSCLV-103P-DE | 4460-10731 | 4460 | 10731 | Lutron Electronics | DVSCLV-103P-DE.jpg | 784276292580 | DIVA 800W DE | Diva Dimmer - Satin Finish, Magnetic Low-Voltage, 3-way, 120V/1000VA (800W) in deep sea |  | 2.3 | 4.6 |  | DVSCLV-103P-DE.jpg | http://grandbrass.xologic.com/vendors/4460/large/DVSCLV-103P-DE.jpg | [47 empty] | 0 | 0 | 0 | [6 empty] | 0 | 1 | 1 | EA | 1 | Lighting Controls | [27 empty] | Dimmers | [242 empty] | <a href="https://www.lutron.com/TechnicalDocumentLibrary/030448c.pdf" target="_blank">Installation Instructions</a> | [23 empty] | 2.000 DW |  |  | 2.3000 IN | [89 empty] | 1.000 EA | 1.000 EA | [35 empty] | No | [42 empty] | https://assets.lutron.com/a/documents/DivaSatinColors.pdf | [7 empty] | Shelf Stock | [39 empty] | 39122206 | [13 empty] | <a href="https://www.lutron.com/TechnicalDocumentLibrary/369-119_Wallbox_Warranty.pdf" target="_blank">Warranty Information</a> |  |  |  |  | 0.320 L | [14 empty] | 0 | 0 | 0 | 0 | Lighting Fixtures | 2021-12-01 05:45 | 2024-07-20 11:44 | 0000-00-00 00:00:00 | 2024-07-20 11:44 | 0000-00-00 00:00:00
1 | Lutron Electronics | RRST-W4B-DE | 4460-10732 | 4460 | 10732 | Lutron Electronics | RRST-W4B-DE.jpg | 784276294355 | RA3 4B SUNNATA KEY DE | Lutron RadioRA 3 Sunnata RF 4-Button Keypad - Deep Sea |  | 2.25 | 4.5 |  | RRST-W4B-DE.jpg | http://grandbrass.xologic.com/vendors/4460/large/RRST-W4B-DE.jpg | [47 empty] | 0 | 0 | 0 | [6 empty] | 0 | 1 | 1 | EA | 1 | Lighting Controls | [27 empty] | Other Lighting Controls | [242 empty] | <a href="https://assets.lutron.com/a/documents/044373.pdf" target="_blank">Installation Instructions</a> | [23 empty] | 5.000 DW |  |  | 2.2500 IN | [89 empty] | 1.000 EA | 1.000 EA | [35 empty] | No | [42 empty] | https://assets.lutron.com/a/documents/3691168_ENG.pdf | [7 empty] | Shelf Stock | [39 empty] | 52161525 | [6 empty] | <a href="https://lutron.widen.net/content/4y4cm6o0wa/mp4/RadioRA-3-Processor-Video.mp4?w=2048" target="_blank">Product Video Clip</a> | [6 empty] | <a href="https://assets.lutron.com/a/documents/043561.pdf" target="_blank">Warranty Information</a> |  |  |  |  | 0.270 L | [14 empty] | 0 | 0 | 0 | 0 | Lighting Fixtures | 2021-12-01 05:45 | 2024-07-20 11:44 | 0000-00-00 00:00:00 | 2024-07-20 11:44 | 0000-00-00 00:00:00
1 | Lutron Electronics | RRST-W2B-TP | 4460-10733 | 4460 | 10733 | Lutron Electronics | RRST-W2B-TP.jpg | 784276294980 | RA3 2B SUNNATA KEY TP | Lutron RadioRA 3 Sunnata RF 2-Button Keypad - Taupe |  | 2.25 | 4.5 |  | RRST-W2B-TP.jpg | http://grandbrass.xologic.com/vendors/4460/large/RRST-W2B-TP.jpg | [47 empty] | 0 | 0 | 0 | [6 empty] | 0 | 1 | 1 | EA | 1 | Lighting Controls | [27 empty] | Other Lighting Controls | [242 empty] | <a href="https://assets.lutron.com/a/documents/044373.pdf" target="_blank">Installation Instructions</a> | [23 empty] | 5.000 DW |  |  | 2.2500 IN | [89 empty] | 1.000 EA | 1.000 EA | [35 empty] | No | [42 empty] | https://assets.lutron.com/a/documents/3691168_ENG.pdf | [7 empty] | Shelf Stock | [39 empty] | 52161525 | [6 empty] | <a href="https://lutron.widen.net/content/4y4cm6o0wa/mp4/RadioRA-3-Processor-Video.mp4?w=2048" target="_blank">Product Video Clip</a> | [6 empty] | <a href="https://assets.lutron.com/a/documents/043561.pdf" target="_blank">Warranty Information</a> |  |  |  |  | 0.270 L | [14 empty] | 0 | 0 | 0 | 0 | Lighting Fixtures | 2021-12-01 05:45 | 2024-07-20 11:34 | 0000-00-00 00:00:00 | 2024-07-20 11:34 | 0000-00-00 00:00:00 | [6 empty] | Taupe
4 | Lutron Electronics | SCR-15-CY | 4460-10734 | 4460 | 10734 | Lutron Electronics | Ecom_SCR-15-CY_NoWallPlate.jpeg | 784276809238 | SATIN 15A REC CY | Lutron Claro 15 Amp Duplex Outlet, Clay |  | 2.3 | 4.5 |  | Ecom_SCR-15-CY_NoWallPlate.jpeg | http://grandbrass.xologic.com/vendors/4460/large/Ecom_SCR-15-CY_NoWallPlate.jpeg | [47 empty] | 0 | 0 | 0 | [6 empty] | 0 | 1 | 1 | EA | 1 | Lighting Controls |  |  | Electrical Distribution Equipment |  | Receptacles |  | Electrical Receptacles | [20 empty] | Other Lighting Controls | [242 empty] | <a href="https://assets.lutron.com/a/documents/0301636.pdf" target="_blank">Installation Instructions</a> | [23 empty] | 2.000 DW |  |  | 2.3000 IN | [89 empty] | 1.000 EA | 1.000 EA | [35 empty] | No | [42 empty] | https://assets.lutron.com/a/documents/maestrosatincolors.pdf | [7 empty] | Shelf Stock | [39 empty] | 39121406 | [13 empty] | <a href="https://www.lutron.com/TechnicalDocumentLibrary/369-119_Wallbox_Warranty.pdf" target="_blank">Warranty Information</a> |  |  |  |  | 0.250 L | [14 empty] | 0 | 0 | 0 | 0 | Electrical | 2021-12-01 05:45 | 2024-07-20 11:41 | 0000-00-00 00:00:00 | 2025-11-29 02:00 | 0000-00-00 00:00:00
4 | Lutron Electronics | SCR-15-TF | 4460-10735 | 4460 | 10735 | Lutron Electronics | Ecom_SCR-15-TF_NoWallPlate.jpeg | 784276809269 | SATIN 15A REC TF | Lutron Claro 15 Amp Duplex Outlet, Truffle |  | 2.3 | 4.5 |  | Ecom_SCR-15-TF_NoWallPlate.jpeg | http://grandbrass.xologic.com/vendors/4460/large/Ecom_SCR-15-TF_NoWallPlate.jpeg | [47 empty] | 0 | 0 | 0 | [6 empty] | 0 | 1 | 1 | EA | 1 | Lighting Controls |  |  | Electrical Distribution Equipment |  | Receptacles |  | Electrical Receptacles | [20 empty] | Other Lighting Controls | [242 empty] | <a href="https://assets.lutron.com/a/documents/0301636.pdf" target="_blank">Installation Instructions</a> | [23 empty] | 2.000 DW |  |  | 2.3000 IN | [89 empty] | 1.000 EA | 1.000 EA | [35 empty] | No | [42 empty] | https://assets.lutron.com/a/documents/maestrosatincolors.pdf | [7 empty] | Shelf Stock | [39 empty] | 39121406 | [13 empty] | <a href="https://www.lutron.com/TechnicalDocumentLibrary/369-119_Wallbox_Warranty.pdf" target="_blank">Warranty Information</a> |  |  |  |  | 0.170 L | [14 empty] | 0 | 0 | 0 | 0 | Electrical | 2021-12-01 05:45 | 2024-07-20 11:36 | 0000-00-00 00:00:00 | 2025-11-29 02:00 | 0000-00-00 00:00:00
4 | Lutron Electronics | SCR-15-DE | 4460-10736 | 4460 | 10736 | Lutron Electronics | Ecom_SCR-15-DE_NoWallPlate.jpeg | 784276809276 | SATIN 15A REC DE | Lutron Claro 15 Amp Duplex Outlet, Deep Sea |  | 2.3 | 4.5 |  | Ecom_SCR-15-DE_NoWallPlate.jpeg | http://grandbrass.xologic.com/vendors/4460/large/Ecom_SCR-15-DE_NoWallPlate.jpeg | [47 empty] | 0 | 0 | 0 | [6 empty] | 0 | 1 | 1 | EA | 1 | Lighting Controls |  |  | Electrical Distribution Equipment |  | Receptacles |  | Electrical Receptacles | [20 empty] | Other Lighting Controls | [242 empty] | <a href="https://assets.lutron.com/a/documents/0301636.pdf" target="_blank">Installation Instructions</a> | [23 empty] | 2.000 DW |  |  | 2.3000 IN | [89 empty] | 1.000 EA | 1.000 EA | [35 empty] | No | [42 empty] | https://assets.lutron.com/a/documents/maestrosatincolors.pdf | [7 empty] | Shelf Stock | [39 empty] | 39121406 | [13 empty] | <a href="https://www.lutron.com/TechnicalDocumentLibrary/369-119_Wallbox_Warranty.pdf" target="_blank">Warranty Information</a> |  |  |  |  | 0.250 L | [14 empty] | 0 | 0 | 0 | 0 | Electrical | 2021-12-01 05:45 | 2024-07-20 11:32 | 0000-00-00 00:00:00 | 2025-11-29 02:00 | 0000-00-00 00:00:00
4 | Lutron Electronics | SCRS-15-TR-BW | 4460-10737 | 4460 | 10737 | Lutron Electronics | Ecom_SCRS-15-TR-BW_NoWallPlate.jpeg | 784276809405 | SATIN 15A TR REC BW | Lutron Claro Tamper-Resistant Duplex Receptacle, 15 Amp, Brilliant White |  | 2.3 | 4.5 |  | Ecom_SCRS-15-TR-BW_NoWallPlate.jpeg | http://grandbrass.xologic.com/vendors/4460/large/Ecom_SCRS-15-TR-BW_NoWallPlate.jpeg | [47 empty] | 0 | 0 | 0 | [6 empty] | 0 | 1 | 1 | EA | 1 | Lighting Controls |  |  | Electrical Distribution Equipment |  | Receptacles |  | Electrical Receptacles | [20 empty] | Other Lighting Controls | [242 empty] | <a href="https://assets.lutron.com/a/documents/0301636.pdf" target="_blank">Installation Instructions</a> | [23 empty] | 2.000 DW |  |  | 2.3000 IN | [89 empty] | 1.000 EA | 1.000 EA | [35 empty] | No | [42 empty] | https://assets.lutron.com/a/documents/maestrosatincolors.pdf | [7 empty] | Shelf Stock | [39 empty] | 39121406 | [13 empty] | <a href="https://www.lutron.com/TechnicalDocumentLibrary/369-119_Wallbox_Warranty.pdf" target="_blank">Warranty Information</a> |  |  |  |  | 0.350 L | [14 empty] | 0 | 0 | 0 | 0 | Electrical | 2021-12-01 05:45 | 2024-07-20 11:30 | 0000-00-00 00:00:00 | 2025-11-29 02:00 | 0000-00-00 00:00:00
4 | Lutron Electronics | SCR-20-GFST-GL | 4460-10738 | 4460 | 10738 | Lutron Electronics | Ecom_SCR-20-GFST-GL_nowallplate.jpeg | 784276809771 | SATIN 20A GFCI REC GL | Lutron Claro Tamper-Resistant GFCI Duplex Receptacle, 20-Amp, Glacier White |  | 2.3 | 4.5 |  | Ecom_SCR-20-GFST-GL_nowallplate.jpeg | http://grandbrass.xologic.com/vendors/4460/large/Ecom_SCR-20-GFST-GL_nowallplate.jpeg | [47 empty] | 0 | 0 | 0 | [6 empty] | 0 | 1 | 1 | EA | 1 | Lighting Controls |  |  | Electrical Distribution Equipment |  | Receptacles |  | Electrical Receptacles | [20 empty] | Other Lighting Controls | [242 empty] | <a href="https://assets.lutron.com/a/documents/0301801.pdf" target="_blank">Installation Instructions</a> | [23 empty] | 2.000 DW |  |  | 2.3000 IN | [89 empty] | 1.000 EA | 1.000 EA | [35 empty] | No | [42 empty] | https://assets.lutron.com/a/documents/369964.pdf | [7 empty] | Shelf Stock | [39 empty] | 39121406 | [13 empty] | <a href="https://www.lutron.com/TechnicalDocumentLibrary/369-119_Wallbox_Warranty.pdf" target="_blank">Warranty Information</a> |  |  |  |  | 0.340 L | [14 empty] | 0 | 0 | 0 | 0 | Electrical | 2021-12-01 05:45 | 2024-07-20 11:37 | 0000-00-00 00:00:00 | 2025-11-29 02:00 | 0000-00-00 00:00:00
4 | Lutron Electronics | SCR-15-UBTR-PB | 4460-10739 | 4460 | 10739 | Lutron Electronics | Ecom_SCR-15-UBTR-PB_NoWallPlate.jpeg | 784276809900 | SATIN 15A USB REC PB | Lutron Claro USB Type A 2.0 Duplex Receptacle, 15 Amp, Pebble |  | 1.8 | 4.5 |  | Ecom_SCR-15-UBTR-PB_NoWallPlate.jpeg | http://grandbrass.xologic.com/vendors/4460/large/Ecom_SCR-15-UBTR-PB_NoWallPlate.jpeg | [47 empty] | 0 | 0 | 0 | [6 empty] | 0 | 1 | 1 | EA | 1 | Lighting Controls |  |  | Electrical Distribution Equipment |  | Receptacles |  | Electrical Receptacles | [20 empty] | Other Lighting Controls | [242 empty] | <a href="https://assets.lutron.com/a/documents/041532.pdf" target="_blank">Installation Instructions</a> | [23 empty] | 2.000 DW |  |  | 2.0000 IN | [89 empty] | 1.000 EA | 1.000 EA | [35 empty] | No | [42 empty] | https://assets.lutron.com/a/documents/369976.pdf | [7 empty] | Shelf Stock | [39 empty] | 39121406 | [13 empty] | <a href="https://www.lutron.com/TechnicalDocumentLibrary/369-119_Wallbox_Warranty.pdf" target="_blank">Warranty Information</a> |  |  |  |  | 0.500 L | [14 empty] | 0 | 0 | 0 | 0 | Electrical | 2021-12-01 05:45 | 2024-07-20 11:34 | 0000-00-00 00:00:00 | 2025-11-29 02:00 | 0000-00-00 00:00:00
4 | Lutron Electronics | SCR-15-UBTR-CS | 4460-10740 | 4460 | 10740 | Lutron Electronics | Ecom_SCR-15-UBTR-CS.jpeg | 784276809917 | SATIN 15A USB REC CS | Lutron Claro USB Type A 2.0 Duplex Receptacle, 15 Amp, Cobblestone |  | 1.8 | 4.5 |  | Ecom_SCR-15-UBTR-CS.jpeg | http://grandbrass.xologic.com/vendors/4460/large/Ecom_SCR-15-UBTR-CS.jpeg | [47 empty] | 0 | 0 | 0 | [6 empty] | 0 | 1 | 1 | EA | 1 | Lighting Controls |  |  | Electrical Distribution Equipment |  | Receptacles |  | Electrical Receptacles | [20 empty] | Other Lighting Controls | [242 empty] | <a href="https://assets.lutron.com/a/documents/041532.pdf" target="_blank">Installation Instructions</a> | [23 empty] | 2.000 DW |  |  | 2.0000 IN | [89 empty] | 1.000 EA | 1.000 EA | [35 empty] | No | [42 empty] | https://assets.lutron.com/a/documents/369976.pdf | [7 empty] | Shelf Stock | [39 empty] | 39121406 | [13 empty] | <a href="https://www.lutron.com/TechnicalDocumentLibrary/369-119_Wallbox_Warranty.pdf" target="_blank">Warranty Information</a> |  |  |  |  | 0.500 L | [14 empty] | 0 | 0 | 0 | 0 | Electrical | 2021-12-01 05:45 | 2024-07-20 11:37 | 0000-00-00 00:00:00 | 2025-11-29 02:00 | 0000-00-00 00:00:00
4 | Lutron Electronics | SCRS-15-TR-RW | 4460-10741 | 4460 | 10741 | Lutron Electronics | Ecom_SCRS-15-TR-RW_NoWallPlate.jpeg | 784276810081 | SATIN 15A TR REC RW | Lutron Claro Tamper-Resistant Duplex Receptacle, 15 Amp, Architectural White |  | 2.3 | 4.5 |  | Ecom_SCRS-15-TR-RW_NoWallPlate.jpeg | http://grandbrass.xologic.com/vendors/4460/large/Ecom_SCRS-15-TR-RW_NoWallPlate.jpeg | [47 empty] | 0 | 0 | 0 | [6 empty] | 0 | 1 | 1 | EA | 1 | Lighting Controls |  |  | Electrical Distribution Equipment |  | Receptacles |  | Electrical Receptacles | [20 empty] | Other Lighting Controls | [242 empty] | <a href="https://assets.lutron.com/a/documents/0301636.pdf" target="_blank">Installation Instructions</a> | [23 empty] | 2.000 DW |  |  | 2.3000 IN | [89 empty] | 1.000 EA | 1.000 EA | [35 empty] | No | [42 empty] | https://assets.lutron.com/a/documents/maestrosatincolors.pdf | [7 empty] | Shelf Stock | [39 empty] | 39121406 | [13 empty] | <a href="https://www.lutron.com/TechnicalDocumentLibrary/369-119_Wallbox_Warranty.pdf" target="_blank">Warranty Information</a> |  |  |  |  | 0.350 L | [14 empty] | 0 | 0 | 0 | 0 | Electrical | 2021-12-01 05:45 | 2024-07-20 11:40 | 0000-00-00 00:00:00 | 2025-11-29 02:00 | 0000-00-00 00:00:00
1 | Lutron Electronics | SC-BI-LG | 4460-10742 | 4460 | 10742 | Lutron Electronics | SC-BI-LG.jpg | 784276288941 | CLARO BLANK LG | Claro Satin Finish, Blank insert in lunar gray |  | 2.3 | 4.5 |  | SC-BI-LG.jpg | http://grandbrass.xologic.com/vendors/4460/large/SC-BI-LG.jpg | [47 empty] | 0 | 0 | 0 | [6 empty] | 0 | 1 | 1 | EA | 1 | Specialty Items | [27 empty] | Lighting Accessories | [242 empty] | <a href="https://assets.lutron.com/a/documents/040440.pdf" target="_blank">Installation Instructions</a> | [23 empty] | 2.000 DW |  |  | 2.3000 IN | [89 empty] | 1.000 EA | 1.000 EA | [35 empty] | No | [42 empty] | https://assets.lutron.com/a/documents/maestrosatincolors.pdf | [7 empty] | Shelf Stock | [39 empty] | 39122221 | [13 empty] | <a href="https://www.lutron.com/TechnicalDocumentLibrary/369-119_Wallbox_Warranty.pdf" target="_blank">Warranty Information</a> |  |  |  |  | 0.060 L | [14 empty] | 0 | 0 | 0 | 0 | Lighting Fixtures | 2021-12-01 05:45 | 2024-07-20 11:40 | 0000-00-00 00:00:00 | 2024-07-20 11:40 | 0000-00-00 00:00:00 | [6 empty] | Biscuit
1 | Lutron Electronics | DVSCCL-253P-MI | 4460-10743 | 4460 | 10743 | Lutron Electronics | DVSCCL-253P-MI.jpg | 784276289276 | DIVA 250W DIM MI | Diva satin dimmer for 250W CFL/LED, 600W inc/hal, or Lutron Hi-Lume A-Series LTE LED Driver in mist |  | 2.3 | 4.5 |  | DVSCCL-253P-MI.jpg | http://grandbrass.xologic.com/vendors/4460/large/DVSCCL-253P-MI.jpg | [47 empty] | 0 | 0 | 0 | [6 empty] | 0 | 1 | 1 | EA | 1 | Lighting Controls | [27 empty] | Dimmers | [242 empty] | <a href="https://www.lutron.com/TechnicalDocumentLibrary/0301882.pdf" target="_blank">Installation Instructions</a> | [23 empty] | 2.000 DW |  |  | 2.3000 IN | [89 empty] | 1.000 EA | 1.000 EA | [35 empty] | No | [42 empty] | https://assets.lutron.com/a/documents/DivaSatinColors.pdf | [7 empty] | Shelf Stock | [39 empty] | 39122206 | [13 empty] | <a href="https://www.lutron.com/TechnicalDocumentLibrary/369-119_Wallbox_Warranty.pdf" target="_blank">Warranty Information</a> |  |  |  |  | 0.260 L | [14 empty] | 0 | 0 | 0 | 0 | Lighting Fixtures | 2021-12-01 05:45 | 2024-07-20 11:31 | 0000-00-00 00:00:00 | 2024-07-20 11:31 | 0000-00-00 00:00:00
1 | Lutron Electronics | DVSCRP-253P-PB | 4460-10744 | 4460 | 10744 | Lutron Electronics | DVSCRP-253P-PB.jpg | 784276289443 | DIVA REVERSE PHASE 250W DIM PB | Diva Reverse-phase Dimmer - Satin Finish, CFL/LED (Screw-based), Incandescent/Halogen, Electronic Low-voltage, 3-way/single-pole, 250W CFL/LED or 500W inc/hal/ELV in pebble |  | 2.3 | 4.5 |  | DVSCRP-253P-PB.jpg | http://grandbrass.xologic.com/vendors/4460/large/DVSCRP-253P-PB.jpg | [47 empty] | 0 | 0 | 0 | [6 empty] | 0 | 1 | 1 | EA | 1 | Lighting Controls | [27 empty] | Dimmers | [242 empty] | <a href="https://assets.lutron.com/a/documents/368-4493_Page_38.pdf" target="_blank">Installation Instructions</a> | [23 empty] | 2.000 DW |  |  | 2.3000 IN | [89 empty] | 1.000 EA | 1.000 EA | [35 empty] | No | [42 empty] | https://assets.lutron.com/a/documents/DivaSatinColors.pdf | [7 empty] | Shelf Stock | [39 empty] | 39122206 | [13 empty] | <a href="https://www.lutron.com/TechnicalDocumentLibrary/369-119_Wallbox_Warranty.pdf" target="_blank">Warranty Information</a> |  |  |  |  | 0.270 L | [14 empty] | 0 | 0 | 0 | 0 | Lighting Fixtures | 2021-12-01 05:45 | 2024-07-20 11:32 | 0000-00-00 00:00:00 | 2024-07-20 11:32 | 0000-00-00 00:00:00
1 | Lutron Electronics | DVSCRP-253P-CS | 4460-10745 | 4460 | 10745 | Lutron Electronics | DVSCRP-253P-CS.jpg | 784276289450 | DIVA REVERSE PHASE 250W DIM CS | Diva Reverse-phase Dimmer - Satin Finish, CFL/LED (Screw-based), Incandescent/Halogen, Electronic Low-voltage, 3-way/single-pole, 250W CFL/LED or 500W inc/hal/ELV in cobblestone |  | 2.3 | 4.5 |  | DVSCRP-253P-CS.jpg | http://grandbrass.xologic.com/vendors/4460/large/DVSCRP-253P-CS.jpg | [47 empty] | 0 | 0 | 0 | [6 empty] | 0 | 1 | 1 | EA | 1 | Lighting Controls | [27 empty] | Dimmers | [242 empty] | <a href="https://assets.lutron.com/a/documents/368-4493_Page_38.pdf" target="_blank">Installation Instructions</a> | [23 empty] | 2.000 DW |  |  | 2.3000 IN | [89 empty] | 1.000 EA | 1.000 EA | [35 empty] | No | [42 empty] | https://assets.lutron.com/a/documents/DivaSatinColors.pdf | [7 empty] | Shelf Stock | [39 empty] | 39122206 | [13 empty] | <a href="https://www.lutron.com/TechnicalDocumentLibrary/369-119_Wallbox_Warranty.pdf" target="_blank">Warranty Information</a> |  |  |  |  | 0.270 L | [14 empty] | 0 | 0 | 0 | 0 | Lighting Fixtures | 2021-12-01 05:45 | 2024-07-20 11:35 | 0000-00-00 00:00:00 | 2024-07-20 11:35 | 0000-00-00 00:00:00
1 | Lutron Electronics | DVSCSTV-SL | 4460-10746 | 4460 | 10746 | Lutron Electronics | DVSCSTV-SL.jpg | 784276291071 | DIVA DV 8A SL | Diva Dimmer - Satin Finish, Fluorescent or LED Dimming with 0-10V Ballasts and Drivers, Single-pole/3-way, 120-277V/50mA/8A in slate |  | 2.3 | 4.5 |  | DVSCSTV-SL.jpg | http://grandbrass.xologic.com/vendors/4460/large/DVSCSTV-SL.jpg | [47 empty] | 0 | 0 | 0 | [6 empty] | 0 | 1 | 1 | EA | 1 | Lighting Controls | [27 empty] | Dimmers | [242 empty] | <a href="https://www.lutron.com/TechnicalDocumentLibrary/0301973.pdf" target="_blank">Installation Instructions</a> | [23 empty] | 2.000 DW |  |  | 2.3000 IN | [89 empty] | 1.000 EA | 1.000 EA | [35 empty] | No | [42 empty] | https://www.lutron.com/TechnicalDocumentLibrary/369147.pdf | [7 empty] | Shelf Stock | [39 empty] | 39122206 | [13 empty] | <a href="https://www.lutron.com/TechnicalDocumentLibrary/369-119_Wallbox_Warranty.pdf" target="_blank">Warranty Information</a> |  |  |  |  | 0.260 L | [14 empty] | 0 | 0 | 0 | 0 | Lighting Fixtures | 2021-12-01 05:45 | 2024-07-20 11:34 | 0000-00-00 00:00:00 | 2024-07-20 11:34 | 0000-00-00 00:00:00
1 | Lutron Electronics | DVSCELV-300P-SD | 4460-10747 | 4460 | 10747 | Lutron Electronics | DVSCELV-300P-SD.jpg | 784276291408 | DIVA 300W DIM SD | Diva Dimmer - Satin Finish, Electronic Low-Voltage, Single-pole, 120V/300W in sand |  | 2.3 | 4.5 |  | DVSCELV-300P-SD.jpg | http://grandbrass.xologic.com/vendors/4460/large/DVSCELV-300P-SD.jpg | [47 empty] | 0 | 0 | 0 | [6 empty] | 0 | 1 | 1 | EA | 1 | Lighting Controls | [27 empty] | Dimmers | [242 empty] | <a href="https://www.lutron.com/TechnicalDocumentLibrary/0301295.pdf" target="_blank">Installation Instructions</a> | [23 empty] | 2.000 DW |  |  | 2.3000 IN | [89 empty] | 1.000 EA | 1.000 EA | [35 empty] | No | [42 empty] | https://assets.lutron.com/a/documents/DivaSatinColors.pdf | [7 empty] | Shelf Stock | [39 empty] | 39122206 | [13 empty] | <a href="https://www.lutron.com/TechnicalDocumentLibrary/369-119_Wallbox_Warranty.pdf" target="_blank">Warranty Information</a> |  |  |  |  | 0.250 L | [14 empty] | 0 | 0 | 0 | 0 | Lighting Fixtures | 2021-12-01 05:45 | 2024-07-20 11:38 | 0000-00-00 00:00:00 | 2024-07-20 11:38 | 0000-00-00 00:00:00
1 | Lutron Electronics | DVSCELV-303P-PM | 4460-10748 | 4460 | 10748 | Lutron Electronics | DVSCELV-303P-PM.jpg | 784276291576 | DIVA 300W 3WAY DIM PM | Diva Dimmer - Satin Finish, Electronic Low-Voltage, 3-way, 120V/300W in pumice |  | 2.3 | 4.5 |  | DVSCELV-303P-PM.jpg | http://grandbrass.xologic.com/vendors/4460/large/DVSCELV-303P-PM.jpg | [47 empty] | 0 | 0 | 0 | [6 empty] | 0 | 1 | 1 | EA | 1 | Lighting Controls | [27 empty] | Dimmers | [242 empty] | <a href="https://www.lutron.com/TechnicalDocumentLibrary/0301295.pdf" target="_blank">Installation Instructions</a> | [23 empty] | 2.000 DW |  |  | 2.3000 IN | [89 empty] | 1.000 EA | 1.000 EA | [35 empty] | No | [42 empty] | https://assets.lutron.com/a/documents/DivaSatinColors.pdf | [7 empty] | Shelf Stock | [39 empty] | 39122206 | [13 empty] | <a href="https://www.lutron.com/TechnicalDocumentLibrary/369-119_Wallbox_Warranty.pdf" target="_blank">Warranty Information</a> |  |  |  |  | 0.250 L | [14 empty] | 0 | 0 | 0 | 0 | Lighting Fixtures | 2021-12-01 05:45 | 2024-07-20 11:38 | 0000-00-00 00:00:00 | 2024-07-20 11:38 | 0000-00-00 00:00:00
1 | Lutron Electronics | DVSCELV-303P-CY | 4460-10749 | 4460 | 10749 | Lutron Electronics | DVSCELV-303P-CY.jpg | 784276291583 | DIVA 300W 3WAY DIM CY | Diva Dimmer - Satin Finish, Electronic Low-Voltage, 3-way, 120V/300W in clay |  | 2.3 | 4.5 |  | DVSCELV-303P-CY.jpg | http://grandbrass.xologic.com/vendors/4460/large/DVSCELV-303P-CY.jpg | [47 empty] | 0 | 0 | 0 | [6 empty] | 0 | 1 | 1 | EA | 1 | Lighting Controls | [27 empty] | Dimmers | [242 empty] | <a href="https://www.lutron.com/TechnicalDocumentLibrary/0301295.pdf" target="_blank">Installation Instructions</a> | [23 empty] | 2.000 DW |  |  | 2.3000 IN | [89 empty] | 1.000 EA | 1.000 EA | [35 empty] | No | [42 empty] | https://assets.lutron.com/a/documents/DivaSatinColors.pdf | [7 empty] | Shelf Stock | [39 empty] | 39122206 | [13 empty] | <a href="https://www.lutron.com/TechnicalDocumentLibrary/369-119_Wallbox_Warranty.pdf" target="_blank">Warranty Information</a> |  |  |  |  | 0.250 L | [14 empty] | 0 | 0 | 0 | 0 | Lighting Fixtures | 2021-12-01 05:45 | 2024-07-20 11:44 | 0000-00-00 00:00:00 | 2024-07-20 11:44 | 0000-00-00 00:00:00
1 | Lutron Electronics | DVSCF-103P-SA | 4460-10750 | 4460 | 10750 | Lutron Electronics | DVSCF-103P-SA.jpg | 784276291750 | DIVA 8A FLO DIM SA | Diva Dimmer - Satin Finish, Fluorescent or LED Dimming with 3-Wire Ballasts and Drivers, 3-way/single-pole, 120V/8A in sage |  | 2.3 | 4.5 |  | DVSCF-103P-SA.jpg | http://grandbrass.xologic.com/vendors/4460/large/DVSCF-103P-SA.jpg | [47 empty] | 0 | 0 | 0 | [6 empty] | 0 | 1 | 1 | EA | 1 | Lighting Controls | [27 empty] | Dimmers | [242 empty] | <a href="https://www.lutron.com/TechnicalDocumentLibrary/03115901D.pdf" target="_blank">Installation Instructions</a> | [23 empty] | 2.000 DW |  |  | 2.3000 IN | [89 empty] | 1.000 EA | 1.000 EA | [35 empty] | No | [42 empty] | https://assets.lutron.com/a/documents/DivaSatinColors.pdf | [7 empty] | Shelf Stock | [39 empty] | 39122206 | [13 empty] | <a href="https://www.lutron.com/TechnicalDocumentLibrary/369-119_Wallbox_Warranty.pdf" target="_blank">Warranty Information</a> |  |  |  |  | 0.320 L | [14 empty] | 0 | 0 | 0 | 0 | Lighting Fixtures | 2021-12-01 05:46 | 2024-07-20 11:34 | 0000-00-00 00:00:00 | 2024-07-20 11:34 | 0000-00-00 00:00:00
1 | Lutron Electronics | DVSCLV-600P-EP | 4460-10751 | 4460 | 10751 | Lutron Electronics | DVSCLV-600P-EP.jpg | 784276292085 | DIVA 450W 1P EP | Diva Dimmer - Satin Finish, Magnetic Low-Voltage, Single-pole, 120V/600VA (450W) in espresso |  | 2.3 | 4.5 |  | DVSCLV-600P-EP.jpg | http://grandbrass.xologic.com/vendors/4460/large/DVSCLV-600P-EP.jpg | [47 empty] | 0 | 0 | 0 | [6 empty] | 0 | 1 | 1 | EA | 1 | Lighting Controls | [27 empty] | Dimmers | [242 empty] | <a href="https://www.lutron.com/TechnicalDocumentLibrary/030448c.pdf" target="_blank">Installation Instructions</a> | [23 empty] | 2.000 DW |  |  | 2.3000 IN | [89 empty] | 1.000 EA | 1.000 EA | [35 empty] | No | [42 empty] | https://assets.lutron.com/a/documents/DivaSatinColors.pdf | [7 empty] | Shelf Stock | [39 empty] | 39122206 | [13 empty] | <a href="https://www.lutron.com/TechnicalDocumentLibrary/369-119_Wallbox_Warranty.pdf" target="_blank">Warranty Information</a> |  |  |  |  | 0.300 L | [14 empty] | 0 | 0 | 0 | 0 | Lighting Fixtures | 2021-12-01 05:46 | 2024-07-20 11:34 | 0000-00-00 00:00:00 | 2024-07-20 11:34 | 0000-00-00 00:00:00
1 | Lutron Electronics | DVSCLV-10P-CY | 4460-10752 | 4460 | 10752 | Lutron Electronics | DVSCLV-10P-CY.jpg | 784276292221 | DIVA 800W 1P DIM CY | Diva Dimmer - Satin Finish, Magnetic Low-Voltage, Single-pole, 120V/1000VA (800W) in clay |  | 2.3 | 4.6 |  | DVSCLV-10P-CY.jpg | http://grandbrass.xologic.com/vendors/4460/large/DVSCLV-10P-CY.jpg | [47 empty] | 0 | 0 | 0 | [6 empty] | 0 | 1 | 1 | EA | 1 | Lighting Controls | [27 empty] | Dimmers | [242 empty] | <a href="https://www.lutron.com/TechnicalDocumentLibrary/030448c.pdf" target="_blank">Installation Instructions</a> | [23 empty] | 2.000 DW |  |  | 2.3000 IN | [89 empty] | 1.000 EA | 1.000 EA | [35 empty] | No | [42 empty] | https://assets.lutron.com/a/documents/DivaSatinColors.pdf | [7 empty] | Shelf Stock | [39 empty] | 39122206 | [13 empty] | <a href="https://www.lutron.com/TechnicalDocumentLibrary/369-119_Wallbox_Warranty.pdf" target="_blank">Warranty Information</a> |  |  |  |  | 0.320 L | [14 empty] | 0 | 0 | 0 | 0 | Lighting Fixtures | 2021-12-01 05:46 | 2024-07-20 11:39 | 0000-00-00 00:00:00 | 2024-07-20 11:39 | 0000-00-00 00:00:00
1 | Lutron Electronics | DVSCLV-10P-TF | 4460-10753 | 4460 | 10753 | Lutron Electronics | DVSCLV-10P-TF.jpg | 784276292252 | DIVA 800W 1P DIM TF | Diva Dimmer - Satin Finish, Magnetic Low-Voltage, Single-pole, 120V/1000VA (800W) in truffle |  | 2.3 | 4.6 |  | DVSCLV-10P-TF.jpg | http://grandbrass.xologic.com/vendors/4460/large/DVSCLV-10P-TF.jpg | [47 empty] | 0 | 0 | 0 | [6 empty] | 0 | 1 | 1 | EA | 1 | Lighting Controls | [27 empty] | Dimmers | [242 empty] | <a href="https://www.lutron.com/TechnicalDocumentLibrary/030448c.pdf" target="_blank">Installation Instructions</a> | [23 empty] | 2.000 DW |  |  | 2.3000 IN | [89 empty] | 1.000 EA | 1.000 EA | [35 empty] | No | [42 empty] | https://assets.lutron.com/a/documents/DivaSatinColors.pdf | [7 empty] | Shelf Stock | [39 empty] | 39122206 | [13 empty] | <a href="https://www.lutron.com/TechnicalDocumentLibrary/369-119_Wallbox_Warranty.pdf" target="_blank">Warranty Information</a> |  |  |  |  | 0.320 L | [14 empty] | 0 | 0 | 0 | 0 | Lighting Fixtures | 2021-12-01 05:46 | 2024-07-20 11:34 | 0000-00-00 00:00:00 | 2024-07-20 11:34 | 0000-00-00 00:00:00
1 | Lutron Electronics | DVSCLV-603P-SA | 4460-10754 | 4460 | 10754 | Lutron Electronics | DVSCLV-603P-SA.jpg | 784276292399 | DIVA 450W 3WAY SA | Diva Dimmer - Satin Finish, Magnetic Low-Voltage, 3-way, 120V/600VA (450W) in sage |  | 2.3 | 4.5 |  | DVSCLV-603P-SA.jpg | http://grandbrass.xologic.com/vendors/4460/large/DVSCLV-603P-SA.jpg | [47 empty] | 0 | 0 | 0 | [6 empty] | 0 | 1 | 1 | EA | 1 | Lighting Controls | [27 empty] | Dimmers | [242 empty] | <a href="https://www.lutron.com/TechnicalDocumentLibrary/030448c.pdf" target="_blank">Installation Instructions</a> | [23 empty] | 2.000 DW |  |  | 2.3000 IN | [89 empty] | 1.000 EA | 1.000 EA | [35 empty] | No | [42 empty] | https://assets.lutron.com/a/documents/DivaSatinColors.pdf | [7 empty] | Shelf Stock | [39 empty] | 39122206 | [13 empty] | <a href="https://www.lutron.com/TechnicalDocumentLibrary/369-119_Wallbox_Warranty.pdf" target="_blank">Warranty Information</a> |  |  |  |  | 0.250 L | [14 empty] | 0 | 0 | 0 | 0 | Lighting Fixtures | 2021-12-01 05:46 | 2024-07-20 11:33 | 0000-00-00 00:00:00 | 2024-07-20 11:33 | 0000-00-00 00:00:00
1 | Lutron Electronics | RRST-W4B-EP | 4460-10755 | 4460 | 10755 | Lutron Electronics | RRST-W4B-EP.jpg | 784276294294 | RA3 4B SUNNATA KEY EP | Lutron RadioRA 3 Sunnata RF 4-Button Keypad - Espresso |  | 2.25 | 4.5 |  | RRST-W4B-EP.jpg | http://grandbrass.xologic.com/vendors/4460/large/RRST-W4B-EP.jpg | [47 empty] | 0 | 0 | 0 | [6 empty] | 0 | 1 | 1 | EA | 1 | Lighting Controls | [27 empty] | Other Lighting Controls | [242 empty] | <a href="https://assets.lutron.com/a/documents/044373.pdf" target="_blank">Installation Instructions</a> | [23 empty] | 5.000 DW |  |  | 2.2500 IN | [89 empty] | 1.000 EA | 1.000 EA | [35 empty] | No | [42 empty] | https://assets.lutron.com/a/documents/3691168_ENG.pdf | [7 empty] | Shelf Stock | [39 empty] | 52161525 | [6 empty] | <a href="https://lutron.widen.net/content/4y4cm6o0wa/mp4/RadioRA-3-Processor-Video.mp4?w=2048" target="_blank">Product Video Clip</a> | [6 empty] | <a href="https://assets.lutron.com/a/documents/043561.pdf" target="_blank">Warranty Information</a> |  |  |  |  | 0.270 L | [14 empty] | 0 | 0 | 0 | 0 | Lighting Fixtures | 2021-12-01 05:46 | 2024-07-20 11:40 | 0000-00-00 00:00:00 | 2024-07-20 11:40 | 0000-00-00 00:00:00
1 | Lutron Electronics | RRST-W3RL-EP | 4460-10756 | 4460 | 10756 | Lutron Electronics | RRST-W3RL-EP.jpg | 784276294614 | RA3 3RL SUNNATA KEY EP | Lutron RadioRA 3 Sunnata RF 3-Button Keypad with Raise/Lower - Espresso |  | 2.25 | 4.5 |  | RRST-W3RL-EP.jpg | http://grandbrass.xologic.com/vendors/4460/large/RRST-W3RL-EP.jpg | [47 empty] | 0 | 0 | 0 | [6 empty] | 0 | 1 | 1 | EA | 1 | Lighting Controls | [27 empty] | Other Lighting Controls | [242 empty] | <a href="https://assets.lutron.com/a/documents/044373.pdf" target="_blank">Installation Instructions</a> | [23 empty] | 5.000 DW |  |  | 2.2500 IN | [89 empty] | 1.000 EA | 1.000 EA | [35 empty] | No | [42 empty] | https://assets.lutron.com/a/documents/3691168_ENG.pdf | [7 empty] | Shelf Stock | [39 empty] | 52161525 | [6 empty] | <a href="https://lutron.widen.net/content/4y4cm6o0wa/mp4/RadioRA-3-Processor-Video.mp4?w=2048" target="_blank">Product Video Clip</a> | [6 empty] | <a href="https://assets.lutron.com/a/documents/043561.pdf" target="_blank">Warranty Information</a> |  |  |  |  | 0.270 L | [14 empty] | 0 | 0 | 0 | 0 | Lighting Fixtures | 2021-12-01 05:46 | 2024-07-20 11:41 | 0000-00-00 00:00:00 | 2024-07-20 11:41 | 0000-00-00 00:00:00
1 | Lutron Electronics | RRST-W3RL-TF | 4460-10757 | 4460 | 10757 | Lutron Electronics | RRST-W3RL-TF.jpg | 784276294638 | RA3 3RL SUNNATA KEY TF | Lutron RadioRA 3 Sunnata RF 3-Button Keypad with Raise/Lower - Truffle |  | 2.25 | 4.5 |  | RRST-W3RL-TF.jpg | http://grandbrass.xologic.com/vendors/4460/large/RRST-W3RL-TF.jpg | [47 empty] | 0 | 0 | 0 | [6 empty] | 0 | 1 | 1 | EA | 1 | Lighting Controls | [27 empty] | Other Lighting Controls | [242 empty] | <a href="https://assets.lutron.com/a/documents/044373.pdf" target="_blank">Installation Instructions</a> | [23 empty] | 5.000 DW |  |  | 2.2500 IN | [89 empty] | 1.000 EA | 1.000 EA | [35 empty] | No | [42 empty] | https://assets.lutron.com/a/documents/3691168_ENG.pdf | [7 empty] | Shelf Stock | [39 empty] | 52161525 | [6 empty] | <a href="https://lutron.widen.net/content/4y4cm6o0wa/mp4/RadioRA-3-Processor-Video.mp4?w=2048" target="_blank">Product Video Clip</a> | [6 empty] | <a href="https://assets.lutron.com/a/documents/043561.pdf" target="_blank">Warranty Information</a> |  |  |  |  | 0.270 L | [14 empty] | 0 | 0 | 0 | 0 | Lighting Fixtures | 2021-12-01 05:46 | 2024-07-20 11:37 | 0000-00-00 00:00:00 | 2024-07-20 11:37 | 0000-00-00 00:00:00
1 | Lutron Electronics | RRST-W2B-TF | 4460-10758 | 4460 | 10758 | Lutron Electronics | RRST-W2B-TF.jpg | 784276294966 | RA3 2B SUNNATA KEY TF | Lutron RadioRA 3 Sunnata RF 2-Button Keypad - Truffle |  | 2.25 | 4.5 |  | RRST-W2B-TF.jpg | http://grandbrass.xologic.com/vendors/4460/large/RRST-W2B-TF.jpg | [47 empty] | 0 | 0 | 0 | [6 empty] | 0 | 1 | 1 | EA | 1 | Lighting Controls | [27 empty] | Other Lighting Controls | [242 empty] | <a href="https://assets.lutron.com/a/documents/044373.pdf" target="_blank">Installation Instructions</a> | [23 empty] | 5.000 DW |  |  | 2.2500 IN | [89 empty] | 1.000 EA | 1.000 EA | [35 empty] | No | [42 empty] | https://assets.lutron.com/a/documents/3691168_ENG.pdf | [7 empty] | Shelf Stock | [39 empty] | 52161525 | [6 empty] | <a href="https://lutron.widen.net/content/4y4cm6o0wa/mp4/RadioRA-3-Processor-Video.mp4?w=2048" target="_blank">Product Video Clip</a> | [6 empty] | <a href="https://assets.lutron.com/a/documents/043561.pdf" target="_blank">Warranty Information</a> |  |  |  |  | 0.270 L | [14 empty] | 0 | 0 | 0 | 0 | Lighting Fixtures | 2021-12-01 05:46 | 2024-07-20 11:32 | 0000-00-00 00:00:00 | 2024-07-20 11:32 | 0000-00-00 00:00:00
4 | Lutron Electronics | SCRS-15-TR-GL | 4460-10759 | 4460 | 10759 | Lutron Electronics | Ecom_SCRS-15-TR-GL_NoWallPlate.jpeg | 784276809412 | SATIN 15A TR REC GL | Lutron Claro Tamper-Resistant Duplex Receptacle, 15 Amp, Glacier White |  | 2.3 | 4.5 |  | Ecom_SCRS-15-TR-GL_NoWallPlate.jpeg | http://grandbrass.xologic.com/vendors/4460/large/Ecom_SCRS-15-TR-GL_NoWallPlate.jpeg | [47 empty] | 0 | 0 | 0 | [6 empty] | 0 | 1 | 1 | EA | 1 | Lighting Controls |  |  | Electrical Distribution Equipment |  | Receptacles |  | Electrical Receptacles | [20 empty] | Other Lighting Controls | [242 empty] | <a href="https://assets.lutron.com/a/documents/0301636.pdf" target="_blank">Installation Instructions</a> | [23 empty] | 2.000 DW |  |  | 2.3000 IN | [89 empty] | 1.000 EA | 1.000 EA | [35 empty] | No | [42 empty] | https://assets.lutron.com/a/documents/maestrosatincolors.pdf | [7 empty] | Shelf Stock | [39 empty] | 39121406 | [13 empty] | <a href="https://www.lutron.com/TechnicalDocumentLibrary/369-119_Wallbox_Warranty.pdf" target="_blank">Warranty Information</a> |  |  |  |  | 0.350 L | [14 empty] | 0 | 0 | 0 | 0 | Electrical | 2021-12-01 05:46 | 2024-07-20 11:39 | 0000-00-00 00:00:00 | 2025-11-29 02:00 | 0000-00-00 00:00:00
4 | Lutron Electronics | SCRS-20-TR-PM | 4460-10760 | 4460 | 10760 | Lutron Electronics | Ecom_SCRS-20-TR-PM_NoWallPlate.jpeg | 784276809580 | SATIN 20A TR REC PM | Lutron Claro Tamper-Resistant Duplex Receptacle, 20 Amp, Pebble |  | 2.4 | 4.7 |  | Ecom_SCRS-20-TR-PM_NoWallPlate.jpeg | http://grandbrass.xologic.com/vendors/4460/large/Ecom_SCRS-20-TR-PM_NoWallPlate.jpeg | [47 empty] | 0 | 0 | 0 | [6 empty] | 0 | 1 | 1 | EA | 1 | Lighting Controls |  |  | Electrical Distribution Equipment |  | Receptacles |  | Electrical Receptacles | [20 empty] | Other Lighting Controls | [242 empty] | <a href="https://assets.lutron.com/a/documents/0301636.pdf" target="_blank">Installation Instructions</a> | [23 empty] | 2.000 DW |  |  | 2.4000 IN | [89 empty] | 1.000 EA | 1.000 EA | [35 empty] | No | [42 empty] | https://assets.lutron.com/a/documents/maestrosatincolors.pdf | [7 empty] | Shelf Stock | [39 empty] | 39121406 | [13 empty] | <a href="https://www.lutron.com/TechnicalDocumentLibrary/369-119_Wallbox_Warranty.pdf" target="_blank">Warranty Information</a> |  |  |  |  | 0.400 L | [14 empty] | 0 | 0 | 0 | 0 | Electrical | 2021-12-01 05:46 | 2024-07-20 11:37 | 0000-00-00 00:00:00 | 2025-11-29 02:00 | 0000-00-00 00:00:00
4 | Lutron Electronics | SCRS-20-TR-CY | 4460-10761 | 4460 | 10761 | Lutron Electronics | Ecom_SCRS-20-TR-CY_NoWallPlate.jpeg | 784276809597 | SATIN 20A TR REC CY | Lutron Claro Tamper-Resistant Duplex Receptacle, 20 Amp, Clay |  | 2.3 | 4.5 |  | Ecom_SCRS-20-TR-CY_NoWallPlate.jpeg | http://grandbrass.xologic.com/vendors/4460/large/Ecom_SCRS-20-TR-CY_NoWallPlate.jpeg | [47 empty] | 0 | 0 | 0 | [6 empty] | 0 | 1 | 1 | EA | 1 | Lighting Controls |  |  | Electrical Distribution Equipment |  | Receptacles |  | Electrical Receptacles | [20 empty] | Other Lighting Controls | [242 empty] | <a href="https://assets.lutron.com/a/documents/0301636.pdf" target="_blank">Installation Instructions</a> | [23 empty] | 2.000 DW |  |  | 2.3000 IN | [89 empty] | 1.000 EA | 1.000 EA | [35 empty] | No | [42 empty] | https://assets.lutron.com/a/documents/maestrosatincolors.pdf | [7 empty] | Shelf Stock | [39 empty] | 39121406 | [13 empty] | <a href="https://www.lutron.com/TechnicalDocumentLibrary/369-119_Wallbox_Warranty.pdf" target="_blank">Warranty Information</a> |  |  |  |  | 0.240 L | [14 empty] | 0 | 0 | 0 | 0 | Electrical | 2021-12-01 05:46 | 2024-07-20 11:37 | 0000-00-00 00:00:00 | 2025-11-29 02:00 | 0000-00-00 00:00:00
4 | Lutron Electronics | SCR-20-GFST-BW | 4460-10762 | 4460 | 10762 | Lutron Electronics | Ecom_SCR-20-GFST-BW_nowallplate.jpeg | 784276809764 | SATIN 20A GFCI REC BW | Lutron Claro Tamper-Resistant GFCI Duplex Receptacle, 20-Amp, Brilliant White |  | 2.3 | 4.5 |  | Ecom_SCR-20-GFST-BW_nowallplate.jpeg | http://grandbrass.xologic.com/vendors/4460/large/Ecom_SCR-20-GFST-BW_nowallplate.jpeg | [47 empty] | 0 | 0 | 0 | [6 empty] | 0 | 1 | 1 | EA | 1 | Lighting Controls |  |  | Electrical Distribution Equipment |  | Receptacles |  | Electrical Receptacles | [20 empty] | Other Lighting Controls | [242 empty] | <a href="https://assets.lutron.com/a/documents/0301801.pdf" target="_blank">Installation Instructions</a> | [23 empty] | 2.000 DW |  |  | 2.3000 IN | [89 empty] | 1.000 EA | 1.000 EA | [35 empty] | No | [42 empty] | https://assets.lutron.com/a/documents/369964.pdf | [7 empty] | Shelf Stock | [39 empty] | 39121406 | [13 empty] | <a href="https://www.lutron.com/TechnicalDocumentLibrary/369-119_Wallbox_Warranty.pdf" target="_blank">Warranty Information</a> |  |  |  |  | 0.340 L | [14 empty] | 0 | 0 | 0 | 0 | Electrical | 2021-12-01 05:46 | 2024-07-20 11:34 | 0000-00-00 00:00:00 | 2025-11-29 02:00 | 0000-00-00 00:00:00
4 | Lutron Electronics | SCRS-15-TR-LG | 4460-10763 | 4460 | 10763 | Lutron Electronics | Ecom_SCRS-15-TR-LG_NoWallPlate.jpeg | 784276810098 | SATIN 15A TR REC LG | Lutron Claro Tamper-Resistant Duplex Receptacle, 15 Amp, Lunar Gray |  | 2.3 | 4.5 |  | Ecom_SCRS-15-TR-LG_NoWallPlate.jpeg | http://grandbrass.xologic.com/vendors/4460/large/Ecom_SCRS-15-TR-LG_NoWallPlate.jpeg | [47 empty] | 0 | 0 | 0 | [6 empty] | 0 | 1 | 1 | EA | 1 | Lighting Controls |  |  | Electrical Distribution Equipment |  | Receptacles |  | Electrical Receptacles | [20 empty] | Other Lighting Controls | [242 empty] | <a href="https://assets.lutron.com/a/documents/0301636.pdf" target="_blank">Installation Instructions</a> | [23 empty] | 2.000 DW |  |  | 2.3000 IN | [89 empty] | 1.000 EA | 1.000 EA | [35 empty] | No | [42 empty] | https://assets.lutron.com/a/documents/maestrosatincolors.pdf | [7 empty] | Shelf Stock | [39 empty] | 39121406 | [13 empty] | <a href="https://www.lutron.com/TechnicalDocumentLibrary/369-119_Wallbox_Warranty.pdf" target="_blank">Warranty Information</a> |  |  |  |  | 0.350 L | [14 empty] | 0 | 0 | 0 | 0 | Electrical | 2021-12-01 05:46 | 2024-07-20 11:32 | 0000-00-00 00:00:00 | 2025-11-29 02:00 | 0000-00-00 00:00:00
4 | Lutron Electronics | SCR-15-UBTR-MI | 4460-10764 | 4460 | 10764 | Lutron Electronics | Ecom_SCR-15-UBTR-MI_NoWallPlate.jpeg | 784276810265 | SATIN 15A USB REC MI | Lutron Claro USB Type A 2.0 Duplex Receptacle, 15 Amp, Mist |  | 1.8 | 4.5 |  | Ecom_SCR-15-UBTR-MI_NoWallPlate.jpeg | http://grandbrass.xologic.com/vendors/4460/large/Ecom_SCR-15-UBTR-MI_NoWallPlate.jpeg | [47 empty] | 0 | 0 | 0 | [6 empty] | 0 | 1 | 1 | EA | 1 | Lighting Controls |  |  | Electrical Distribution Equipment |  | Receptacles |  | Electrical Receptacles | [20 empty] | Other Lighting Controls | [242 empty] | <a href="https://assets.lutron.com/a/documents/041532.pdf" target="_blank">Installation Instructions</a> | [23 empty] | 2.000 DW |  |  | 2.0000 IN | [89 empty] | 1.000 EA | 1.000 EA | [35 empty] | No | [42 empty] | https://assets.lutron.com/a/documents/369976.pdf | [7 empty] | Shelf Stock | [39 empty] | 39121406 | [13 empty] | <a href="https://www.lutron.com/TechnicalDocumentLibrary/369-119_Wallbox_Warranty.pdf" target="_blank">Warranty Information</a> |  |  |  |  | 0.500 L | [14 empty] | 0 | 0 | 0 | 0 | Electrical | 2021-12-01 05:46 | 2024-07-20 11:30 | 0000-00-00 00:00:00 | 2025-11-29 02:00 | 0000-00-00 00:00:00
4 | Lutron Electronics | SCR-15-UBTR-SR | 4460-10765 | 4460 | 10765 | Lutron Electronics | Ecom_SCR-15-UBTR-SR_NoWallPlate.jpeg | 784276810272 | SATIN 15A USB REC SR | Lutron Claro USB Type A 2.0 Duplex Receptacle, 15 Amp, Signal Red |  | 1.8 | 4.5 |  | Ecom_SCR-15-UBTR-SR_NoWallPlate.jpeg | http://grandbrass.xologic.com/vendors/4460/large/Ecom_SCR-15-UBTR-SR_NoWallPlate.jpeg | [47 empty] | 0 | 0 | 0 | [6 empty] | 0 | 1 | 1 | EA | 1 | Lighting Controls |  |  | Electrical Distribution Equipment |  | Receptacles |  | Electrical Receptacles | [20 empty] | Other Lighting Controls | [242 empty] | <a href="https://assets.lutron.com/a/documents/041532.pdf" target="_blank">Installation Instructions</a> | [23 empty] | 2.000 DW |  |  | 2.0000 IN | [89 empty] | 1.000 EA | 1.000 EA | [35 empty] | No | [42 empty] | https://assets.lutron.com/a/documents/369976.pdf | [7 empty] | Shelf Stock | [39 empty] | 39121406 | [13 empty] | <a href="https://www.lutron.com/TechnicalDocumentLibrary/369-119_Wallbox_Warranty.pdf" target="_blank">Warranty Information</a> |  |  |  |  | 0.500 L | [14 empty] | 0 | 0 | 0 | 0 | Electrical | 2021-12-01 05:46 | 2024-07-20 11:32 | 0000-00-00 00:00:00 | 2025-11-29 02:00 | 0000-00-00 00:00:00
1 | Lutron Electronics | RRST-W2B-IV | 4460-10766 | 4460 | 10766 | Lutron Electronics | RRST-W2B-IV.jpg | 784276285902 | RA3 2B SUNNATA KEY IV | Lutron RadioRA 3 Sunnata RF 2-Button Keypad - Ivory |  | 2.3 | 4.5 |  | RRST-W2B-IV.jpg | http://grandbrass.xologic.com/vendors/4460/large/RRST-W2B-IV.jpg | [47 empty] | 0 | 0 | 0 | [6 empty] | 0 | 1 | 1 | EA | 1 | Lighting Controls | [27 empty] | Other Lighting Controls | [242 empty] | <a href="https://assets.lutron.com/a/documents/044373.pdf" target="_blank">Installation Instructions</a> | [23 empty] | 2.000 DW |  |  | 2.3000 IN | [89 empty] | 1.000 EA | 1.000 EA | [35 empty] | No | [42 empty] | https://assets.lutron.com/a/documents/3691168_ENG.pdf | [7 empty] | Shelf Stock | [39 empty] | 52161525 | [6 empty] | <a href="https://lutron.widen.net/content/4y4cm6o0wa/mp4/RadioRA-3-Processor-Video.mp4?w=2048" target="_blank">Product Video Clip</a> | [6 empty] | <a href="https://assets.lutron.com/a/documents/043561.pdf" target="_blank">Warranty Information</a> |  |  |  |  | 0.220 L | [14 empty] | 0 | 0 | 0 | 0 | Lighting Fixtures | 2021-12-01 05:46 | 2024-07-20 11:32 | 0000-00-00 00:00:00 | 2024-07-20 11:32 | 0000-00-00 00:00:00 | [6 empty] | Ivory
1 | Lutron Electronics | RRST-W2B-BL | 4460-10767 | 4460 | 10767 | Lutron Electronics | RRST-W2B-BL.jpg | 784276285919 | RA3 2B SUNNATA KEY BL | Lutron RadioRA 3 Sunnata RF 2-Button Keypad - Black |  | 2.25 | 4.5 |  | RRST-W2B-BL.jpg | http://grandbrass.xologic.com/vendors/4460/large/RRST-W2B-BL.jpg | [47 empty] | 0 | 0 | 0 | [6 empty] | 0 | 1 | 1 | EA | 1 | Lighting Controls | [27 empty] | Other Lighting Controls | [242 empty] | <a href="https://assets.lutron.com/a/documents/044373.pdf" target="_blank">Installation Instructions</a> | [23 empty] | 2.000 DW |  |  | 2.2500 IN | [89 empty] | 1.000 EA | 1.000 EA | [35 empty] | No | [42 empty] | https://assets.lutron.com/a/documents/3691168_ENG.pdf | [7 empty] | Shelf Stock | [39 empty] | 52161525 | [6 empty] | <a href="https://lutron.widen.net/content/4y4cm6o0wa/mp4/RadioRA-3-Processor-Video.mp4?w=2048" target="_blank">Product Video Clip</a> | [6 empty] | <a href="https://assets.lutron.com/a/documents/043561.pdf" target="_blank">Warranty Information</a> |  |  |  |  | 0.270 L | [14 empty] | 0 | 0 | 0 | 0 | Lighting Fixtures | 2021-12-01 05:46 | 2024-07-20 11:44 | 0000-00-00 00:00:00 | 2024-07-20 11:44 | 0000-00-00 00:00:00 | [6 empty] | Black
1 | Lutron Electronics | RRST-W4B-BL | 4460-10768 | 4460 | 10768 | Lutron Electronics | RRST-W4B-BL.jpg | 784276286053 | RA3 4B SUNNATA KEY BL | Lutron RadioRA 3 Sunnata RF 4-Button Keypad - Black |  | 2.25 | 4.5 |  | RRST-W4B-BL.jpg | http://grandbrass.xologic.com/vendors/4460/large/RRST-W4B-BL.jpg | [47 empty] | 0 | 0 | 0 | [6 empty] | 0 | 1 | 1 | EA | 1 | Lighting Controls | [27 empty] | Other Lighting Controls | [242 empty] | <a href="https://assets.lutron.com/a/documents/044373.pdf" target="_blank">Installation Instructions</a> | [23 empty] | 2.000 DW |  |  | 2.2500 IN | [89 empty] | 1.000 EA | 1.000 EA | [35 empty] | No | [42 empty] | https://assets.lutron.com/a/documents/3691168_ENG.pdf | [7 empty] | Shelf Stock | [39 empty] | 52161525 | [6 empty] | <a href="https://lutron.widen.net/content/4y4cm6o0wa/mp4/RadioRA-3-Processor-Video.mp4?w=2048" target="_blank">Product Video Clip</a> | [6 empty] | <a href="https://assets.lutron.com/a/documents/043561.pdf" target="_blank">Warranty Information</a> |  |  |  |  | 0.270 L | [14 empty] | 0 | 0 | 0 | 0 | Lighting Fixtures | 2021-12-01 05:46 | 2024-07-20 11:38 | 0000-00-00 00:00:00 | 2024-07-20 11:38 | 0000-00-00 00:00:00 | [6 empty] | Black
4 | Lutron Electronics | SC-2-SR | 4460-10769 | 4460 | 10769 | Lutron Electronics | Ecom_SC-2-SR.jpeg | 784276287784 | SATIN WALLPLATE 2G SR | Claro Wallplate, Satin Finish, Two-gang in signal red |  | 5.2 | 5.1 |  | Ecom_SC-2-SR.jpeg | http://grandbrass.xologic.com/vendors/4460/large/Ecom_SC-2-SR.jpeg | [47 empty] | 0 | 0 | 0 | [6 empty] | 0 | 1 | 1 | EA | 1 | Lighting Controls |  |  | Fittings and Hardware |  | Electrical Hardware And Supplies |  | Wallplates | [20 empty] | Switch Plates | [242 empty] | <a href="https://assets.lutron.com/a/documents/040440.pdf" target="_blank">Installation Instructions</a> | [23 empty] | 2.000 DW |  |  | 0.3000 IN | [89 empty] | 1.000 EA | 1.000 EA | [35 empty] | No | [42 empty] | https://assets.lutron.com/a/documents/maestrosatincolors.pdf | [7 empty] | Shelf Stock | [39 empty] | 39121704 | [13 empty] | <a href="https://www.lutron.com/TechnicalDocumentLibrary/369-119_Wallbox_Warranty.pdf" target="_blank">Warranty Information</a> |  |  |  |  | 0.150 L | [14 empty] | 0 | 0 | 0 | 0 | Electrical | 2021-12-01 05:46 | 2024-07-20 11:35 | 0000-00-00 00:00:00 | 2025-11-29 02:00 | 0000-00-00 00:00:00
4 | Lutron Electronics | SC-3-BW | 4460-10770 | 4460 | 10770 | Lutron Electronics | Ecom_SC-2-BW.jpeg | 784276287791 | SATIN WALLPLATE 3G BW | Claro Wallplate, Satin Finish, Three-gang in brilliant white |  | 5.75 | 0.3 |  | Ecom_SC-2-BW.jpeg | http://grandbrass.xologic.com/vendors/4460/large/Ecom_SC-2-BW.jpeg | [47 empty] | 0 | 0 | 0 | [6 empty] | 0 | 1 | 1 | EA | 1 | Lighting Controls |  |  | Fittings and Hardware |  | Electrical Hardware And Supplies |  | Wallplates | [20 empty] | Switch Plates | [242 empty] | <a href="https://assets.lutron.com/a/documents/040440.pdf" target="_blank">Installation Instructions</a> | [23 empty] | 2.000 DW |  |  | 8.2500 IN | [89 empty] | 1.000 EA | 1.000 EA | [35 empty] | No | [42 empty] | https://assets.lutron.com/a/documents/maestrosatincolors.pdf | [7 empty] | Shelf Stock | [39 empty] | 39121704 | [13 empty] | <a href="https://www.lutron.com/TechnicalDocumentLibrary/369-119_Wallbox_Warranty.pdf" target="_blank">Warranty Information</a> |  |  |  |  | 0.250 L | [14 empty] | 0 | 0 | 0 | 0 | Electrical | 2021-12-01 05:46 | 2024-07-20 11:22 | 0000-00-00 00:00:00 | 2025-11-29 02:00 | 0000-00-00 00:00:00
4 | Lutron Electronics | SC-3-DE | 4460-10771 | 4460 | 10771 | Lutron Electronics | Ecom_SC-3-DE.jpeg | 784276287937 | SATIN WALLPLATE 3G DE | Claro Wallplate, Satin Finish, Three-gang in deep sea |  | 5.75 | 0.3 |  | Ecom_SC-3-DE.jpeg | http://grandbrass.xologic.com/vendors/4460/large/Ecom_SC-3-DE.jpeg | [47 empty] | 0 | 0 | 0 | [6 empty] | 0 | 1 | 1 | EA | 1 | Lighting Controls |  |  | Fittings and Hardware |  | Electrical Hardware And Supplies |  | Wallplates | [20 empty] | Switch Plates | [242 empty] | <a href="https://assets.lutron.com/a/documents/040440.pdf" target="_blank">Installation Instructions</a> | [23 empty] | 2.000 DW |  |  | 8.2500 IN | [89 empty] | 1.000 EA | 1.000 EA | [35 empty] | No | [42 empty] | https://assets.lutron.com/a/documents/maestrosatincolors.pdf | [7 empty] | Shelf Stock | [39 empty] | 39121704 | [13 empty] | <a href="https://www.lutron.com/TechnicalDocumentLibrary/369-119_Wallbox_Warranty.pdf" target="_blank">Warranty Information</a> |  |  |  |  | 0.250 L | [14 empty] | 0 | 0 | 0 | 0 | Electrical | 2021-12-01 05:46 | 2024-07-20 11:38 | 0000-00-00 00:00:00 | 2025-11-29 02:00 | 0000-00-00 00:00:00
4 | Lutron Electronics | SC-6-GL | 4460-10772 | 4460 | 10772 | Lutron Electronics | Ecom_SC-6-GL.jpeg | 784276288286 | SATIN WALLPLATE 6G GL | Claro Wallplate, Satin Finish, Six-gang in glacier white |  | 1 | 1 |  | Ecom_SC-6-GL.jpeg | http://grandbrass.xologic.com/vendors/4460/large/Ecom_SC-6-GL.jpeg | [47 empty] | 0 | 0 | 0 | [6 empty] | 0 | 1 | 1 | EA | 1 | Lighting Controls |  |  | Fittings and Hardware |  | Electrical Hardware And Supplies |  | Wallplates | [20 empty] | Switch Plates | [242 empty] | <a href="https://assets.lutron.com/a/documents/040440.pdf" target="_blank">Installation Instructions</a> | [23 empty] | 2.000 DW |  |  | 1.0000 IN | [89 empty] | 1.000 EA | 1.000 EA | [35 empty] | No | [42 empty] | https://assets.lutron.com/a/documents/maestrosatincolors.pdf | [7 empty] | Shelf Stock | [39 empty] | 39121704 | [13 empty] | <a href="https://www.lutron.com/TechnicalDocumentLibrary/369-119_Wallbox_Warranty.pdf" target="_blank">Warranty Information</a> |  |  |  |  | 1.000 L | [14 empty] | 0 | 0 | 0 | 0 | Electrical | 2021-12-01 05:46 | 2024-07-20 11:33 | 0000-00-00 00:00:00 | 2025-11-29 02:00 | 0000-00-00 00:00:00
4 | Lutron Electronics | SC-6-RW | 4460-10773 | 4460 | 10773 | Lutron Electronics | Ecom_SC-6-RW.jpeg | 784276288293 | SATIN WALLPLATE 6G RW | Claro Wallplate, Satin Finish, Six-gang in architectural white |  | 1 | 1 |  | Ecom_SC-6-RW.jpeg | http://grandbrass.xologic.com/vendors/4460/large/Ecom_SC-6-RW.jpeg | [47 empty] | 0 | 0 | 0 | [6 empty] | 0 | 1 | 1 | EA | 1 | Lighting Controls |  |  | Fittings and Hardware |  | Electrical Hardware And Supplies |  | Wallplates | [20 empty] | Switch Plates | [242 empty] | <a href="https://assets.lutron.com/a/documents/040440.pdf" target="_blank">Installation Instructions</a> | [23 empty] | 2.000 DW |  |  | 1.0000 IN | [89 empty] | 1.000 EA | 1.000 EA | [35 empty] | No | [42 empty] | https://assets.lutron.com/a/documents/maestrosatincolors.pdf | [7 empty] | Shelf Stock | [39 empty] | 39121704 | [13 empty] | <a href="https://www.lutron.com/TechnicalDocumentLibrary/369-119_Wallbox_Warranty.pdf" target="_blank">Warranty Information</a> |  |  |  |  | 1.000 L | [14 empty] | 0 | 0 | 0 | 0 | Electrical | 2021-12-01 05:46 | 2024-07-20 11:31 | 0000-00-00 00:00:00 | 2025-11-29 02:00 | 0000-00-00 00:00:00
4 | Lutron Electronics | SC-6-CY | 4460-10774 | 4460 | 10774 | Lutron Electronics | Ecom_SC-6-CY.jpeg | 784276288439 | SATIN WALLPLATE 6G CY | Claro Wallplate, Satin Finish, Six-gang in clay |  | 1 | 1 |  | Ecom_SC-6-CY.jpeg | http://grandbrass.xologic.com/vendors/4460/large/Ecom_SC-6-CY.jpeg | [47 empty] | 0 | 0 | 0 | [6 empty] | 0 | 1 | 1 | EA | 1 | Lighting Controls |  |  | Fittings and Hardware |  | Electrical Hardware And Supplies |  | Wallplates | [20 empty] | Switch Plates | [242 empty] | <a href="https://assets.lutron.com/a/documents/040440.pdf" target="_blank">Installation Instructions</a> | [23 empty] | 2.000 DW |  |  | 1.0000 IN | [89 empty] | 1.000 EA | 1.000 EA | [35 empty] | No | [42 empty] | https://assets.lutron.com/a/documents/maestrosatincolors.pdf | [7 empty] | Shelf Stock | [39 empty] | 39121704 | [13 empty] | <a href="https://www.lutron.com/TechnicalDocumentLibrary/369-119_Wallbox_Warranty.pdf" target="_blank">Warranty Information</a> |  |  |  |  | 1.000 L | [14 empty] | 0 | 0 | 0 | 0 | Electrical | 2021-12-01 05:46 | 2024-07-20 11:22 | 0000-00-00 00:00:00 | 2025-11-29 02:00 | 0000-00-00 00:00:00
1 | Lutron Electronics | SC-4PS-LG | 4460-10775 | 4460 | 10775 | Lutron Electronics | Ecom_SC-4PS-LG_NoWallPlate.jpeg | 784276288781 | SATIN 15A SW 4WAY LG | Lutron Claro 15 Amp, 4-Way On/Off Rocker Switch, Lunar Gray |  | 2.3 | 4.5 |  | Ecom_SC-4PS-LG_NoWallPlate.jpeg | http://grandbrass.xologic.com/vendors/4460/large/Ecom_SC-4PS-LG_NoWallPlate.jpeg | [47 empty] | 0 | 0 | 0 | [6 empty] | 0 | 1 | 1 | EA | 1 | Lighting Controls | [27 empty] | Lightswitches | [242 empty] | <a href="https://assets.lutron.com/a/documents/030987b.pdf" target="_blank">Installation Instructions</a> | [23 empty] | 2.000 DW |  |  | 2.3000 IN | [89 empty] | 1.000 EA | 1.000 EA | [35 empty] | No | [42 empty] | https://assets.lutron.com/a/documents/maestrosatincolors.pdf | [7 empty] | Shelf Stock | [39 empty] | 39122226 | [13 empty] | <a href="https://www.lutron.com/TechnicalDocumentLibrary/369-119_Wallbox_Warranty.pdf" target="_blank">Warranty Information</a> |  |  |  |  | 0.250 L | [14 empty] | 0 | 0 | 0 | 0 | Lighting Fixtures | 2021-12-01 05:46 | 2024-07-20 11:38 | 0000-00-00 00:00:00 | 2024-07-20 11:38 | 0000-00-00 00:00:00
1 | Lutron Electronics | SC-4PS-MI | 4460-10776 | 4460 | 10776 | Lutron Electronics | Ecom_SC-4PS-MI_NoWallPlate.jpeg | 784276288798 | SATIN 15A SW 4WAY MI | Lutron Claro 15 Amp, 4-Way On/Off Rocker Switch, Mist |  | 2.3 | 4.5 |  | Ecom_SC-4PS-MI_NoWallPlate.jpeg | http://grandbrass.xologic.com/vendors/4460/large/Ecom_SC-4PS-MI_NoWallPlate.jpeg | [47 empty] | 0 | 0 | 0 | [6 empty] | 0 | 1 | 1 | EA | 1 | Lighting Controls | [27 empty] | Lightswitches | [242 empty] | <a href="https://assets.lutron.com/a/documents/030987b.pdf" target="_blank">Installation Instructions</a> | [23 empty] | 2.000 DW |  |  | 2.3000 IN | [89 empty] | 1.000 EA | 1.000 EA | [35 empty] | No | [42 empty] | https://assets.lutron.com/a/documents/maestrosatincolors.pdf | [7 empty] | Shelf Stock | [39 empty] | 39122226 | [13 empty] | <a href="https://www.lutron.com/TechnicalDocumentLibrary/369-119_Wallbox_Warranty.pdf" target="_blank">Warranty Information</a> |  |  |  |  | 0.250 L | [14 empty] | 0 | 0 | 0 | 0 | Lighting Fixtures | 2021-12-01 05:46 | 2024-07-20 11:37 | 0000-00-00 00:00:00 | 2024-07-20 11:37 | 0000-00-00 00:00:00
1 | Lutron Electronics | SC-BI-RW | 4460-10777 | 4460 | 10777 | Lutron Electronics | SC-BI-RW.jpg | 784276288934 | CLARO BLANK RW | Claro Satin Finish, Blank insert in architectural white |  | 2.3 | 4.5 |  | SC-BI-RW.jpg | http://grandbrass.xologic.com/vendors/4460/large/SC-BI-RW.jpg | [47 empty] | 0 | 0 | 0 | [6 empty] | 0 | 1 | 1 | EA | 1 | Specialty Items | [27 empty] | Lighting Accessories | [242 empty] | <a href="https://assets.lutron.com/a/documents/040440.pdf" target="_blank">Installation Instructions</a> | [23 empty] | 2.000 DW |  |  | 2.3000 IN | [89 empty] | 1.000 EA | 1.000 EA | [35 empty] | No | [42 empty] | https://assets.lutron.com/a/documents/maestrosatincolors.pdf | [7 empty] | Shelf Stock | [39 empty] | 39122221 | [13 empty] | <a href="https://www.lutron.com/TechnicalDocumentLibrary/369-119_Wallbox_Warranty.pdf" target="_blank">Warranty Information</a> |  |  |  |  | 0.060 L | [14 empty] | 0 | 0 | 0 | 0 | Lighting Fixtures | 2021-12-01 05:46 | 2024-07-20 11:31 | 0000-00-00 00:00:00 | 2024-07-20 11:31 | 0000-00-00 00:00:00 | [6 empty] | Biscuit
1 | Lutron Electronics | DVSCCL-253P-PB | 4460-10778 | 4460 | 10778 | Lutron Electronics | Ecom_DVSCCL-253P-PB_WithWallPlate.jpeg?w=1500 | 784276289283 | DIVA 250W DIM PB | Diva satin dimmer for 250W CFL/LED, 600W inc/hal, or Lutron Hi-Lume A-Series LTE LED Driver in pebble |  | 2.3 | 4.5 | [50 empty] | 0 | 0 | 0 | [6 empty] | 0 | 1 | 1 | EA | 1 | Lighting Controls | [27 empty] | Dimmers | [242 empty] | <a href="https://www.lutron.com/TechnicalDocumentLibrary/0301882.pdf" target="_blank">Installation Instructions</a> | [23 empty] | 2.000 DW |  |  | 2.3000 IN | [89 empty] | 1.000 EA | 1.000 EA | [35 empty] | No | [42 empty] | https://assets.lutron.com/a/documents/DivaSatinColors.pdf | [7 empty] | Shelf Stock | [39 empty] | 39122206 | [6 empty] | <a href="https://lutron.widen.net/content/stbdslloil/MP4/LED+-Dimmer-with-Wire-Leads-Installation_English.MP4?w=2048" target="_blank">Product Video Clip</a> | [6 empty] | <a href="https://www.lutron.com/TechnicalDocumentLibrary/369-119_Wallbox_Warranty.pdf" target="_blank">Warranty Information</a> |  |  |  |  | 0.260 L | [14 empty] | 0 | 0 | 0 | 0 | Lighting Fixtures | 2021-12-01 05:46 | 2024-07-20 11:34 | 0000-00-00 00:00:00 | 2024-07-20 11:34 | 0000-00-00 00:00:00
1 | Lutron Electronics | DVSCCL-253P-CS | 4460-10779 | 4460 | 10779 | Lutron Electronics | Ecom_DVSCCL-253P-CS_WithWallPlate.jpeg?w=1500 | 784276289290 | DIVA 250W DIM CS | Diva satin dimmer for 250W CFL/LED, 600W inc/hal, or Lutron Hi-Lume A-Series LTE LED Driver in cobblestone |  | 2.3 | 4.5 | [50 empty] | 0 | 0 | 0 | [6 empty] | 0 | 1 | 1 | EA | 1 | Lighting Controls | [27 empty] | Dimmers | [242 empty] | <a href="https://www.lutron.com/TechnicalDocumentLibrary/0301882.pdf" target="_blank">Installation Instructions</a> | [23 empty] | 2.000 DW |  |  | 2.3000 IN | [89 empty] | 1.000 EA | 1.000 EA | [35 empty] | No | [42 empty] | https://assets.lutron.com/a/documents/DivaSatinColors.pdf | [7 empty] | Shelf Stock | [39 empty] | 39122206 | [6 empty] | <a href="https://lutron.widen.net/content/stbdslloil/MP4/LED+-Dimmer-with-Wire-Leads-Installation_English.MP4?w=2048" target="_blank">Product Video Clip</a> | [6 empty] | <a href="https://www.lutron.com/TechnicalDocumentLibrary/369-119_Wallbox_Warranty.pdf" target="_blank">Warranty Information</a> |  |  |  |  | 0.260 L | [14 empty] | 0 | 0 | 0 | 0 | Lighting Fixtures | 2021-12-01 05:46 | 2024-07-20 11:31 | 0000-00-00 00:00:00 | 2024-07-20 11:31 | 0000-00-00 00:00:00
1 | Lutron Electronics | DVSCRP-253P-MI | 4460-10780 | 4460 | 10780 | Lutron Electronics | DVSCRP-253P-MI.jpg | 784276289436 | DIVA REVERSE PHASE 250W DIM MI | Diva Reverse-phase Dimmer - Satin Finish, CFL/LED (Screw-based), Incandescent/Halogen, Electronic Low-voltage, 3-way/single-pole, 250W CFL/LED or 500W inc/hal/ELV in mist |  | 2.3 | 4.5 |  | DVSCRP-253P-MI.jpg | http://grandbrass.xologic.com/vendors/4460/large/DVSCRP-253P-MI.jpg | [47 empty] | 0 | 0 | 0 | [6 empty] | 0 | 1 | 1 | EA | 1 | Lighting Controls | [27 empty] | Dimmers | [242 empty] | <a href="https://assets.lutron.com/a/documents/368-4493_Page_38.pdf" target="_blank">Installation Instructions</a> | [23 empty] | 2.000 DW |  |  | 2.3000 IN | [89 empty] | 1.000 EA | 1.000 EA | [35 empty] | No | [42 empty] | https://assets.lutron.com/a/documents/DivaSatinColors.pdf | [7 empty] | Shelf Stock | [39 empty] | 39122206 | [13 empty] | <a href="https://www.lutron.com/TechnicalDocumentLibrary/369-119_Wallbox_Warranty.pdf" target="_blank">Warranty Information</a> |  |  |  |  | 0.270 L | [14 empty] | 0 | 0 | 0 | 0 | Lighting Fixtures | 2021-12-01 05:46 | 2024-07-20 11:41 | 0000-00-00 00:00:00 | 2024-07-20 11:41 | 0000-00-00 00:00:00
1 | Lutron Electronics | DVSCTV-SL | 4460-10781 | 4460 | 10781 | Lutron Electronics | DVSCTV-SL.jpg | 784276291231 | DIVA 24VDC DIM SL | Diva Dimmer - Satin Finish, Fluorescent or LED Dimming with 0-10V Ballasts and Drivers, Single-pole, 120V/30mA/16A in slate |  | 2.3 | 4.5 |  | DVSCTV-SL.jpg | http://grandbrass.xologic.com/vendors/4460/large/DVSCTV-SL.jpg | [47 empty] | 0 | 0 | 0 | [6 empty] | 0 | 1 | 1 | EA | 1 | Lighting Controls | [27 empty] | Dimmers | [242 empty] | <a href="https://www.lutron.com/TechnicalDocumentLibrary/0301972.pdf" target="_blank">Installation Instructions</a> | [23 empty] | 2.000 DW |  |  | 2.3000 IN | [89 empty] | 1.000 EA | 1.000 EA | [35 empty] | No | [42 empty] | https://www.lutron.com/TechnicalDocumentLibrary/369147_SPA.pdf | [7 empty] | Shelf Stock | [39 empty] | 39122206 | [13 empty] | <a href="https://www.lutron.com/TechnicalDocumentLibrary/369-119_Wallbox_Warranty.pdf" target="_blank">Warranty Information</a> |  |  |  |  | 0.200 L | [14 empty] | 0 | 0 | 0 | 0 | Lighting Fixtures | 2021-12-01 05:46 | 2024-07-20 11:30 | 0000-00-00 00:00:00 | 2024-07-20 11:30 | 0000-00-00 00:00:00
1 | Lutron Electronics | DVSCTV-SD | 4460-10782 | 4460 | 10782 | Lutron Electronics | DVSCTV-SD.jpg | 784276291248 | DIVA 24VDC DIM SD | Diva Dimmer - Satin Finish, Fluorescent or LED Dimming with 0-10V Ballasts and Drivers, Single-pole, 120V/30mA/16A in sand |  | 2.3 | 4.5 |  | DVSCTV-SD.jpg | http://grandbrass.xologic.com/vendors/4460/large/DVSCTV-SD.jpg | [47 empty] | 0 | 0 | 0 | [6 empty] | 0 | 1 | 1 | EA | 1 | Lighting Controls | [27 empty] | Dimmers | [242 empty] | <a href="https://www.lutron.com/TechnicalDocumentLibrary/0301972.pdf" target="_blank">Installation Instructions</a> | [23 empty] | 2.000 DW |  |  | 2.3000 IN | [89 empty] | 1.000 EA | 1.000 EA | [35 empty] | No | [42 empty] | https://www.lutron.com/TechnicalDocumentLibrary/369147_SPA.pdf | [7 empty] | Shelf Stock | [39 empty] | 39122206 | [13 empty] | <a href="https://www.lutron.com/TechnicalDocumentLibrary/369-119_Wallbox_Warranty.pdf" target="_blank">Warranty Information</a> |  |  |  |  | 0.200 L | [14 empty] | 0 | 0 | 0 | 0 | Lighting Fixtures | 2021-12-01 05:46 | 2024-07-20 11:31 | 0000-00-00 00:00:00 | 2024-07-20 11:31 | 0000-00-00 00:00:00
1 | Lutron Electronics | DVSCF-103P-PM | 4460-10783 | 4460 | 10783 | Lutron Electronics | DVSCF-103P-PM.jpg | 784276291736 | DIVA 8A FLO DIM PM | Diva Dimmer - Satin Finish, Fluorescent or LED Dimming with 3-Wire Ballasts and Drivers, 3-way/single-pole, 120V/8A in pumice |  | 2.3 | 4.5 |  | DVSCF-103P-PM.jpg | http://grandbrass.xologic.com/vendors/4460/large/DVSCF-103P-PM.jpg | [47 empty] | 0 | 0 | 0 | [6 empty] | 0 | 1 | 1 | EA | 1 | Lighting Controls | [27 empty] | Dimmers | [242 empty] | <a href="https://www.lutron.com/TechnicalDocumentLibrary/03115901D.pdf" target="_blank">Installation Instructions</a> | [23 empty] | 2.000 DW |  |  | 2.3000 IN | [89 empty] | 1.000 EA | 1.000 EA | [35 empty] | No | [42 empty] | https://assets.lutron.com/a/documents/DivaSatinColors.pdf | [7 empty] | Shelf Stock | [39 empty] | 39122206 | [13 empty] | <a href="https://www.lutron.com/TechnicalDocumentLibrary/369-119_Wallbox_Warranty.pdf" target="_blank">Warranty Information</a> |  |  |  |  | 0.320 L | [14 empty] | 0 | 0 | 0 | 0 | Lighting Fixtures | 2021-12-01 05:46 | 2024-07-20 11:44 | 0000-00-00 00:00:00 | 2024-07-20 11:44 | 0000-00-00 00:00:00
1 | Lutron Electronics | RRST-W3RL-BL | 4460-10784 | 4460 | 10784 | Lutron Electronics | RRST-W3RL-BL.jpg | 784276285988 | RA3 3RL SUNNATA KEY BL | Lutron RadioRA 3 Sunnata RF 3-Button Keypad with Raise/Lower - Black |  | 2.25 | 4.5 |  | RRST-W3RL-BL.jpg | http://grandbrass.xologic.com/vendors/4460/large/RRST-W3RL-BL.jpg | [47 empty] | 0 | 0 | 0 | [6 empty] | 0 | 1 | 1 | EA | 1 | Lighting Controls | [27 empty] | Other Lighting Controls | [242 empty] | <a href="https://assets.lutron.com/a/documents/044373.pdf" target="_blank">Installation Instructions</a> | [23 empty] | 2.000 DW |  |  | 2.2500 IN | [89 empty] | 1.000 EA | 1.000 EA | [35 empty] | No | [42 empty] | https://assets.lutron.com/a/documents/3691168_ENG.pdf | [7 empty] | Shelf Stock | [39 empty] | 52161525 | [6 empty] | <a href="https://lutron.widen.net/content/4y4cm6o0wa/mp4/RadioRA-3-Processor-Video.mp4?w=2048" target="_blank">Product Video Clip</a> | [6 empty] | <a href="https://assets.lutron.com/a/documents/043561.pdf" target="_blank">Warranty Information</a> |  |  |  |  | 0.270 L | [14 empty] | 0 | 0 | 0 | 0 | Lighting Fixtures | 2021-12-01 05:47 | 2024-07-20 11:22 | 0000-00-00 00:00:00 | 2024-07-20 11:22 | 0000-00-00 00:00:00 | [6 empty] | Black
4 | Lutron Electronics | SC-1-CS | 4460-10785 | 4460 | 10785 | Lutron Electronics | Ecom_SC-1-CS.jpeg | 784276287531 | SATIN WALLPLATE CS | Claro Wallplate, Satin Finish, Single-gang in cobblestone |  | 3.8 | 5.9 |  | Ecom_SC-1-CS.jpeg | http://grandbrass.xologic.com/vendors/4460/large/Ecom_SC-1-CS.jpeg | [47 empty] | 0 | 0 | 0 | [6 empty] | 0 | 1 | 1 | EA | 1 | Lighting Controls |  |  | Fittings and Hardware |  | Electrical Hardware And Supplies |  | Wallplates | [20 empty] | Switch Plates | [242 empty] | <a href="https://assets.lutron.com/a/documents/040440.pdf" target="_blank">Installation Instructions</a> | [23 empty] | 2.000 DW |  |  | 0.3000 IN | [89 empty] | 1.000 EA | 1.000 EA | [35 empty] | No | [42 empty] | https://assets.lutron.com/a/documents/maestrosatincolors.pdf | [7 empty] | Shelf Stock | [39 empty] | 39121704 | [13 empty] | <a href="https://www.lutron.com/TechnicalDocumentLibrary/369-119_Wallbox_Warranty.pdf" target="_blank">Warranty Information</a> |  |  |  |  | 0.100 L | [14 empty] | 0 | 0 | 0 | 0 | Electrical | 2021-12-01 05:47 | 2024-07-20 11:33 | 0000-00-00 00:00:00 | 2025-11-29 02:00 | 0000-00-00 00:00:00
4 | Lutron Electronics | SC-2-SL | 4460-10786 | 4460 | 10786 | Lutron Electronics | Ecom_SC-2-SL.jpeg | 784276287708 | SATIN WALLPLATE 2G SL | Claro Wallplate, Satin Finish, Two-gang in slate |  | 6 | 0.6 |  | Ecom_SC-2-SL.jpeg | http://grandbrass.xologic.com/vendors/4460/large/Ecom_SC-2-SL.jpeg | [47 empty] | 0 | 0 | 0 | [6 empty] | 0 | 1 | 1 | EA | 1 | Lighting Controls |  |  | Fittings and Hardware |  | Electrical Hardware And Supplies |  | Wallplates | [20 empty] | Switch Plates | [242 empty] | <a href="https://assets.lutron.com/a/documents/040440.pdf" target="_blank">Installation Instructions</a> | [23 empty] | 2.000 DW |  |  | 6.7500 IN | [89 empty] | 1.000 EA | 1.000 EA | [35 empty] | No | [42 empty] | https://assets.lutron.com/a/documents/maestrosatincolors.pdf | [7 empty] | Shelf Stock | [39 empty] | 39121704 | [13 empty] | <a href="https://www.lutron.com/TechnicalDocumentLibrary/369-119_Wallbox_Warranty.pdf" target="_blank">Warranty Information</a> |  |  |  |  | 0.150 L | [14 empty] | 0 | 0 | 0 | 0 | Electrical | 2021-12-01 05:47 | 2024-07-20 11:44 | 0000-00-00 00:00:00 | 2025-11-29 02:00 | 0000-00-00 00:00:00
4 | Lutron Electronics | SC-3-SD | 4460-10787 | 4460 | 10787 | Lutron Electronics | Ecom_SC-3-SD.jpeg | 784276287876 | SATIN WALLPLATE 3G SD | Claro Wallplate, Satin Finish, Three-gang in sand |  | 5.75 | 0.3 |  | Ecom_SC-3-SD.jpeg | http://grandbrass.xologic.com/vendors/4460/large/Ecom_SC-3-SD.jpeg | [47 empty] | 0 | 0 | 0 | [6 empty] | 0 | 1 | 1 | EA | 1 | Lighting Controls |  |  | Fittings and Hardware |  | Electrical Hardware And Supplies |  | Wallplates | [20 empty] | Switch Plates | [242 empty] | <a href="https://assets.lutron.com/a/documents/040440.pdf" target="_blank">Installation Instructions</a> | [23 empty] | 2.000 DW |  |  | 8.2500 IN | [89 empty] | 1.000 EA | 1.000 EA | [35 empty] | No | [42 empty] | https://assets.lutron.com/a/documents/maestrosatincolors.pdf | [7 empty] | Shelf Stock | [39 empty] | 39121704 | [13 empty] | <a href="https://www.lutron.com/TechnicalDocumentLibrary/369-119_Wallbox_Warranty.pdf" target="_blank">Warranty Information</a> |  |  |  |  | 0.250 L | [14 empty] | 0 | 0 | 0 | 0 | Electrical | 2021-12-01 05:47 | 2024-07-20 11:41 | 0000-00-00 00:00:00 | 2025-11-29 02:00 | 0000-00-00 00:00:00
4 | Lutron Electronics | SC-4-PM | 4460-10788 | 4460 | 10788 | Lutron Electronics | Ecom_SC-4-PM.jpeg | 784276288040 | SATIN WALLPLATE 4G PM | Claro Wallplate, Satin Finish, Four-gang in pumice |  | 6.3 | 8.9 |  | Ecom_SC-4-PM.jpeg | http://grandbrass.xologic.com/vendors/4460/large/Ecom_SC-4-PM.jpeg | [47 empty] | 0 | 0 | 0 | [6 empty] | 0 | 1 | 1 | EA | 1 | Lighting Controls |  |  | Fittings and Hardware |  | Electrical Hardware And Supplies |  | Wallplates | [20 empty] | Switch Plates | [242 empty] | <a href="https://assets.lutron.com/a/documents/040440.pdf" target="_blank">Installation Instructions</a> | [23 empty] | 2.000 DW |  |  | 1.5000 IN | [89 empty] | 1.000 EA | 1.000 EA | [35 empty] | No | [42 empty] | https://assets.lutron.com/a/documents/maestrosatincolors.pdf | [7 empty] | Shelf Stock | [39 empty] | 39121704 | [13 empty] | <a href="https://www.lutron.com/TechnicalDocumentLibrary/369-119_Wallbox_Warranty.pdf" target="_blank">Warranty Information</a> |  |  |  |  | 1.000 L | [14 empty] | 0 | 0 | 0 | 0 | Electrical | 2021-12-01 05:47 | 2024-07-20 11:44 | 0000-00-00 00:00:00 | 2025-11-29 02:00 | 0000-00-00 00:00:00
4 | Lutron Electronics | SC-5-CY | 4460-10789 | 4460 | 10789 | Lutron Electronics | Ecom_SC-5-CY.jpeg | 784276288217 | SATIN WALLPLATE 5G CY | Claro Wallplate, Satin Finish, Five-gang in clay |  | 1 | 1 |  | Ecom_SC-5-CY.jpeg | http://grandbrass.xologic.com/vendors/4460/large/Ecom_SC-5-CY.jpeg | [47 empty] | 0 | 0 | 0 | [6 empty] | 0 | 1 | 1 | EA | 1 | Lighting Controls |  |  | Fittings and Hardware |  | Electrical Hardware And Supplies |  | Wallplates | [20 empty] | Switch Plates | [242 empty] | <a href="https://assets.lutron.com/a/documents/040440.pdf" target="_blank">Installation Instructions</a> | [23 empty] | 2.000 DW |  |  | 1.0000 IN | [89 empty] | 1.000 EA | 1.000 EA | [35 empty] | No | [42 empty] | https://assets.lutron.com/a/documents/maestrosatincolors.pdf | [7 empty] | Shelf Stock | [39 empty] | 39121704 | [13 empty] | <a href="https://www.lutron.com/TechnicalDocumentLibrary/369-119_Wallbox_Warranty.pdf" target="_blank">Warranty Information</a> |  |  |  |  | 0.350 L | [14 empty] | 0 | 0 | 0 | 0 | Electrical | 2021-12-01 05:47 | 2024-07-20 11:31 | 0000-00-00 00:00:00 | 2025-11-29 02:00 | 0000-00-00 00:00:00
4 | Lutron Electronics | SC-6-SL | 4460-10790 | 4460 | 10790 | Lutron Electronics | Ecom_SC-6-SL.jpeg | 784276288385 | SATIN WALLPLATE 6G SL | Claro Wallplate, Satin Finish, Six-gang in slate |  | 6.4 | 1.3 |  | Ecom_SC-6-SL.jpeg | http://grandbrass.xologic.com/vendors/4460/large/Ecom_SC-6-SL.jpeg | [47 empty] | 0 | 0 | 0 | [6 empty] | 0 | 1 | 1 | EA | 1 | Lighting Controls |  |  | Fittings and Hardware |  | Electrical Hardware And Supplies |  | Wallplates | [20 empty] | Switch Plates | [242 empty] | <a href="https://assets.lutron.com/a/documents/040440.pdf" target="_blank">Installation Instructions</a> | [23 empty] | 2.000 DW |  |  | 12.2000 IN | [89 empty] | 1.000 EA | 1.000 EA | [35 empty] | No | [42 empty] | https://assets.lutron.com/a/documents/maestrosatincolors.pdf | [7 empty] | Shelf Stock | [39 empty] | 39121704 | [13 empty] | <a href="https://www.lutron.com/TechnicalDocumentLibrary/369-119_Wallbox_Warranty.pdf" target="_blank">Warranty Information</a> |  |  |  |  | 1.000 L | [14 empty] | 0 | 0 | 0 | 0 | Electrical | 2021-12-01 05:47 | 2024-07-20 11:41 | 0000-00-00 00:00:00 | 2025-11-29 02:00 | 0000-00-00 00:00:00
1 | Lutron Electronics | SC-1PS-EP | 4460-10791 | 4460 | 10791 | Lutron Electronics | Ecom_SC-1PS-EP_NoWallPlate.jpeg | 784276288552 | SATIN 15A SW EP | Lutron Claro 15 Amp, Single-Pole On/Off Rocker Switch, Espresso |  | 2.3 | 4.5 |  | Ecom_SC-1PS-EP_NoWallPlate.jpeg | http://grandbrass.xologic.com/vendors/4460/large/Ecom_SC-1PS-EP_NoWallPlate.jpeg | [47 empty] | 0 | 0 | 0 | [6 empty] | 0 | 1 | 1 | EA | 1 | Lighting Controls | [27 empty] | Lightswitches | [242 empty] | <a href="https://assets.lutron.com/a/documents/030704g.pdf" target="_blank">Installation Instructions</a> | [23 empty] | 2.000 DW |  |  | 2.3000 IN | [89 empty] | 1.000 EA | 1.000 EA | [35 empty] | No | [42 empty] | https://assets.lutron.com/a/documents/maestrosatincolors.pdf | [7 empty] | Shelf Stock | [39 empty] | 39122226 | [13 empty] | <a href="https://www.lutron.com/TechnicalDocumentLibrary/369-119_Wallbox_Warranty.pdf" target="_blank">Warranty Information</a> |  |  |  |  | 0.200 L | [14 empty] | 0 | 0 | 0 | 0 | Lighting Fixtures | 2021-12-01 05:47 | 2024-07-20 11:32 | 0000-00-00 00:00:00 | 2024-07-20 11:32 | 0000-00-00 00:00:00
1 | Lutron Electronics | SC-3PS-PM | 4460-10792 | 4460 | 10792 | Lutron Electronics | Ecom_SC-3PS-PM_NoWallPlate.jpeg | 784276288682 | SATIN 15A SW 3WAY PM | Lutron Claro 15 Amp, 3-Way On/Off Rocker Switch, Pumice |  | 2.3 | 4.5 |  | Ecom_SC-3PS-PM_NoWallPlate.jpeg | http://grandbrass.xologic.com/vendors/4460/large/Ecom_SC-3PS-PM_NoWallPlate.jpeg | [47 empty] | 0 | 0 | 0 | [6 empty] | 0 | 1 | 1 | EA | 1 | Lighting Controls | [27 empty] | Lightswitches | [242 empty] | <a href="https://assets.lutron.com/a/documents/0301637.pdf" target="_blank">Installation Instructions</a> | [23 empty] | 2.000 DW |  |  | 2.3000 IN | [89 empty] | 1.000 EA | 1.000 EA | [35 empty] | No | [42 empty] | https://assets.lutron.com/a/documents/maestrosatincolors.pdf | [7 empty] | Shelf Stock | [39 empty] | 39122226 | [13 empty] | <a href="https://www.lutron.com/TechnicalDocumentLibrary/369-119_Wallbox_Warranty.pdf" target="_blank">Warranty Information</a> |  |  |  |  | 0.300 L | [14 empty] | 0 | 0 | 0 | 0 | Lighting Fixtures | 2021-12-01 05:47 | 2024-07-20 11:37 | 0000-00-00 00:00:00 | 2024-07-20 11:37 | 0000-00-00 00:00:00
1 | Lutron Electronics | SC-4PS-CY | 4460-10793 | 4460 | 10793 | Lutron Electronics | Ecom_SC-4PS-CY_NoWallPlate.jpeg | 784276288859 | SATIN 15A SW 4WAY CY | Lutron Claro 15 Amp, 4-Way On/Off Rocker Switch, Clay |  | 2.3 | 4.5 |  | Ecom_SC-4PS-CY_NoWallPlate.jpeg | http://grandbrass.xologic.com/vendors/4460/large/Ecom_SC-4PS-CY_NoWallPlate.jpeg | [47 empty] | 0 | 0 | 0 | [6 empty] | 0 | 1 | 1 | EA | 1 | Lighting Controls | [27 empty] | Lightswitches | [242 empty] | <a href="https://assets.lutron.com/a/documents/030987b.pdf" target="_blank">Installation Instructions</a> | [23 empty] | 2.000 DW |  |  | 2.3000 IN | [89 empty] | 1.000 EA | 1.000 EA | [35 empty] | No | [42 empty] | https://assets.lutron.com/a/documents/maestrosatincolors.pdf | [7 empty] | Shelf Stock | [39 empty] | 39122226 | [13 empty] | <a href="https://www.lutron.com/TechnicalDocumentLibrary/369-119_Wallbox_Warranty.pdf" target="_blank">Warranty Information</a> |  |  |  |  | 0.250 L | [14 empty] | 0 | 0 | 0 | 0 | Lighting Fixtures | 2021-12-01 05:47 | 2024-07-20 11:38 | 0000-00-00 00:00:00 | 2024-07-20 11:38 | 0000-00-00 00:00:00
1 | Lutron Electronics | SC-BI-SA | 4460-10794 | 4460 | 10794 | Lutron Electronics | SC-BI-SA.jpg | 784276289023 | CLARO BLANK SA | Claro Satin Finish, Blank insert in sage |  | 2.3 | 4.5 |  | SC-BI-SA.jpg | http://grandbrass.xologic.com/vendors/4460/large/SC-BI-SA.jpg | [47 empty] | 0 | 0 | 0 | [6 empty] | 0 | 1 | 1 | EA | 1 | Specialty Items | [27 empty] | Lighting Accessories | [242 empty] | <a href="https://assets.lutron.com/a/documents/040440.pdf" target="_blank">Installation Instructions</a> | [23 empty] | 2.000 DW |  |  | 2.3000 IN | [89 empty] | 1.000 EA | 1.000 EA | [35 empty] | No | [42 empty] | https://assets.lutron.com/a/documents/maestrosatincolors.pdf | [7 empty] | Shelf Stock | [39 empty] | 39122221 | [13 empty] | <a href="https://www.lutron.com/TechnicalDocumentLibrary/369-119_Wallbox_Warranty.pdf" target="_blank">Warranty Information</a> |  |  |  |  | 0.060 L | [14 empty] | 0 | 0 | 0 | 0 | Lighting Fixtures | 2021-12-01 05:47 | 2024-07-20 11:32 | 0000-00-00 00:00:00 | 2024-07-20 11:32 | 0000-00-00 00:00:00 | [6 empty] | Biscuit
1 | Lutron Electronics | DVSCLV-103P-MI | 4460-10795 | 4460 | 10795 | Lutron Electronics | DVSCLV-103P-MI.jpg | 784276292481 | DIVA 800W MI | Diva Dimmer - Satin Finish, Magnetic Low-Voltage, 3-way, 120V/1000VA (800W) in mist |  | 2.3 | 4.6 |  | DVSCLV-103P-MI.jpg | http://grandbrass.xologic.com/vendors/4460/large/DVSCLV-103P-MI.jpg | [47 empty] | 0 | 0 | 0 | [6 empty] | 0 | 1 | 1 | EA | 1 | Lighting Controls | [27 empty] | Dimmers | [242 empty] | <a href="https://www.lutron.com/TechnicalDocumentLibrary/030448c.pdf" target="_blank">Installation Instructions</a> | [23 empty] | 2.000 DW |  |  | 2.3000 IN | [89 empty] | 1.000 EA | 1.000 EA | [35 empty] | No | [42 empty] | https://assets.lutron.com/a/documents/DivaSatinColors.pdf | [7 empty] | Shelf Stock | [39 empty] | 39122206 | [13 empty] | <a href="https://www.lutron.com/TechnicalDocumentLibrary/369-119_Wallbox_Warranty.pdf" target="_blank">Warranty Information</a> |  |  |  |  | 0.320 L | [14 empty] | 0 | 0 | 0 | 0 | Lighting Fixtures | 2021-12-01 05:47 | 2024-07-20 11:37 | 0000-00-00 00:00:00 | 2024-07-20 11:37 | 0000-00-00 00:00:00
1 | Lutron Electronics | DVSCLV-103P-CS | 4460-10796 | 4460 | 10796 | Lutron Electronics | DVSCLV-103P-CS.jpg | 784276292504 | DIVA 800W CS | Diva Dimmer - Satin Finish, Magnetic Low-Voltage, 3-way, 120V/1000VA (800W) in cobblestone |  | 2.3 | 4.6 |  | DVSCLV-103P-CS.jpg | http://grandbrass.xologic.com/vendors/4460/large/DVSCLV-103P-CS.jpg | [47 empty] | 0 | 0 | 0 | [6 empty] | 0 | 1 | 1 | EA | 1 | Lighting Controls | [27 empty] | Dimmers | [242 empty] | <a href="https://www.lutron.com/TechnicalDocumentLibrary/030448c.pdf" target="_blank">Installation Instructions</a> | [23 empty] | 2.000 DW |  |  | 2.3000 IN | [89 empty] | 1.000 EA | 1.000 EA | [35 empty] | No | [42 empty] | https://assets.lutron.com/a/documents/DivaSatinColors.pdf | [7 empty] | Shelf Stock | [39 empty] | 39122206 | [13 empty] | <a href="https://www.lutron.com/TechnicalDocumentLibrary/369-119_Wallbox_Warranty.pdf" target="_blank">Warranty Information</a> |  |  |  |  | 0.320 L | [14 empty] | 0 | 0 | 0 | 0 | Lighting Fixtures | 2021-12-01 05:47 | 2024-07-20 11:36 | 0000-00-00 00:00:00 | 2024-07-20 11:36 | 0000-00-00 00:00:00
1 | Lutron Electronics | RRST-W3RL-SL | 4460-10797 | 4460 | 10797 | Lutron Electronics | RRST-W3RL-SL.jpg | 784276294515 | RA3 3RL SUNNATA KEY SL | Lutron RadioRA 3 Sunnata RF 3-Button Keypad with Raise/Lower - Slate |  | 2.25 | 4.5 |  | RRST-W3RL-SL.jpg | http://grandbrass.xologic.com/vendors/4460/large/RRST-W3RL-SL.jpg | [47 empty] | 0 | 0 | 0 | [6 empty] | 0 | 1 | 1 | EA | 1 | Lighting Controls | [27 empty] | Other Lighting Controls | [242 empty] | <a href="https://assets.lutron.com/a/documents/044373.pdf" target="_blank">Installation Instructions</a> | [23 empty] | 5.000 DW |  |  | 2.2500 IN | [89 empty] | 1.000 EA | 1.000 EA | [35 empty] | No | [42 empty] | https://assets.lutron.com/a/documents/3691168_ENG.pdf | [7 empty] | Shelf Stock | [39 empty] | 52161525 | [6 empty] | <a href="https://lutron.widen.net/content/4y4cm6o0wa/mp4/RadioRA-3-Processor-Video.mp4?w=2048" target="_blank">Product Video Clip</a> | [6 empty] | <a href="https://assets.lutron.com/a/documents/043561.pdf" target="_blank">Warranty Information</a> |  |  |  |  | 0.270 L | [14 empty] | 0 | 0 | 0 | 0 | Lighting Fixtures | 2021-12-01 05:47 | 2024-07-20 11:37 | 0000-00-00 00:00:00 | 2024-07-20 11:37 | 0000-00-00 00:00:00
1 | Lutron Electronics | RRST-W2B-LG | 4460-10798 | 4460 | 10798 | Lutron Electronics | RRST-W2B-LG.jpg | 784276294775 | RA3 2B SUNNATA KEY LG | Lutron RadioRA 3 Sunnata RF 2-Button Keypad - Lunar Gray |  | 2.25 | 4.5 |  | RRST-W2B-LG.jpg | http://grandbrass.xologic.com/vendors/4460/large/RRST-W2B-LG.jpg | [47 empty] | 0 | 0 | 0 | [6 empty] | 0 | 1 | 1 | EA | 1 | Lighting Controls | [27 empty] | Other Lighting Controls | [242 empty] | <a href="https://assets.lutron.com/a/documents/044373.pdf" target="_blank">Installation Instructions</a> | [23 empty] | 5.000 DW |  |  | 2.2500 IN | [89 empty] | 1.000 EA | 1.000 EA | [35 empty] | No | [42 empty] | https://assets.lutron.com/a/documents/3691168_ENG.pdf | [7 empty] | Shelf Stock | [39 empty] | 52161525 | [6 empty] | <a href="https://lutron.widen.net/content/4y4cm6o0wa/mp4/RadioRA-3-Processor-Video.mp4?w=2048" target="_blank">Product Video Clip</a> | [6 empty] | <a href="https://assets.lutron.com/a/documents/043561.pdf" target="_blank">Warranty Information</a> |  |  |  |  | 0.270 L | [14 empty] | 0 | 0 | 0 | 0 | Lighting Fixtures | 2021-12-01 05:47 | 2024-07-20 11:39 | 0000-00-00 00:00:00 | 2024-07-20 11:39 | 0000-00-00 00:00:00
1 | Lutron Electronics | RRST-W2B-PB | 4460-10799 | 4460 | 10799 | Lutron Electronics | RRST-W2B-PB.jpg | 784276294812 | RA3 2B SUNNATA KEY PB | Lutron RadioRA 3 Sunnata RF 2-Button Keypad - Pebble |  | 2.25 | 4.5 |  | RRST-W2B-PB.jpg | http://grandbrass.xologic.com/vendors/4460/large/RRST-W2B-PB.jpg | [47 empty] | 0 | 0 | 0 | [6 empty] | 0 | 1 | 1 | EA | 1 | Lighting Controls | [27 empty] | Other Lighting Controls | [242 empty] | <a href="https://assets.lutron.com/a/documents/044373.pdf" target="_blank">Installation Instructions</a> | [23 empty] | 5.000 DW |  |  | 2.2500 IN | [89 empty] | 1.000 EA | 1.000 EA | [35 empty] | No | [42 empty] | https://assets.lutron.com/a/documents/3691168_ENG.pdf | [7 empty] | Shelf Stock | [39 empty] | 52161525 | [6 empty] | <a href="https://lutron.widen.net/content/4y4cm6o0wa/mp4/RadioRA-3-Processor-Video.mp4?w=2048" target="_blank">Product Video Clip</a> | [6 empty] | <a href="https://assets.lutron.com/a/documents/043561.pdf" target="_blank">Warranty Information</a> |  |  |  |  | 0.270 L | [14 empty] | 0 | 0 | 0 | 0 | Lighting Fixtures | 2021-12-01 05:47 | 2024-07-20 11:37 | 0000-00-00 00:00:00 | 2024-07-20 11:37 | 0000-00-00 00:00:00
1 | Lutron Electronics | L-CMNT-WH | 4460-10800 | 4460 | 10800 | Lutron Electronics | L-CMNT-WH.jpg | 784276297141 | REC MNT ADAPT | Lutron Recessed Ceiling Mount Adapter for RadioRA 3 All-in-One Processor |  | 5.5 | 3.75 |  | L-CMNT-WH.jpg | http://grandbrass.xologic.com/vendors/4460/large/L-CMNT-WH.jpg | [47 empty] | 0 | 0 | 0 | [6 empty] | 0 | 1 | 1 | EA | 1 | Specialty Items | [27 empty] | Lighting Accessories | [242 empty] | <a href="https://assets.lutron.com/a/documents/044377.pdf" target="_blank">Installation Instructions</a> | [23 empty] | 2.000 DW |  |  | 5.5000 IN | [89 empty] | 1.000 EA | 1.000 EA | [35 empty] | No | [42 empty] | https://assets.lutron.com/a/documents/3691221_ENG.pdf | [7 empty] | Shelf Stock | [39 empty] | 39122221 | [6 empty] | <a href="https://lutron.widen.net/content/4y4cm6o0wa/mp4/RadioRA-3-Processor-Video.mp4?w=2048" target="_blank">Product Video Clip</a> | [6 empty] | <a href="https://assets.lutron.com/a/documents/043561.pdf" target="_blank">Warranty Information</a> |  |  |  |  | 0.200 L | [14 empty] | 0 | 0 | 0 | 0 | Lighting Fixtures | 2021-12-01 05:47 | 2024-07-20 11:36 | 0000-00-00 00:00:00 | 2024-07-20 11:36 | 0000-00-00 00:00:00 | [6 empty] | White
4 | Lutron Electronics | SCR-20-PM | 4460-10801 | 4460 | 10801 | Lutron Electronics | Ecom_SCR-20-PM_NoWallPlate.jpeg | 784276809344 | SATIN 20A REC PM | Lutron Claro 20 Amp Duplex Outlet, Pumice |  | 2.3 | 4.5 |  | Ecom_SCR-20-PM_NoWallPlate.jpeg | http://grandbrass.xologic.com/vendors/4460/large/Ecom_SCR-20-PM_NoWallPlate.jpeg | [47 empty] | 0 | 0 | 0 | [6 empty] | 0 | 1 | 1 | EA | 1 | Lighting Controls |  |  | Electrical Distribution Equipment |  | Receptacles |  | Electrical Receptacles | [20 empty] | Other Lighting Controls | [242 empty] | <a href="https://assets.lutron.com/a/documents/0301636.pdf" target="_blank">Installation Instructions</a> | [23 empty] | 2.000 DW |  |  | 2.3000 IN | [89 empty] | 1.000 EA | 1.000 EA | [35 empty] | No | [42 empty] | https://assets.lutron.com/a/documents/maestrosatincolors.pdf | [7 empty] | Shelf Stock | [39 empty] | 39121406 | [13 empty] | <a href="https://www.lutron.com/TechnicalDocumentLibrary/369-119_Wallbox_Warranty.pdf" target="_blank">Warranty Information</a> |  |  |  |  | 0.250 L | [14 empty] | 0 | 0 | 0 | 0 | Electrical | 2021-12-01 05:47 | 2024-07-20 11:38 | 0000-00-00 00:00:00 | 2025-11-29 02:00 | 0000-00-00 00:00:00
4 | Lutron Electronics | SCRS-15-TR-EP | 4460-10802 | 4460 | 10802 | Lutron Electronics | Ecom_SCRS-15-TR-EP_NoWallPlate.jpeg | 784276809498 | SATIN 15A TR REC EP | Lutron Claro Tamper-Resistant Duplex Receptacle, 15 Amp, Espresso |  | 2.3 | 4.5 |  | Ecom_SCRS-15-TR-EP_NoWallPlate.jpeg | http://grandbrass.xologic.com/vendors/4460/large/Ecom_SCRS-15-TR-EP_NoWallPlate.jpeg | [47 empty] | 0 | 0 | 0 | [6 empty] | 0 | 1 | 1 | EA | 1 | Lighting Controls |  |  | Electrical Distribution Equipment |  | Receptacles |  | Electrical Receptacles | [20 empty] | Other Lighting Controls | [242 empty] | <a href="https://assets.lutron.com/a/documents/0301636.pdf" target="_blank">Installation Instructions</a> | [23 empty] | 2.000 DW |  |  | 2.3000 IN | [89 empty] | 1.000 EA | 1.000 EA | [35 empty] | No | [42 empty] | https://assets.lutron.com/a/documents/maestrosatincolors.pdf | [7 empty] | Shelf Stock | [39 empty] | 39121406 | [13 empty] | <a href="https://www.lutron.com/TechnicalDocumentLibrary/369-119_Wallbox_Warranty.pdf" target="_blank">Warranty Information</a> |  |  |  |  | 0.350 L | [14 empty] | 0 | 0 | 0 | 0 | Electrical | 2021-12-01 05:47 | 2024-07-20 11:37 | 0000-00-00 00:00:00 | 2025-11-29 02:00 | 0000-00-00 00:00:00
4 | Lutron Electronics | SCRS-15-TR-DE | 4460-10803 | 4460 | 10803 | Lutron Electronics | Ecom_SCRS-15-TR-DE_NoWallPlate.jpeg | 784276809511 | SATIN 15A TR REC DE | Lutron Claro Tamper-Resistant Duplex Receptacle, 15 Amp, Deep Sea |  | 2.3 | 4.5 |  | Ecom_SCRS-15-TR-DE_NoWallPlate.jpeg | http://grandbrass.xologic.com/vendors/4460/large/Ecom_SCRS-15-TR-DE_NoWallPlate.jpeg | [47 empty] | 0 | 0 | 0 | [6 empty] | 0 | 1 | 1 | EA | 1 | Lighting Controls |  |  | Electrical Distribution Equipment |  | Receptacles |  | Electrical Receptacles | [20 empty] | Other Lighting Controls | [242 empty] | <a href="https://assets.lutron.com/a/documents/0301636.pdf" target="_blank">Installation Instructions</a> | [23 empty] | 2.000 DW |  |  | 2.3000 IN | [89 empty] | 1.000 EA | 1.000 EA | [35 empty] | No | [42 empty] | https://assets.lutron.com/a/documents/maestrosatincolors.pdf | [7 empty] | Shelf Stock | [39 empty] | 39121406 | [13 empty] | <a href="https://www.lutron.com/TechnicalDocumentLibrary/369-119_Wallbox_Warranty.pdf" target="_blank">Warranty Information</a> |  |  |  |  | 0.350 L | [14 empty] | 0 | 0 | 0 | 0 | Electrical | 2021-12-01 05:47 | 2024-07-20 11:38 | 0000-00-00 00:00:00 | 2025-11-29 02:00 | 0000-00-00 00:00:00
4 | Lutron Electronics | SCR-20-GFST-EP | 4460-10804 | 4460 | 10804 | Lutron Electronics | Ecom_SCR-20-GFST-EP_nowallplate.jpeg | 784276809856 | SATIN 20A GFCI REC EP | Lutron Claro Tamper-Resistant GFCI Duplex Receptacle, 20-Amp, Espresso |  | 2.3 | 4.5 |  | Ecom_SCR-20-GFST-EP_nowallplate.jpeg | http://grandbrass.xologic.com/vendors/4460/large/Ecom_SCR-20-GFST-EP_nowallplate.jpeg | [47 empty] | 0 | 0 | 0 | [6 empty] | 0 | 1 | 1 | EA | 1 | Lighting Controls |  |  | Electrical Distribution Equipment |  | Receptacles |  | Electrical Receptacles | [20 empty] | Other Lighting Controls | [242 empty] | <a href="https://assets.lutron.com/a/documents/0301801.pdf" target="_blank">Installation Instructions</a> | [23 empty] | 2.000 DW |  |  | 2.3000 IN | [89 empty] | 1.000 EA | 1.000 EA | [35 empty] | No | [42 empty] | https://assets.lutron.com/a/documents/369964.pdf | [7 empty] | Shelf Stock | [39 empty] | 39121406 | [13 empty] | <a href="https://www.lutron.com/TechnicalDocumentLibrary/369-119_Wallbox_Warranty.pdf" target="_blank">Warranty Information</a> |  |  |  |  | 0.340 L | [14 empty] | 0 | 0 | 0 | 0 | Electrical | 2021-12-01 05:47 | 2024-07-20 11:36 | 0000-00-00 00:00:00 | 2025-11-29 02:00 | 0000-00-00 00:00:00
4 | Lutron Electronics | SCR-15-RW | 4460-10805 | 4460 | 10805 | Lutron Electronics | Ecom_SCR-15-RW_NoWallPlate.jpeg | 784276810005 | SATIN 15A REC RW | Lutron Claro 15 Amp Duplex Outlet, Architectural White |  | 2.3 | 4.5 |  | Ecom_SCR-15-RW_NoWallPlate.jpeg | http://grandbrass.xologic.com/vendors/4460/large/Ecom_SCR-15-RW_NoWallPlate.jpeg | [47 empty] | 0 | 0 | 0 | [6 empty] | 0 | 1 | 1 | EA | 1 | Lighting Controls |  |  | Electrical Distribution Equipment |  | Receptacles |  | Electrical Receptacles | [20 empty] | Other Lighting Controls | [242 empty] | <a href="https://assets.lutron.com/a/documents/0301636.pdf" target="_blank">Installation Instructions</a> | [23 empty] | 2.000 DW |  |  | 2.3000 IN | [89 empty] | 1.000 EA | 1.000 EA | [35 empty] | No | [42 empty] | https://assets.lutron.com/a/documents/maestrosatincolors.pdf | [7 empty] | Shelf Stock | [39 empty] | 39121406 | [13 empty] | <a href="https://www.lutron.com/TechnicalDocumentLibrary/369-119_Wallbox_Warranty.pdf" target="_blank">Warranty Information</a> |  |  |  |  | 0.170 L | [14 empty] | 0 | 0 | 0 | 0 | Electrical | 2021-12-01 05:47 | 2024-07-20 11:40 | 0000-00-00 00:00:00 | 2025-11-29 02:00 | 0000-00-00 00:00:00
4 | Lutron Electronics | SCRS-20-TR-SR | 4460-10806 | 4460 | 10806 | Lutron Electronics | Ecom_SCRS-20-TR-SR_NoWallPlate.jpeg | 784276810159 | SATIN 20A TR REC SR | Lutron Claro Tamper-Resistant Duplex Receptacle, 20 Amp, Signal Red |  | 2.3 | 4.5 |  | Ecom_SCRS-20-TR-SR_NoWallPlate.jpeg | http://grandbrass.xologic.com/vendors/4460/large/Ecom_SCRS-20-TR-SR_NoWallPlate.jpeg | [47 empty] | 0 | 0 | 0 | [6 empty] | 0 | 1 | 1 | EA | 1 | Lighting Controls |  |  | Electrical Distribution Equipment |  | Receptacles |  | Electrical Receptacles | [20 empty] | Other Lighting Controls | [242 empty] | <a href="https://assets.lutron.com/a/documents/0301636.pdf" target="_blank">Installation Instructions</a> | [23 empty] | 2.000 DW |  |  | 2.3000 IN | [89 empty] | 1.000 EA | 1.000 EA | [35 empty] | No | [42 empty] | https://assets.lutron.com/a/documents/maestrosatincolors.pdf | [7 empty] | Shelf Stock | [39 empty] | 39121406 | [13 empty] | <a href="https://www.lutron.com/TechnicalDocumentLibrary/369-119_Wallbox_Warranty.pdf" target="_blank">Warranty Information</a> |  |  |  |  | 0.240 L | [14 empty] | 0 | 0 | 0 | 0 | Electrical | 2021-12-01 05:47 | 2024-07-20 11:40 | 0000-00-00 00:00:00 | 2025-11-29 02:00 | 0000-00-00 00:00:00
1 | Lutron Electronics | RRST-W2B-MN | 4460-10807 | 4460 | 10807 | Lutron Electronics | RRST-W2B-MN.jpg | 784276285933 | RA3 2B SUNNATA KEY MN | Lutron RadioRA 3 Sunnata RF 2-Button Keypad - Midnight |  | 2.25 | 4.5 |  | RRST-W2B-MN.jpg | http://grandbrass.xologic.com/vendors/4460/large/RRST-W2B-MN.jpg | [47 empty] | 0 | 0 | 0 | [6 empty] | 0 | 1 | 1 | EA | 1 | Lighting Controls | [27 empty] | Other Lighting Controls | [242 empty] | <a href="https://assets.lutron.com/a/documents/044373.pdf" target="_blank">Installation Instructions</a> | [23 empty] | 2.000 DW |  |  | 2.2500 IN | [89 empty] | 1.000 EA | 1.000 EA | [35 empty] | No | [42 empty] | https://assets.lutron.com/a/documents/3691168_ENG.pdf | [7 empty] | Shelf Stock | [39 empty] | 52161525 | [6 empty] | <a href="https://lutron.widen.net/content/4y4cm6o0wa/mp4/RadioRA-3-Processor-Video.mp4?w=2048" target="_blank">Product Video Clip</a> | [6 empty] | <a href="https://assets.lutron.com/a/documents/043561.pdf" target="_blank">Warranty Information</a> |  |  |  |  | 0.270 L | [14 empty] | 0 | 0 | 0 | 0 | Lighting Fixtures | 2021-12-01 05:48 | 2024-07-20 11:34 | 0000-00-00 00:00:00 | 2024-07-20 11:34 | 0000-00-00 00:00:00 | [6 empty] | Midnight
1 | Lutron Electronics | RRST-W3RL-WH | 4460-10808 | 4460 | 10808 | Lutron Electronics | RRST-W3RL-WH.jpg | 784276285957 | RA3 3RL SUNNATA KEY WH | Lutron RadioRA 3 Sunnata RF 3-Button Keypad with Raise/Lower - White |  | 2.25 | 4.5 |  | RRST-W3RL-WH.jpg | http://grandbrass.xologic.com/vendors/4460/large/RRST-W3RL-WH.jpg | [47 empty] | 0 | 0 | 0 | [6 empty] | 0 | 1 | 1 | EA | 1 | Lighting Controls | [27 empty] | Other Lighting Controls | [242 empty] | <a href="https://assets.lutron.com/a/documents/044373.pdf" target="_blank">Installation Instructions</a> | [23 empty] | 2.000 DW |  |  | 2.2500 IN | [89 empty] | 1.000 EA | 1.000 EA | [35 empty] | No | [42 empty] | https://assets.lutron.com/a/documents/3691168_ENG.pdf | [7 empty] | Shelf Stock | [39 empty] | 52161525 | [6 empty] | <a href="https://lutron.widen.net/content/4y4cm6o0wa/mp4/RadioRA-3-Processor-Video.mp4?w=2048" target="_blank">Product Video Clip</a> | [6 empty] | <a href="https://assets.lutron.com/a/documents/043561.pdf" target="_blank">Warranty Information</a> |  |  |  |  | 0.270 L | [14 empty] | 0 | 0 | 0 | 0 | Lighting Fixtures | 2021-12-01 05:48 | 2024-07-20 11:37 | 0000-00-00 00:00:00 | 2024-07-20 11:37 | 0000-00-00 00:00:00 | [6 empty] | White
4 | Lutron Electronics | SC-2-MI | 4460-10809 | 4460 | 10809 | Lutron Electronics | Ecom_SC-2-MI.jpeg | 784276287678 | SATIN WALLPLATE 2G MI | Claro Wallplate, Satin Finish, Two-gang in mist |  | 5.9 | 6.5 |  | Ecom_SC-2-MI.jpeg | http://grandbrass.xologic.com/vendors/4460/large/Ecom_SC-2-MI.jpeg | [47 empty] | 0 | 0 | 0 | [6 empty] | 0 | 1 | 1 | EA | 1 | Lighting Controls |  |  | Fittings and Hardware |  | Electrical Hardware And Supplies |  | Wallplates | [20 empty] | Switch Plates | [242 empty] | <a href="https://assets.lutron.com/a/documents/040440.pdf" target="_blank">Installation Instructions</a> | [23 empty] | 2.000 DW |  |  | 0.3000 IN | [89 empty] | 1.000 EA | 1.000 EA | [35 empty] | No | [42 empty] | https://assets.lutron.com/a/documents/maestrosatincolors.pdf | [7 empty] | Shelf Stock | [39 empty] | 39121704 | [13 empty] | <a href="https://www.lutron.com/TechnicalDocumentLibrary/369-119_Wallbox_Warranty.pdf" target="_blank">Warranty Information</a> |  |  |  |  | 0.150 L | [14 empty] | 0 | 0 | 0 | 0 | Electrical | 2021-12-01 05:48 | 2024-07-20 11:38 | 0000-00-00 00:00:00 | 2025-11-29 02:00 | 0000-00-00 00:00:00
4 | Lutron Electronics | SC-3-SA | 4460-10810 | 4460 | 10810 | Lutron Electronics | Ecom_SC-3-SA.jpeg | 784276287906 | SATIN WALLPLATE 3G SA | Claro Wallplate, Satin Finish, Three-gang in sage |  | 5.75 | 0.3 |  | Ecom_SC-3-SA.jpeg | http://grandbrass.xologic.com/vendors/4460/large/Ecom_SC-3-SA.jpeg | [47 empty] | 0 | 0 | 0 | [6 empty] | 0 | 1 | 1 | EA | 1 | Lighting Controls |  |  | Fittings and Hardware |  | Electrical Hardware And Supplies |  | Wallplates | [20 empty] | Switch Plates | [242 empty] | <a href="https://assets.lutron.com/a/documents/040440.pdf" target="_blank">Installation Instructions</a> | [23 empty] | 2.000 DW |  |  | 8.2500 IN | [89 empty] | 1.000 EA | 1.000 EA | [35 empty] | No | [42 empty] | https://assets.lutron.com/a/documents/maestrosatincolors.pdf | [7 empty] | Shelf Stock | [39 empty] | 39121704 | [13 empty] | <a href="https://www.lutron.com/TechnicalDocumentLibrary/369-119_Wallbox_Warranty.pdf" target="_blank">Warranty Information</a> |  |  |  |  | 0.250 L | [14 empty] | 0 | 0 | 0 | 0 | Electrical | 2021-12-01 05:48 | 2024-07-20 11:32 | 0000-00-00 00:00:00 | 2025-11-29 02:00 | 0000-00-00 00:00:00
4 | Lutron Electronics | SC-4-RW | 4460-10811 | 4460 | 10811 | Lutron Electronics | Ecom_SC-4-RW.jpeg | 784276287975 | SATIN WALLPLATE 4G RW | Claro Wallplate, Satin Finish, Four-gang in architectural white |  | 6.2 | 1.2 |  | Ecom_SC-4-RW.jpeg | http://grandbrass.xologic.com/vendors/4460/large/Ecom_SC-4-RW.jpeg | [47 empty] | 0 | 0 | 0 | [6 empty] | 0 | 1 | 1 | EA | 1 | Lighting Controls |  |  | Fittings and Hardware |  | Electrical Hardware And Supplies |  | Wallplates | [20 empty] | Switch Plates | [242 empty] | <a href="https://assets.lutron.com/a/documents/040440.pdf" target="_blank">Installation Instructions</a> | [23 empty] | 2.000 DW |  |  | 9.0000 IN | [89 empty] | 1.000 EA | 1.000 EA | [35 empty] | No | [42 empty] | https://assets.lutron.com/a/documents/maestrosatincolors.pdf | [7 empty] | Shelf Stock | [39 empty] | 39121704 | [13 empty] | <a href="https://www.lutron.com/TechnicalDocumentLibrary/369-119_Wallbox_Warranty.pdf" target="_blank">Warranty Information</a> |  |  |  |  | 1.000 L | [14 empty] | 0 | 0 | 0 | 0 | Electrical | 2021-12-01 05:48 | 2024-07-20 11:44 | 0000-00-00 00:00:00 | 2025-11-29 02:00 | 0000-00-00 00:00:00
4 | Lutron Electronics | SC-5-TF | 4460-10812 | 4460 | 10812 | Lutron Electronics | Ecom_SC-5-TF.jpeg | 784276288248 | SATIN WALLPLATE 5G TF | Claro Wallplate, Satin Finish, Five-gang in truffle |  | 1 | 1 |  | Ecom_SC-5-TF.jpeg | http://grandbrass.xologic.com/vendors/4460/large/Ecom_SC-5-TF.jpeg | [47 empty] | 0 | 0 | 0 | [6 empty] | 0 | 1 | 1 | EA | 1 | Lighting Controls |  |  | Fittings and Hardware |  | Electrical Hardware And Supplies |  | Wallplates | [20 empty] | Switch Plates | [242 empty] | <a href="https://assets.lutron.com/a/documents/040440.pdf" target="_blank">Installation Instructions</a> | [23 empty] | 2.000 DW |  |  | 1.0000 IN | [89 empty] | 1.000 EA | 1.000 EA | [35 empty] | No | [42 empty] | https://assets.lutron.com/a/documents/maestrosatincolors.pdf | [7 empty] | Shelf Stock | [39 empty] | 39121704 | [13 empty] | <a href="https://www.lutron.com/TechnicalDocumentLibrary/369-119_Wallbox_Warranty.pdf" target="_blank">Warranty Information</a> |  |  |  |  | 1.000 L | [14 empty] | 0 | 0 | 0 | 0 | Electrical | 2021-12-01 05:48 | 2024-07-20 11:32 | 0000-00-00 00:00:00 | 2025-11-29 02:00 | 0000-00-00 00:00:00
1 | Lutron Electronics | SC-1PS-BW | 4460-10813 | 4460 | 10813 | Lutron Electronics | Ecom_SC-1PS-BW_NoWallPlate.jpeg | 784276288316 | SATIN 15A SW BW | Lutron Claro 15 Amp, Single-Pole On/Off Rocker Switch, Brilliant White |  | 2.3 | 4.5 |  | Ecom_SC-1PS-BW_NoWallPlate.jpeg | http://grandbrass.xologic.com/vendors/4460/large/Ecom_SC-1PS-BW_NoWallPlate.jpeg | [47 empty] | 0 | 0 | 0 | [6 empty] | 0 | 1 | 1 | EA | 1 | Lighting Controls | [27 empty] | Lightswitches | [242 empty] | <a href="https://assets.lutron.com/a/documents/030704g.pdf" target="_blank">Installation Instructions</a> | [23 empty] | 2.000 DW |  |  | 2.3000 IN | [89 empty] | 1.000 EA | 1.000 EA | [35 empty] | No | [42 empty] | https://assets.lutron.com/a/documents/maestrosatincolors.pdf | [7 empty] | Shelf Stock | [39 empty] | 39122226 | [13 empty] | <a href="https://www.lutron.com/TechnicalDocumentLibrary/369-119_Wallbox_Warranty.pdf" target="_blank">Warranty Information</a> |  |  |  |  | 0.200 L | [14 empty] | 0 | 0 | 0 | 0 | Lighting Fixtures | 2021-12-01 05:48 | 2024-07-20 11:32 | 0000-00-00 00:00:00 | 2024-07-20 11:32 | 0000-00-00 00:00:00
1 | Lutron Electronics | DVSCF-103P-277CS | 4460-10814 | 4460 | 10814 | Lutron Electronics | DVSCF-103P-277CS.jpg | 784276291866 | DIVA 277V DIM CS | Diva Dimmer - Satin Finish, Fluorescent or LED Dimming with 3-Wire Ballasts and Drivers, 3-way/single-pole, 277V/6A in cobblestone |  | 2.3 | 4.5 |  | DVSCF-103P-277CS.jpg | http://grandbrass.xologic.com/vendors/4460/large/DVSCF-103P-277CS.jpg | [47 empty] | 0 | 0 | 0 | [6 empty] | 0 | 1 | 1 | EA | 1 | Lighting Controls | [27 empty] | Dimmers | [242 empty] | <a href="https://www.lutron.com/TechnicalDocumentLibrary/03115901D.pdf" target="_blank">Installation Instructions</a> | [23 empty] | 2.000 DW |  |  | 2.3000 IN | [89 empty] | 1.000 EA | 1.000 EA | [35 empty] | No | [42 empty] | https://assets.lutron.com/a/documents/DivaSatinColors.pdf | [7 empty] | Shelf Stock | [39 empty] | 39122206 | [13 empty] | <a href="https://www.lutron.com/TechnicalDocumentLibrary/369-119_Wallbox_Warranty.pdf" target="_blank">Warranty Information</a> |  |  |  |  | 0.320 L | [14 empty] | 0 | 0 | 0 | 0 | Lighting Fixtures | 2021-12-01 05:48 | 2024-07-20 11:35 | 0000-00-00 00:00:00 | 2024-07-20 11:35 | 0000-00-00 00:00:00
1 | Lutron Electronics | DVSCLV-600P-RW | 4460-10815 | 4460 | 10815 | Lutron Electronics | DVSCLV-600P-RW.jpg | 784276291934 | DIVA 450W 1P RW | Diva Dimmer - Satin Finish, Magnetic Low-Voltage, Single-pole, 120V/600VA (450W) in architectural white |  | 2.3 | 4.5 |  | DVSCLV-600P-RW.jpg | http://grandbrass.xologic.com/vendors/4460/large/DVSCLV-600P-RW.jpg | [47 empty] | 0 | 0 | 0 | [6 empty] | 0 | 1 | 1 | EA | 1 | Lighting Controls | [27 empty] | Dimmers | [242 empty] | <a href="https://www.lutron.com/TechnicalDocumentLibrary/030448c.pdf" target="_blank">Installation Instructions</a> | [23 empty] | 2.000 DW |  |  | 2.3000 IN | [89 empty] | 1.000 EA | 1.000 EA | [35 empty] | No | [42 empty] | https://assets.lutron.com/a/documents/DivaSatinColors.pdf | [7 empty] | Shelf Stock | [39 empty] | 39122206 | [13 empty] | <a href="https://www.lutron.com/TechnicalDocumentLibrary/369-119_Wallbox_Warranty.pdf" target="_blank">Warranty Information</a> |  |  |  |  | 0.300 L | [14 empty] | 0 | 0 | 0 | 0 | Lighting Fixtures | 2021-12-01 05:48 | 2024-07-20 11:37 | 0000-00-00 00:00:00 | 2024-07-20 11:37 | 0000-00-00 00:00:00
1 | Lutron Electronics | DVSCLV-600P-SR | 4460-10816 | 4460 | 10816 | Lutron Electronics | DVSCLV-600P-SR.jpg | 784276292115 | DIVA 450W 1P SR | Diva Dimmer - Satin Finish, Magnetic Low-Voltage, Single-pole, 120V/600VA (450W) in signal red |  | 2.3 | 4.5 |  | DVSCLV-600P-SR.jpg | http://grandbrass.xologic.com/vendors/4460/large/DVSCLV-600P-SR.jpg | [47 empty] | 0 | 0 | 0 | [6 empty] | 0 | 1 | 1 | EA | 1 | Lighting Controls | [27 empty] | Dimmers | [242 empty] | <a href="https://www.lutron.com/TechnicalDocumentLibrary/030448c.pdf" target="_blank">Installation Instructions</a> | [23 empty] | 2.000 DW |  |  | 2.3000 IN | [89 empty] | 1.000 EA | 1.000 EA | [35 empty] | No | [42 empty] | https://assets.lutron.com/a/documents/DivaSatinColors.pdf | [7 empty] | Shelf Stock | [39 empty] | 39122206 | [13 empty] | <a href="https://www.lutron.com/TechnicalDocumentLibrary/369-119_Wallbox_Warranty.pdf" target="_blank">Warranty Information</a> |  |  |  |  | 0.300 L | [14 empty] | 0 | 0 | 0 | 0 | Lighting Fixtures | 2021-12-01 05:48 | 2024-07-20 11:37 | 0000-00-00 00:00:00 | 2024-07-20 11:37 | 0000-00-00 00:00:00
1 | Lutron Electronics | DVSCLV-603P-SD | 4460-10817 | 4460 | 10817 | Lutron Electronics | DVSCLV-603P-SD.jpg | 784276292368 | DIVA 450W 3WAY SD | Diva Dimmer - Satin Finish, Magnetic Low-Voltage, 3-way, 120V/600VA (450W) in sand |  | 2.3 | 4.5 |  | DVSCLV-603P-SD.jpg | http://grandbrass.xologic.com/vendors/4460/large/DVSCLV-603P-SD.jpg | [47 empty] | 0 | 0 | 0 | [6 empty] | 0 | 1 | 1 | EA | 1 | Lighting Controls | [27 empty] | Dimmers | [242 empty] | <a href="https://www.lutron.com/TechnicalDocumentLibrary/030448c.pdf" target="_blank">Installation Instructions</a> | [23 empty] | 2.000 DW |  |  | 2.3000 IN | [89 empty] | 1.000 EA | 1.000 EA | [35 empty] | No | [42 empty] | https://assets.lutron.com/a/documents/DivaSatinColors.pdf | [7 empty] | Shelf Stock | [39 empty] | 39122206 | [13 empty] | <a href="https://www.lutron.com/TechnicalDocumentLibrary/369-119_Wallbox_Warranty.pdf" target="_blank">Warranty Information</a> |  |  |  |  | 0.250 L | [14 empty] | 0 | 0 | 0 | 0 | Lighting Fixtures | 2021-12-01 05:48 | 2024-07-20 11:36 | 0000-00-00 00:00:00 | 2024-07-20 11:36 | 0000-00-00 00:00:00
1 | Lutron Electronics | DVSCLV-103P-CY | 4460-10818 | 4460 | 10818 | Lutron Electronics | DVSCLV-103P-CY.jpg | 784276292542 | DIVA 800W CY | Diva Dimmer - Satin Finish, Magnetic Low-Voltage, 3-way, 120V/1000VA (800W) in clay |  | 2.3 | 4.6 |  | DVSCLV-103P-CY.jpg | http://grandbrass.xologic.com/vendors/4460/large/DVSCLV-103P-CY.jpg | [47 empty] | 0 | 0 | 0 | [6 empty] | 0 | 1 | 1 | EA | 1 | Lighting Controls | [27 empty] | Dimmers | [242 empty] | <a href="https://www.lutron.com/TechnicalDocumentLibrary/030448c.pdf" target="_blank">Installation Instructions</a> | [23 empty] | 2.000 DW |  |  | 2.3000 IN | [89 empty] | 1.000 EA | 1.000 EA | [35 empty] | No | [42 empty] | https://assets.lutron.com/a/documents/DivaSatinColors.pdf | [7 empty] | Shelf Stock | [39 empty] | 39122206 | [13 empty] | <a href="https://www.lutron.com/TechnicalDocumentLibrary/369-119_Wallbox_Warranty.pdf" target="_blank">Warranty Information</a> |  |  |  |  | 0.320 L | [14 empty] | 0 | 0 | 0 | 0 | Lighting Fixtures | 2021-12-01 05:48 | 2024-07-20 11:32 | 0000-00-00 00:00:00 | 2024-07-20 11:32 | 0000-00-00 00:00:00
1 | Lutron Electronics | RRST-W4B-GL | 4460-10819 | 4460 | 10819 | Lutron Electronics | RRST-W4B-GL.jpg | 784276294140 | RA3 4B SUNNATA KEY GL | Lutron RadioRA 3 Sunnata RF 4-Button Keypad - Glacier White |  | 2.25 | 4.5 |  | RRST-W4B-GL.jpg | http://grandbrass.xologic.com/vendors/4460/large/RRST-W4B-GL.jpg | [47 empty] | 0 | 0 | 0 | [6 empty] | 0 | 1 | 1 | EA | 1 | Lighting Controls | [27 empty] | Other Lighting Controls | [242 empty] | <a href="https://assets.lutron.com/a/documents/044373.pdf" target="_blank">Installation Instructions</a> | [23 empty] | 5.000 DW |  |  | 2.2500 IN | [89 empty] | 1.000 EA | 1.000 EA | [35 empty] | No | [42 empty] | https://assets.lutron.com/a/documents/3691168_ENG.pdf | [7 empty] | Shelf Stock | [39 empty] | 52161525 | [6 empty] | <a href="https://lutron.widen.net/content/4y4cm6o0wa/mp4/RadioRA-3-Processor-Video.mp4?w=2048" target="_blank">Product Video Clip</a> | [6 empty] | <a href="https://assets.lutron.com/a/documents/043561.pdf" target="_blank">Warranty Information</a> |  |  |  |  | 0.270 L | [14 empty] | 0 | 0 | 0 | 0 | Lighting Fixtures | 2021-12-01 05:48 | 2024-07-20 11:39 | 0000-00-00 00:00:00 | 2024-07-20 11:39 | 0000-00-00 00:00:00
1 | Lutron Electronics | RRST-W3RL-RW | 4460-10820 | 4460 | 10820 | Lutron Electronics | RRST-W3RL-RW.jpg | 784276294423 | RA3 3RL SUNNATA KEY RW | Lutron RadioRA 3 Sunnata RF 3-Button Keypad with Raise/Lower - Architectural White |  | 2.25 | 4.5 |  | RRST-W3RL-RW.jpg | http://grandbrass.xologic.com/vendors/4460/large/RRST-W3RL-RW.jpg | [47 empty] | 0 | 0 | 0 | [6 empty] | 0 | 1 | 1 | EA | 1 | Lighting Controls | [27 empty] | Other Lighting Controls | [242 empty] | <a href="https://assets.lutron.com/a/documents/044373.pdf" target="_blank">Installation Instructions</a> | [23 empty] | 5.000 DW |  |  | 2.2500 IN | [89 empty] | 1.000 EA | 1.000 EA | [35 empty] | No | [42 empty] | https://assets.lutron.com/a/documents/3691168_ENG.pdf | [7 empty] | Shelf Stock | [39 empty] | 52161525 | [6 empty] | <a href="https://lutron.widen.net/content/4y4cm6o0wa/mp4/RadioRA-3-Processor-Video.mp4?w=2048" target="_blank">Product Video Clip</a> | [6 empty] | <a href="https://assets.lutron.com/a/documents/043561.pdf" target="_blank">Warranty Information</a> |  |  |  |  | 0.270 L | [14 empty] | 0 | 0 | 0 | 0 | Lighting Fixtures | 2021-12-01 05:48 | 2024-07-20 11:33 | 0000-00-00 00:00:00 | 2024-07-20 11:33 | 0000-00-00 00:00:00
1 | Lutron Electronics | RRST-W2B-CY | 4460-10821 | 4460 | 10821 | Lutron Electronics | RRST-W2B-CY.jpg | 784276294904 | RA3 2B SUNNATA KEY CY | Lutron RadioRA 3 Sunnata RF 2-Button Keypad - Clay |  | 2.25 | 4.5 |  | RRST-W2B-CY.jpg | http://grandbrass.xologic.com/vendors/4460/large/RRST-W2B-CY.jpg | [47 empty] | 0 | 0 | 0 | [6 empty] | 0 | 1 | 1 | EA | 1 | Lighting Controls | [27 empty] | Other Lighting Controls | [242 empty] | <a href="https://assets.lutron.com/a/documents/044373.pdf" target="_blank">Installation Instructions</a> | [23 empty] | 5.000 DW |  |  | 2.2500 IN | [89 empty] | 1.000 EA | 1.000 EA | [35 empty] | No | [42 empty] | https://assets.lutron.com/a/documents/3691168_ENG.pdf | [7 empty] | Shelf Stock | [39 empty] | 52161525 | [6 empty] | <a href="https://lutron.widen.net/content/4y4cm6o0wa/mp4/RadioRA-3-Processor-Video.mp4?w=2048" target="_blank">Product Video Clip</a> | [6 empty] | <a href="https://assets.lutron.com/a/documents/043561.pdf" target="_blank">Warranty Information</a> |  |  |  |  | 0.270 L | [14 empty] | 0 | 0 | 0 | 0 | Lighting Fixtures | 2021-12-01 05:48 | 2024-07-20 11:33 | 0000-00-00 00:00:00 | 2024-07-20 11:33 | 0000-00-00 00:00:00
4 | Lutron Electronics | SCR-15-CS | 4460-10822 | 4460 | 10822 | Lutron Electronics | Ecom_SCR-15-CS_NoWallPlate.jpeg | 784276809191 | SATIN 15A REC CS | Lutron Claro 15 Amp Duplex Outlet, Cobblestone |  | 2.4 | 4.6 |  | Ecom_SCR-15-CS_NoWallPlate.jpeg | http://grandbrass.xologic.com/vendors/4460/large/Ecom_SCR-15-CS_NoWallPlate.jpeg | [47 empty] | 0 | 0 | 0 | [6 empty] | 0 | 1 | 1 | EA | 1 | Lighting Controls |  |  | Electrical Distribution Equipment |  | Receptacles |  | Electrical Receptacles | [20 empty] | Other Lighting Controls | [242 empty] | <a href="https://assets.lutron.com/a/documents/0301636.pdf" target="_blank">Installation Instructions</a> | [23 empty] | 2.000 DW |  |  | 2.4000 IN | [89 empty] | 1.000 EA | 1.000 EA | [35 empty] | No | [42 empty] | https://assets.lutron.com/a/documents/maestrosatincolors.pdf | [7 empty] | Shelf Stock | [39 empty] | 39121406 | [13 empty] | <a href="https://www.lutron.com/TechnicalDocumentLibrary/369-119_Wallbox_Warranty.pdf" target="_blank">Warranty Information</a> |  |  |  |  | 0.150 L | [14 empty] | 0 | 0 | 0 | 0 | Electrical | 2021-12-01 05:48 | 2024-07-20 11:44 | 0000-00-00 00:00:00 | 2025-11-29 02:00 | 0000-00-00 00:00:00
4 | Lutron Electronics | SCR-20-PB | 4460-10823 | 4460 | 10823 | Lutron Electronics | Ecom_SCR-20-PB_NoWallPlate.jpeg | 784276809306 | SATIN 20A REC PB | Lutron Claro 20 Amp Duplex Outlet, Pebble |  | 2.3 | 4.5 |  | Ecom_SCR-20-PB_NoWallPlate.jpeg | http://grandbrass.xologic.com/vendors/4460/large/Ecom_SCR-20-PB_NoWallPlate.jpeg | [47 empty] | 0 | 0 | 0 | [6 empty] | 0 | 1 | 1 | EA | 1 | Lighting Controls |  |  | Electrical Distribution Equipment |  | Receptacles |  | Electrical Receptacles | [20 empty] | Other Lighting Controls | [242 empty] | <a href="https://assets.lutron.com/a/documents/0301636.pdf" target="_blank">Installation Instructions</a> | [23 empty] | 2.000 DW |  |  | 2.3000 IN | [89 empty] | 1.000 EA | 1.000 EA | [35 empty] | No | [42 empty] | https://assets.lutron.com/a/documents/maestrosatincolors.pdf | [7 empty] | Shelf Stock | [39 empty] | 39121406 | [13 empty] | <a href="https://www.lutron.com/TechnicalDocumentLibrary/369-119_Wallbox_Warranty.pdf" target="_blank">Warranty Information</a> |  |  |  |  | 0.250 L | [14 empty] | 0 | 0 | 0 | 0 | Electrical | 2021-12-01 05:48 | 2024-07-20 11:41 | 0000-00-00 00:00:00 | 2025-11-29 02:00 | 0000-00-00 00:00:00
4 | Lutron Electronics | SCRS-15-TR-SL | 4460-10824 | 4460 | 10824 | Lutron Electronics | Ecom_SCRS-15-TR-SL_NoWallPlate.jpeg | 784276809443 | SATIN 15A TR REC SL | Lutron Claro Tamper-Resistant Duplex Receptacle, 15 Amp, Slate |  | 2.3 | 4.5 |  | Ecom_SCRS-15-TR-SL_NoWallPlate.jpeg | http://grandbrass.xologic.com/vendors/4460/large/Ecom_SCRS-15-TR-SL_NoWallPlate.jpeg | [47 empty] | 0 | 0 | 0 | [6 empty] | 0 | 1 | 1 | EA | 1 | Lighting Controls |  |  | Electrical Distribution Equipment |  | Receptacles |  | Electrical Receptacles | [20 empty] | Other Lighting Controls | [242 empty] | <a href="https://assets.lutron.com/a/documents/0301636.pdf" target="_blank">Installation Instructions</a> | [23 empty] | 2.000 DW |  |  | 2.3000 IN | [89 empty] | 1.000 EA | 1.000 EA | [35 empty] | No | [42 empty] | https://assets.lutron.com/a/documents/maestrosatincolors.pdf | [7 empty] | Shelf Stock | [39 empty] | 39121406 | [13 empty] | <a href="https://www.lutron.com/TechnicalDocumentLibrary/369-119_Wallbox_Warranty.pdf" target="_blank">Warranty Information</a> |  |  |  |  | 0.350 L | [14 empty] | 0 | 0 | 0 | 0 | Electrical | 2021-12-01 05:48 | 2024-07-20 11:38 | 0000-00-00 00:00:00 | 2025-11-29 02:00 | 0000-00-00 00:00:00
4 | Lutron Electronics | SCR-15-GFST-SD | 4460-10825 | 4460 | 10825 | Lutron Electronics | Ecom_SCR-15-GFST-SD_nowallplate.jpeg | 784276809696 | SATIN 15A GFCI REC SD | Lutron Claro Tamper-Resistant GFCI Duplex Receptacle, 15-Amp, Sand |  | 2.25 | 4.5 |  | Ecom_SCR-15-GFST-SD_nowallplate.jpeg | http://grandbrass.xologic.com/vendors/4460/large/Ecom_SCR-15-GFST-SD_nowallplate.jpeg | [47 empty] | 0 | 0 | 0 | [6 empty] | 0 | 1 | 1 | EA | 1 | Lighting Controls |  |  | Electrical Distribution Equipment |  | Receptacles |  | Electrical Receptacles | [20 empty] | Other Lighting Controls | [242 empty] | <a href="https://assets.lutron.com/a/documents/0301801.pdf" target="_blank">Installation Instructions</a> | [23 empty] | 2.000 DW |  |  | 2.2500 IN | [89 empty] | 1.000 EA | 1.000 EA | [35 empty] | No | [42 empty] | https://assets.lutron.com/a/documents/369964.pdf | [7 empty] | Shelf Stock | [39 empty] | 39121406 | [13 empty] | <a href="https://www.lutron.com/TechnicalDocumentLibrary/369-119_Wallbox_Warranty.pdf" target="_blank">Warranty Information</a> |  |  |  |  | 0.340 L | [14 empty] | 0 | 0 | 0 | 0 | Electrical | 2021-12-01 05:48 | 2024-07-20 11:38 | 0000-00-00 00:00:00 | 2025-11-29 02:00 | 0000-00-00 00:00:00
4 | Lutron Electronics | SCR-15-GFST-EP | 4460-10826 | 4460 | 10826 | Lutron Electronics | Ecom_SCR-15-GFST-EP_nowallplate.jpeg | 784276809733 | SATIN 15A GFCI REC EP | Lutron Claro Tamper-Resistant GFCI Duplex Receptacle, 15-Amp, Espresso |  | 2.3 | 4.5 |  | Ecom_SCR-15-GFST-EP_nowallplate.jpeg | http://grandbrass.xologic.com/vendors/4460/large/Ecom_SCR-15-GFST-EP_nowallplate.jpeg | [47 empty] | 0 | 0 | 0 | [6 empty] | 0 | 1 | 1 | EA | 1 | Lighting Controls |  |  | Electrical Distribution Equipment |  | Receptacles |  | Electrical Receptacles | [20 empty] | Other Lighting Controls | [242 empty] | <a href="https://assets.lutron.com/a/documents/0301801.pdf" target="_blank">Installation Instructions</a> | [23 empty] | 2.000 DW |  |  | 2.3000 IN | [89 empty] | 1.000 EA | 1.000 EA | [35 empty] | No | [42 empty] | https://assets.lutron.com/a/documents/369964.pdf | [7 empty] | Shelf Stock | [39 empty] | 39121406 | [13 empty] | <a href="https://www.lutron.com/TechnicalDocumentLibrary/369-119_Wallbox_Warranty.pdf" target="_blank">Warranty Information</a> |  |  |  |  | 0.340 L | [14 empty] | 0 | 0 | 0 | 0 | Electrical | 2021-12-01 05:48 | 2024-07-20 11:39 | 0000-00-00 00:00:00 | 2025-11-29 02:00 | 0000-00-00 00:00:00
4 | Lutron Electronics | SCR-20-GFST-DE | 4460-10827 | 4460 | 10827 | Lutron Electronics | Ecom_SCR-20-GFST-DE_nowallplate.jpeg | 784276809870 | SATIN 20A GFCI REC DE | Lutron Claro Tamper-Resistant GFCI Duplex Receptacle, 20-Amp, Deep Sea |  | 2.3 | 4.5 |  | Ecom_SCR-20-GFST-DE_nowallplate.jpeg | http://grandbrass.xologic.com/vendors/4460/large/Ecom_SCR-20-GFST-DE_nowallplate.jpeg | [47 empty] | 0 | 0 | 0 | [6 empty] | 0 | 1 | 1 | EA | 1 | Lighting Controls |  |  | Electrical Distribution Equipment |  | Receptacles |  | Electrical Receptacles | [20 empty] | Other Lighting Controls | [242 empty] | <a href="https://assets.lutron.com/a/documents/0301801.pdf" target="_blank">Installation Instructions</a> | [23 empty] | 2.000 DW |  |  | 2.3000 IN | [89 empty] | 1.000 EA | 1.000 EA | [35 empty] | No | [42 empty] | https://assets.lutron.com/a/documents/369964.pdf | [7 empty] | Shelf Stock | [39 empty] | 39121406 | [13 empty] | <a href="https://www.lutron.com/TechnicalDocumentLibrary/369-119_Wallbox_Warranty.pdf" target="_blank">Warranty Information</a> |  |  |  |  | 0.340 L | [14 empty] | 0 | 0 | 0 | 0 | Electrical | 2021-12-01 05:48 | 2024-07-20 11:44 | 0000-00-00 00:00:00 | 2025-11-29 02:00 | 0000-00-00 00:00:00
4 | Lutron Electronics | SCR-15-UBTR-PM | 4460-10828 | 4460 | 10828 | Lutron Electronics | Ecom_SCR-15-UBTR-PM_NoWallPlate.jpeg | 784276809948 | SATIN 15A USB REC PM | Lutron Claro USB Type A 2.0 Duplex Receptacle, 15 Amp, Pumice |  | 1.8 | 4.5 |  | Ecom_SCR-15-UBTR-PM_NoWallPlate.jpeg | http://grandbrass.xologic.com/vendors/4460/large/Ecom_SCR-15-UBTR-PM_NoWallPlate.jpeg | [47 empty] | 0 | 0 | 0 | [6 empty] | 0 | 1 | 1 | EA | 1 | Lighting Controls |  |  | Electrical Distribution Equipment |  | Receptacles |  | Electrical Receptacles | [20 empty] | Other Lighting Controls | [242 empty] | <a href="https://assets.lutron.com/a/documents/041532.pdf" target="_blank">Installation Instructions</a> | [23 empty] | 2.000 DW |  |  | 2.0000 IN | [89 empty] | 1.000 EA | 1.000 EA | [35 empty] | No | [42 empty] | https://assets.lutron.com/a/documents/369976.pdf | [7 empty] | Shelf Stock | [39 empty] | 39121406 | [13 empty] | <a href="https://www.lutron.com/TechnicalDocumentLibrary/369-119_Wallbox_Warranty.pdf" target="_blank">Warranty Information</a> |  |  |  |  | 0.500 L | [14 empty] | 0 | 0 | 0 | 0 | Electrical | 2021-12-01 05:48 | 2024-07-20 11:39 | 0000-00-00 00:00:00 | 2025-11-29 02:00 | 0000-00-00 00:00:00
4 | Lutron Electronics | SCR-15-UBTR-TF | 4460-10829 | 4460 | 10829 | Lutron Electronics | Ecom_SCR-15-UBTR-TF.jpeg | 784276809986 | SATIN 15A USB REC TF | Lutron Claro USB Type A 2.0 Duplex Receptacle, 15 Amp, Truffle |  | 1.8 | 4.5 |  | Ecom_SCR-15-UBTR-TF.jpeg | http://grandbrass.xologic.com/vendors/4460/large/Ecom_SCR-15-UBTR-TF.jpeg | [47 empty] | 0 | 0 | 0 | [6 empty] | 0 | 1 | 1 | EA | 1 | Lighting Controls |  |  | Electrical Distribution Equipment |  | Receptacles |  | Electrical Receptacles | [20 empty] | Other Lighting Controls | [242 empty] | <a href="https://assets.lutron.com/a/documents/041532.pdf" target="_blank">Installation Instructions</a> | [23 empty] | 2.000 DW |  |  | 2.0000 IN | [89 empty] | 1.000 EA | 1.000 EA | [35 empty] | No | [42 empty] | https://assets.lutron.com/a/documents/369976.pdf | [7 empty] | Shelf Stock | [39 empty] | 39121406 | [13 empty] | <a href="https://www.lutron.com/TechnicalDocumentLibrary/369-119_Wallbox_Warranty.pdf" target="_blank">Warranty Information</a> |  |  |  |  | 0.500 L | [14 empty] | 0 | 0 | 0 | 0 | Electrical | 2021-12-01 05:48 | 2024-07-20 11:36 | 0000-00-00 00:00:00 | 2025-11-29 02:00 | 0000-00-00 00:00:00
4 | Lutron Electronics | SCRS-20-TR-RW | 4460-10830 | 4460 | 10830 | Lutron Electronics | Ecom_SCRS-20-TR-RW_NoWallPlate.jpeg | 784276810128 | SATIN 20A TR REC RW | Lutron Claro Tamper-Resistant Duplex Receptacle, 20 Amp, Architectural White |  | 2.3 | 4.5 |  | Ecom_SCRS-20-TR-RW_NoWallPlate.jpeg | http://grandbrass.xologic.com/vendors/4460/large/Ecom_SCRS-20-TR-RW_NoWallPlate.jpeg | [47 empty] | 0 | 0 | 0 | [6 empty] | 0 | 1 | 1 | EA | 1 | Lighting Controls |  |  | Electrical Distribution Equipment |  | Receptacles |  | Electrical Receptacles | [20 empty] | Other Lighting Controls | [242 empty] | <a href="https://assets.lutron.com/a/documents/0301636.pdf" target="_blank">Installation Instructions</a> | [23 empty] | 2.000 DW |  |  | 2.3000 IN | [89 empty] | 1.000 EA | 1.000 EA | [35 empty] | No | [42 empty] | https://assets.lutron.com/a/documents/maestrosatincolors.pdf | [7 empty] | Shelf Stock | [39 empty] | 39121406 | [13 empty] | <a href="https://www.lutron.com/TechnicalDocumentLibrary/369-119_Wallbox_Warranty.pdf" target="_blank">Warranty Information</a> |  |  |  |  | 0.240 L | [14 empty] | 0 | 0 | 0 | 0 | Electrical | 2021-12-01 05:48 | 2024-07-20 11:33 | 0000-00-00 00:00:00 | 2025-11-29 02:00 | 0000-00-00 00:00:00
1 | Lutron Electronics | ST-AS-LA | 4460-10831 | 4460 | 10831 | Lutron Electronics | Ecom_ST-ASR-WH_nowallplate.jpeg | 784276811057 | Sunnata 6A Accessory Switch, Lt Almond | Lutron Sunnata Accessory Switch for use only with Sunnata LED+ Touch Dimmer Switch (STCL-153M-xx), Light Almond |  | 2.3 | 4.5 |  | Ecom_ST-ASR-WH_nowallplate.jpeg | http://grandbrass.xologic.com/vendors/4460/large/Ecom_ST-ASR-WH_nowallplate.jpeg | [47 empty] | 0 | 0 | 0 | [6 empty] | 0 | 1 | 1 | EA | 1 | Specialty Items | [27 empty] | Lighting Accessories | [49 empty] | <a href="https://lutron.widen.net/content/acvmsqvclv/pdf/Ecom_Sunnata-Comparison-Sell-Sheet.pdf" target="_blank">Manufacturer Brochure</a> | [192 empty] | <a href="https://assets.lutron.com/a/documents/0302022.pdf" target="_blank">Installation Instructions</a> | [23 empty] | 2.000 DW |  |  | 2.3000 IN | [89 empty] | 1.000 EA | 1.000 EA | [35 empty] | No | [42 empty] | https://www.lutron.com/TechnicalDocumentLibrary/3691167_ENG.pdf | [7 empty] | Shelf Stock | [39 empty] | 39122221 | [6 empty] | <a href="https://lutron.widen.net/content/8txwdz8fgz/original/Ecom_SunnataLED_benefitvideo.mp4" target="_blank">Product Video Clip</a> | [6 empty] | <a href="https://assets.lutron.com/a/documents/369-119_Wallbox_Warranty.pdf" target="_blank">Warranty Information</a> |  |  |  |  | 0.210 L | [14 empty] | 0 | 0 | 0 | 0 | Lighting Fixtures | 2021-12-01 05:48 | 2024-07-20 11:36 | 0000-00-00 00:00:00 | 2024-07-20 11:36 | 0000-00-00 00:00:00
1 | Lutron Electronics | RRST-W4B-IV | 4460-10832 | 4460 | 10832 | Lutron Electronics | RRST-W4B-IV.jpg | 784276286046 | RA3 4B SUNNATA KEY IV | Lutron RadioRA 3 Sunnata RF 4-Button Keypad - Ivory |  | 2.3 | 4.5 |  | RRST-W4B-IV.jpg | http://grandbrass.xologic.com/vendors/4460/large/RRST-W4B-IV.jpg | [47 empty] | 0 | 0 | 0 | [6 empty] | 0 | 1 | 1 | EA | 1 | Lighting Controls | [27 empty] | Other Lighting Controls | [242 empty] | <a href="https://assets.lutron.com/a/documents/044373.pdf" target="_blank">Installation Instructions</a> | [23 empty] | 2.000 DW |  |  | 2.3000 IN | [89 empty] | 1.000 EA | 1.000 EA | [35 empty] | No | [42 empty] | https://assets.lutron.com/a/documents/3691168_ENG.pdf | [7 empty] | Shelf Stock | [39 empty] | 52161525 | [6 empty] | <a href="https://lutron.widen.net/content/4y4cm6o0wa/mp4/RadioRA-3-Processor-Video.mp4?w=2048" target="_blank">Product Video Clip</a> | [6 empty] | <a href="https://assets.lutron.com/a/documents/043561.pdf" target="_blank">Warranty Information</a> |  |  |  |  | 0.220 L | [14 empty] | 0 | 0 | 0 | 0 | Lighting Fixtures | 2021-12-01 05:48 | 2024-07-20 11:37 | 0000-00-00 00:00:00 | 2024-07-20 11:37 | 0000-00-00 00:00:00 | [6 empty] | Ivory
4 | Lutron Electronics | SC-1-BW | 4460-10833 | 4460 | 10833 | Lutron Electronics | Ecom_SC-1-BW.jpeg | 784276287470 | SATIN WALLPLATE BW | Claro Wallplate, Satin Finish, Single-gang in brilliant white |  | 3.5 | 0.6 |  | Ecom_SC-1-BW.jpeg | http://grandbrass.xologic.com/vendors/4460/large/Ecom_SC-1-BW.jpeg | [47 empty] | 0 | 0 | 0 | [6 empty] | 0 | 1 | 1 | EA | 1 | Lighting Controls |  |  | Fittings and Hardware |  | Electrical Hardware And Supplies |  | Wallplates | [20 empty] | Switch Plates | [242 empty] | <a href="https://assets.lutron.com/a/documents/040440.pdf" target="_blank">Installation Instructions</a> | [23 empty] | 2.000 DW |  |  | 4.9000 IN | [89 empty] | 1.000 EA | 1.000 EA | [35 empty] | No | [42 empty] | https://assets.lutron.com/a/documents/maestrosatincolors.pdf | [7 empty] | Shelf Stock | [39 empty] | 39121704 | [13 empty] | <a href="https://www.lutron.com/TechnicalDocumentLibrary/369-119_Wallbox_Warranty.pdf" target="_blank">Warranty Information</a> |  |  |  |  | 0.100 L | [14 empty] | 0 | 0 | 0 | 0 | Electrical | 2021-12-01 05:48 | 2024-07-20 11:34 | 0000-00-00 00:00:00 | 2025-11-29 02:00 | 0000-00-00 00:00:00
4 | Lutron Electronics | SC-2-PM | 4460-10834 | 4460 | 10834 | Lutron Electronics | Ecom_SC-2-PM.jpeg | 784276287722 | SATIN WALLPLATE 2G PM | Claro Wallplate, Satin Finish, Two-gang in pumice |  | 5.2 | 5.1 |  | Ecom_SC-2-PM.jpeg | http://grandbrass.xologic.com/vendors/4460/large/Ecom_SC-2-PM.jpeg | [47 empty] | 0 | 0 | 0 | [6 empty] | 0 | 1 | 1 | EA | 1 | Lighting Controls |  |  | Fittings and Hardware |  | Electrical Hardware And Supplies |  | Wallplates | [20 empty] | Switch Plates | [242 empty] | <a href="https://assets.lutron.com/a/documents/040440.pdf" target="_blank">Installation Instructions</a> | [23 empty] | 2.000 DW |  |  | 0.3000 IN | [89 empty] | 1.000 EA | 1.000 EA | [35 empty] | No | [42 empty] | https://assets.lutron.com/a/documents/maestrosatincolors.pdf | [7 empty] | Shelf Stock | [39 empty] | 39121704 | [13 empty] | <a href="https://www.lutron.com/TechnicalDocumentLibrary/369-119_Wallbox_Warranty.pdf" target="_blank">Warranty Information</a> |  |  |  |  | 0.150 L | [14 empty] | 0 | 0 | 0 | 0 | Electrical | 2021-12-01 05:48 | 2024-07-20 11:32 | 0000-00-00 00:00:00 | 2025-11-29 02:00 | 0000-00-00 00:00:00
4 | Lutron Electronics | SC-3-RW | 4460-10835 | 4460 | 10835 | Lutron Electronics | Ecom_SC-3-RW.jpeg | 784276287814 | SATIN WALLPLATE 3G RW | Claro Wallplate, Satin Finish, Three-gang in architectural white |  | 5.75 | 0.3 |  | Ecom_SC-3-RW.jpeg | http://grandbrass.xologic.com/vendors/4460/large/Ecom_SC-3-RW.jpeg | [47 empty] | 0 | 0 | 0 | [6 empty] | 0 | 1 | 1 | EA | 1 | Lighting Controls |  |  | Fittings and Hardware |  | Electrical Hardware And Supplies |  | Wallplates | [20 empty] | Switch Plates | [242 empty] | <a href="https://assets.lutron.com/a/documents/040440.pdf" target="_blank">Installation Instructions</a> | [23 empty] | 2.000 DW |  |  | 8.2500 IN | [89 empty] | 1.000 EA | 1.000 EA | [35 empty] | No | [42 empty] | https://assets.lutron.com/a/documents/maestrosatincolors.pdf | [7 empty] | Shelf Stock | [39 empty] | 39121704 | [13 empty] | <a href="https://www.lutron.com/TechnicalDocumentLibrary/369-119_Wallbox_Warranty.pdf" target="_blank">Warranty Information</a> |  |  |  |  | 0.250 L | [14 empty] | 0 | 0 | 0 | 0 | Electrical | 2021-12-01 05:48 | 2024-07-20 11:33 | 0000-00-00 00:00:00 | 2025-11-29 02:00 | 0000-00-00 00:00:00
4 | Lutron Electronics | SC-4-SA | 4460-10836 | 4460 | 10836 | Lutron Electronics | Ecom_SC-4-SA.jpeg | 784276288064 | SATIN WALLPLATE 4G SA | Claro Wallplate, Satin Finish, Four-gang in sage |  | 1 | 1 |  | Ecom_SC-4-SA.jpeg | http://grandbrass.xologic.com/vendors/4460/large/Ecom_SC-4-SA.jpeg | [47 empty] | 0 | 0 | 0 | [6 empty] | 0 | 1 | 1 | EA | 1 | Lighting Controls |  |  | Fittings and Hardware |  | Electrical Hardware And Supplies |  | Wallplates | [20 empty] | Switch Plates | [242 empty] | <a href="https://assets.lutron.com/a/documents/040440.pdf" target="_blank">Installation Instructions</a> | [23 empty] | 2.000 DW |  |  | 1.0000 IN | [89 empty] | 1.000 EA | 1.000 EA | [35 empty] | No | [42 empty] | https://assets.lutron.com/a/documents/maestrosatincolors.pdf | [7 empty] | Shelf Stock | [39 empty] | 39121704 | [13 empty] | <a href="https://www.lutron.com/TechnicalDocumentLibrary/369-119_Wallbox_Warranty.pdf" target="_blank">Warranty Information</a> |  |  |  |  | 1.000 L | [14 empty] | 0 | 0 | 0 | 0 | Electrical | 2021-12-01 05:48 | 2024-07-20 11:31 | 0000-00-00 00:00:00 | 2025-11-29 02:00 | 0000-00-00 00:00:00
4 | Lutron Electronics | SC-5-MI | 4460-10837 | 4460 | 10837 | Lutron Electronics | Ecom_SC-5-MI.jpeg | 784276288156 | SATIN WALLPLATE 5G MI | Claro Wallplate, Satin Finish, Five-gang in mist |  | 1 | 1 |  | Ecom_SC-5-MI.jpeg | http://grandbrass.xologic.com/vendors/4460/large/Ecom_SC-5-MI.jpeg | [47 empty] | 0 | 0 | 0 | [6 empty] | 0 | 1 | 1 | EA | 1 | Lighting Controls |  |  | Fittings and Hardware |  | Electrical Hardware And Supplies |  | Wallplates | [20 empty] | Switch Plates | [242 empty] | <a href="https://assets.lutron.com/a/documents/040440.pdf" target="_blank">Installation Instructions</a> | [23 empty] | 2.000 DW |  |  | 1.0000 IN | [89 empty] | 1.000 EA | 1.000 EA | [35 empty] | No | [42 empty] | https://assets.lutron.com/a/documents/maestrosatincolors.pdf | [7 empty] | Shelf Stock | [39 empty] | 39121704 | [13 empty] | <a href="https://www.lutron.com/TechnicalDocumentLibrary/369-119_Wallbox_Warranty.pdf" target="_blank">Warranty Information</a> |  |  |  |  | 1.000 L | [14 empty] | 0 | 0 | 0 | 0 | Electrical | 2021-12-01 05:48 | 2024-07-20 11:32 | 0000-00-00 00:00:00 | 2025-11-29 02:00 | 0000-00-00 00:00:00
4 | Lutron Electronics | SC-6-SD | 4460-10838 | 4460 | 10838 | Lutron Electronics | Ecom_SC-6-SD.jpeg | 784276288408 | SATIN WALLPLATE 6G SD | Claro Wallplate, Satin Finish, Six-gang in sand |  | 1 | 1 |  | Ecom_SC-6-SD.jpeg | http://grandbrass.xologic.com/vendors/4460/large/Ecom_SC-6-SD.jpeg | [47 empty] | 0 | 0 | 0 | [6 empty] | 0 | 1 | 1 | EA | 1 | Lighting Controls |  |  | Fittings and Hardware |  | Electrical Hardware And Supplies |  | Wallplates | [20 empty] | Switch Plates | [242 empty] | <a href="https://assets.lutron.com/a/documents/040440.pdf" target="_blank">Installation Instructions</a> | [23 empty] | 2.000 DW |  |  | 1.0000 IN | [89 empty] | 1.000 EA | 1.000 EA | [35 empty] | No | [42 empty] | https://assets.lutron.com/a/documents/maestrosatincolors.pdf | [7 empty] | Shelf Stock | [39 empty] | 39121704 | [13 empty] | <a href="https://www.lutron.com/TechnicalDocumentLibrary/369-119_Wallbox_Warranty.pdf" target="_blank">Warranty Information</a> |  |  |  |  | 1.000 L | [14 empty] | 0 | 0 | 0 | 0 | Electrical | 2021-12-01 05:48 | 2024-07-20 11:38 | 0000-00-00 00:00:00 | 2025-11-29 02:00 | 0000-00-00 00:00:00
4 | Lutron Electronics | SC-6-TF | 4460-10839 | 4460 | 10839 | Lutron Electronics | Ecom_SC-6-TF.jpeg | 784276288491 | SATIN WALLPLATE 6G TF | Claro Wallplate, Satin Finish, Six-gang in truffle |  | 1 | 1 |  | Ecom_SC-6-TF.jpeg | http://grandbrass.xologic.com/vendors/4460/large/Ecom_SC-6-TF.jpeg | [47 empty] | 0 | 0 | 0 | [6 empty] | 0 | 1 | 1 | EA | 1 | Lighting Controls |  |  | Fittings and Hardware |  | Electrical Hardware And Supplies |  | Wallplates | [20 empty] | Switch Plates | [242 empty] | <a href="https://assets.lutron.com/a/documents/040440.pdf" target="_blank">Installation Instructions</a> | [23 empty] | 2.000 DW |  |  | 1.0000 IN | [89 empty] | 1.000 EA | 1.000 EA | [35 empty] | No | [42 empty] | https://assets.lutron.com/a/documents/maestrosatincolors.pdf | [7 empty] | Shelf Stock | [39 empty] | 39121704 | [13 empty] | <a href="https://www.lutron.com/TechnicalDocumentLibrary/369-119_Wallbox_Warranty.pdf" target="_blank">Warranty Information</a> |  |  |  |  | 1.000 L | [14 empty] | 0 | 0 | 0 | 0 | Electrical | 2021-12-01 05:48 | 2024-07-20 11:32 | 0000-00-00 00:00:00 | 2025-11-29 02:00 | 0000-00-00 00:00:00
1 | Lutron Electronics | SC-3PS-SR | 4460-10840 | 4460 | 10840 | Lutron Electronics | Ecom_SC-3PS-SR_NoWallPlate.jpeg | 784276288743 | SATIN 15A SW 3WAY SR | Lutron Claro 15 Amp, 3-Way On/Off Rocker Switch, Signal Red |  | 2.3 | 4.5 |  | Ecom_SC-3PS-SR_NoWallPlate.jpeg | http://grandbrass.xologic.com/vendors/4460/large/Ecom_SC-3PS-SR_NoWallPlate.jpeg | [47 empty] | 0 | 0 | 0 | [6 empty] | 0 | 1 | 1 | EA | 1 | Lighting Controls | [27 empty] | Lightswitches | [242 empty] | <a href="https://assets.lutron.com/a/documents/0301637.pdf" target="_blank">Installation Instructions</a> | [23 empty] | 2.000 DW |  |  | 2.3000 IN | [89 empty] | 1.000 EA | 1.000 EA | [35 empty] | No | [42 empty] | https://assets.lutron.com/a/documents/maestrosatincolors.pdf | [7 empty] | Shelf Stock | [39 empty] | 39122226 | [13 empty] | <a href="https://www.lutron.com/TechnicalDocumentLibrary/369-119_Wallbox_Warranty.pdf" target="_blank">Warranty Information</a> |  |  |  |  | 0.300 L | [14 empty] | 0 | 0 | 0 | 0 | Lighting Fixtures | 2021-12-01 05:48 | 2024-07-20 11:30 | 0000-00-00 00:00:00 | 2024-07-20 11:30 | 0000-00-00 00:00:00
1 | Lutron Electronics | SC-4PS-SD | 4460-10841 | 4460 | 10841 | Lutron Electronics | Ecom_SC-4PS-SD_NoWallPlate.jpeg | 784276288835 | SATIN 15A SW 4WAY SD | Lutron Claro 15 Amp, 4-Way On/Off Rocker Switch, Sand |  | 2.3 | 4.5 |  | Ecom_SC-4PS-SD_NoWallPlate.jpeg | http://grandbrass.xologic.com/vendors/4460/large/Ecom_SC-4PS-SD_NoWallPlate.jpeg | [47 empty] | 0 | 0 | 0 | [6 empty] | 0 | 1 | 1 | EA | 1 | Lighting Controls | [27 empty] | Lightswitches | [242 empty] | <a href="https://assets.lutron.com/a/documents/030987b.pdf" target="_blank">Installation Instructions</a> | [23 empty] | 2.000 DW |  |  | 2.3000 IN | [89 empty] | 1.000 EA | 1.000 EA | [35 empty] | No | [42 empty] | https://assets.lutron.com/a/documents/maestrosatincolors.pdf | [7 empty] | Shelf Stock | [39 empty] | 39122226 | [13 empty] | <a href="https://www.lutron.com/TechnicalDocumentLibrary/369-119_Wallbox_Warranty.pdf" target="_blank">Warranty Information</a> |  |  |  |  | 0.250 L | [14 empty] | 0 | 0 | 0 | 0 | Lighting Fixtures | 2021-12-01 05:48 | 2024-07-20 11:37 | 0000-00-00 00:00:00 | 2024-07-20 11:37 | 0000-00-00 00:00:00
1 | Lutron Electronics | DVSCCL-153P-GL | 4460-10842 | 4460 | 10842 | Lutron Electronics | Ecom_DVSCCL-153P-GL_NoWallPlate.jpeg | 784276289085 | DIVA 150W DIM GL | Diva LED+ Dimmer - Satin Finish, LED, Incandescent/Halogen, 3-way/single-pole, 150W LED or 600W inc/hal, glacier white |  | 2.3 | 4.5 |  | Ecom_DVSCCL-153P-GL_NoWallPlate.jpeg | http://grandbrass.xologic.com/vendors/4460/large/Ecom_DVSCCL-153P-GL_NoWallPlate.jpeg | [47 empty] | 0 | 0 | 0 | [6 empty] | 0 | 1 | 1 | EA | 1 | Lighting Controls | [27 empty] | Dimmers | [242 empty] | <a href="https://www.lutron.com/TechnicalDocumentLibrary/0301882.pdf" target="_blank">Installation Instructions</a> | [23 empty] | 2.000 DW |  |  | 2.3000 IN | [89 empty] | 1.000 EA | 1.000 EA | [35 empty] | No | [42 empty] | https://assets.lutron.com/a/documents/DivaSatinColors.pdf | [7 empty] | Shelf Stock | [39 empty] | 39122206 | [13 empty] | <a href="https://www.lutron.com/TechnicalDocumentLibrary/369-119_Wallbox_Warranty.pdf" target="_blank">Warranty Information</a> |  |  |  |  | 0.250 L | [14 empty] | 0 | 0 | 0 | 0 | Lighting Fixtures | 2021-12-01 05:48 | 2024-07-20 11:36 | 0000-00-00 00:00:00 | 2024-07-20 11:36 | 0000-00-00 00:00:00
1 | Lutron Electronics | DVSCF-103P-CY | 4460-10843 | 4460 | 10843 | Lutron Electronics | DVSCF-103P-CY.jpg | 784276291743 | DIVA 8A FLO DIM CY | Diva Dimmer - Satin Finish, Fluorescent or LED Dimming with 3-Wire Ballasts and Drivers, 3-way/single-pole, 120V/8A in clay |  | 2.3 | 4.5 |  | DVSCF-103P-CY.jpg | http://grandbrass.xologic.com/vendors/4460/large/DVSCF-103P-CY.jpg | [47 empty] | 0 | 0 | 0 | [6 empty] | 0 | 1 | 1 | EA | 1 | Lighting Controls | [27 empty] | Dimmers | [242 empty] | <a href="https://www.lutron.com/TechnicalDocumentLibrary/03115901D.pdf" target="_blank">Installation Instructions</a> | [23 empty] | 2.000 DW |  |  | 2.3000 IN | [89 empty] | 1.000 EA | 1.000 EA | [35 empty] | No | [42 empty] | https://assets.lutron.com/a/documents/DivaSatinColors.pdf | [7 empty] | Shelf Stock | [39 empty] | 39122206 | [13 empty] | <a href="https://www.lutron.com/TechnicalDocumentLibrary/369-119_Wallbox_Warranty.pdf" target="_blank">Warranty Information</a> |  |  |  |  | 0.320 L | [14 empty] | 0 | 0 | 0 | 0 | Lighting Fixtures | 2021-12-01 05:48 | 2024-07-20 11:44 | 0000-00-00 00:00:00 | 2024-07-20 11:44 | 0000-00-00 00:00:00
1 | Lutron Electronics | DVSCLV-600P-TF | 4460-10844 | 4460 | 10844 | Lutron Electronics | DVSCLV-600P-TF.jpg | 784276292092 | DIVA 450W 1P TF | Diva Dimmer - Satin Finish, Magnetic Low-Voltage, Single-pole, 120V/600VA (450W) in truffle |  | 2.3 | 4.5 |  | DVSCLV-600P-TF.jpg | http://grandbrass.xologic.com/vendors/4460/large/DVSCLV-600P-TF.jpg | [47 empty] | 0 | 0 | 0 | [6 empty] | 0 | 1 | 1 | EA | 1 | Lighting Controls | [27 empty] | Dimmers | [242 empty] | <a href="https://www.lutron.com/TechnicalDocumentLibrary/030448c.pdf" target="_blank">Installation Instructions</a> | [23 empty] | 2.000 DW |  |  | 2.3000 IN | [89 empty] | 1.000 EA | 1.000 EA | [35 empty] | No | [42 empty] | https://assets.lutron.com/a/documents/DivaSatinColors.pdf | [7 empty] | Shelf Stock | [39 empty] | 39122206 | [13 empty] | <a href="https://www.lutron.com/TechnicalDocumentLibrary/369-119_Wallbox_Warranty.pdf" target="_blank">Warranty Information</a> |  |  |  |  | 0.300 L | [14 empty] | 0 | 0 | 0 | 0 | Lighting Fixtures | 2021-12-01 05:48 | 2024-07-20 11:44 | 0000-00-00 00:00:00 | 2024-07-20 11:44 | 0000-00-00 00:00:00
1 | Lutron Electronics | DVSCLV-10P-SA | 4460-10845 | 4460 | 10845 | Lutron Electronics | DVSCLV-10P-SA.jpg | 784276292238 | DIVA 800W 1P DIM SA | Diva Dimmer - Satin Finish, Magnetic Low-Voltage, Single-pole, 120V/1000VA (800W) in sage |  | 2.3 | 4.6 |  | DVSCLV-10P-SA.jpg | http://grandbrass.xologic.com/vendors/4460/large/DVSCLV-10P-SA.jpg | [47 empty] | 0 | 0 | 0 | [6 empty] | 0 | 1 | 1 | EA | 1 | Lighting Controls | [27 empty] | Dimmers | [242 empty] | <a href="https://www.lutron.com/TechnicalDocumentLibrary/030448c.pdf" target="_blank">Installation Instructions</a> | [23 empty] | 2.000 DW |  |  | 2.3000 IN | [89 empty] | 1.000 EA | 1.000 EA | [35 empty] | No | [42 empty] | https://assets.lutron.com/a/documents/DivaSatinColors.pdf | [7 empty] | Shelf Stock | [39 empty] | 39122206 | [13 empty] | <a href="https://www.lutron.com/TechnicalDocumentLibrary/369-119_Wallbox_Warranty.pdf" target="_blank">Warranty Information</a> |  |  |  |  | 0.320 L | [14 empty] | 0 | 0 | 0 | 0 | Lighting Fixtures | 2021-12-01 05:48 | 2024-07-20 11:44 | 0000-00-00 00:00:00 | 2024-07-20 11:44 | 0000-00-00 00:00:00
1 | Lutron Electronics | DVSCLV-10P-EP | 4460-10846 | 4460 | 10846 | Lutron Electronics | DVSCLV-10P-EP.jpg | 784276292245 | DIVA 800W 1P DIM EP | Diva Dimmer - Satin Finish, Magnetic Low-Voltage, Single-pole, 120V/1000VA (800W) in espresso |  | 2.3 | 4.6 |  | DVSCLV-10P-EP.jpg | http://grandbrass.xologic.com/vendors/4460/large/DVSCLV-10P-EP.jpg | [47 empty] | 0 | 0 | 0 | [6 empty] | 0 | 1 | 1 | EA | 1 | Lighting Controls | [27 empty] | Dimmers | [242 empty] | <a href="https://www.lutron.com/TechnicalDocumentLibrary/030448c.pdf" target="_blank">Installation Instructions</a> | [23 empty] | 2.000 DW |  |  | 2.3000 IN | [89 empty] | 1.000 EA | 1.000 EA | [35 empty] | No | [42 empty] | https://assets.lutron.com/a/documents/DivaSatinColors.pdf | [7 empty] | Shelf Stock | [39 empty] | 39122206 | [13 empty] | <a href="https://www.lutron.com/TechnicalDocumentLibrary/369-119_Wallbox_Warranty.pdf" target="_blank">Warranty Information</a> |  |  |  |  | 0.320 L | [14 empty] | 0 | 0 | 0 | 0 | Lighting Fixtures | 2021-12-01 05:48 | 2024-07-20 11:37 | 0000-00-00 00:00:00 | 2024-07-20 11:37 | 0000-00-00 00:00:00
1 | Lutron Electronics | DVSCLV-103P-SR | 4460-10847 | 4460 | 10847 | Lutron Electronics | DVSCLV-103P-SR.jpg | 784276292597 | DIVA 800W SR | Diva Dimmer - Satin Finish, Magnetic Low-Voltage, 3-way, 120V/1000VA (800W) in signal red |  | 2.3 | 4.6 |  | DVSCLV-103P-SR.jpg | http://grandbrass.xologic.com/vendors/4460/large/DVSCLV-103P-SR.jpg | [47 empty] | 0 | 0 | 0 | [6 empty] | 0 | 1 | 1 | EA | 1 | Lighting Controls | [27 empty] | Dimmers | [242 empty] | <a href="https://www.lutron.com/TechnicalDocumentLibrary/030448c.pdf" target="_blank">Installation Instructions</a> | [23 empty] | 2.000 DW |  |  | 2.3000 IN | [89 empty] | 1.000 EA | 1.000 EA | [35 empty] | No | [42 empty] | https://assets.lutron.com/a/documents/DivaSatinColors.pdf | [7 empty] | Shelf Stock | [39 empty] | 39122206 | [13 empty] | <a href="https://www.lutron.com/TechnicalDocumentLibrary/369-119_Wallbox_Warranty.pdf" target="_blank">Warranty Information</a> |  |  |  |  | 0.320 L | [14 empty] | 0 | 0 | 0 | 0 | Lighting Fixtures | 2021-12-01 05:48 | 2024-07-20 11:44 | 0000-00-00 00:00:00 | 2024-07-20 11:44 | 0000-00-00 00:00:00
1 | Lutron Electronics | RRST-W4B-TF | 4460-10848 | 4460 | 10848 | Lutron Electronics | RRST-W4B-TF.jpg | 784276294317 | RA3 4B SUNNATA KEY TF | Lutron RadioRA 3 Sunnata RF 4-Button Keypad - Truffle |  | 2.25 | 4.5 |  | RRST-W4B-TF.jpg | http://grandbrass.xologic.com/vendors/4460/large/RRST-W4B-TF.jpg | [47 empty] | 0 | 0 | 0 | [6 empty] | 0 | 1 | 1 | EA | 1 | Lighting Controls | [27 empty] | Other Lighting Controls | [242 empty] | <a href="https://assets.lutron.com/a/documents/044373.pdf" target="_blank">Installation Instructions</a> | [23 empty] | 5.000 DW |  |  | 2.2500 IN | [89 empty] | 1.000 EA | 1.000 EA | [35 empty] | No | [42 empty] | https://assets.lutron.com/a/documents/3691168_ENG.pdf | [7 empty] | Shelf Stock | [39 empty] | 52161525 | [6 empty] | <a href="https://lutron.widen.net/content/4y4cm6o0wa/mp4/RadioRA-3-Processor-Video.mp4?w=2048" target="_blank">Product Video Clip</a> | [6 empty] | <a href="https://assets.lutron.com/a/documents/043561.pdf" target="_blank">Warranty Information</a> |  |  |  |  | 0.270 L | [14 empty] | 0 | 0 | 0 | 0 | Lighting Fixtures | 2021-12-01 05:48 | 2024-07-20 11:37 | 0000-00-00 00:00:00 | 2024-07-20 11:37 | 0000-00-00 00:00:00
1 | Lutron Electronics | RRST-W4B-TP | 4460-10849 | 4460 | 10849 | Lutron Electronics | RRST-W4B-TP.jpg | 784276294331 | RA3 4B SUNNATA KEY TP | Lutron RadioRA 3 Sunnata RF 4-Button Keypad - Taupe |  | 2.25 | 4.5 |  | RRST-W4B-TP.jpg | http://grandbrass.xologic.com/vendors/4460/large/RRST-W4B-TP.jpg | [47 empty] | 0 | 0 | 0 | [6 empty] | 0 | 1 | 1 | EA | 1 | Lighting Controls | [27 empty] | Other Lighting Controls | [242 empty] | <a href="https://assets.lutron.com/a/documents/044373.pdf" target="_blank">Installation Instructions</a> | [23 empty] | 5.000 DW |  |  | 2.2500 IN | [89 empty] | 1.000 EA | 1.000 EA | [35 empty] | No | [42 empty] | https://assets.lutron.com/a/documents/3691168_ENG.pdf | [7 empty] | Shelf Stock | [39 empty] | 52161525 | [6 empty] | <a href="https://lutron.widen.net/content/4y4cm6o0wa/mp4/RadioRA-3-Processor-Video.mp4?w=2048" target="_blank">Product Video Clip</a> | [6 empty] | <a href="https://assets.lutron.com/a/documents/043561.pdf" target="_blank">Warranty Information</a> |  |  |  |  | 0.270 L | [14 empty] | 0 | 0 | 0 | 0 | Lighting Fixtures | 2021-12-01 05:48 | 2024-07-20 11:44 | 0000-00-00 00:00:00 | 2024-07-20 11:44 | 0000-00-00 00:00:00 | [6 empty] | Taupe
1 | Lutron Electronics | RRST-W2B-DE | 4460-10850 | 4460 | 10850 | Lutron Electronics | RRST-W2B-DE.jpg | 784276294997 | RA3 2B SUNNATA KEY DE | Lutron RadioRA 3 Sunnata RF 2-Button Keypad - Deep Sea |  | 2.25 | 4.5 |  | RRST-W2B-DE.jpg | http://grandbrass.xologic.com/vendors/4460/large/RRST-W2B-DE.jpg | [47 empty] | 0 | 0 | 0 | [6 empty] | 0 | 1 | 1 | EA | 1 | Lighting Controls | [27 empty] | Other Lighting Controls | [242 empty] | <a href="https://assets.lutron.com/a/documents/044373.pdf" target="_blank">Installation Instructions</a> | [23 empty] | 5.000 DW |  |  | 2.2500 IN | [89 empty] | 1.000 EA | 1.000 EA | [35 empty] | No | [42 empty] | https://assets.lutron.com/a/documents/3691168_ENG.pdf | [7 empty] | Shelf Stock | [39 empty] | 52161525 | [6 empty] | <a href="https://lutron.widen.net/content/4y4cm6o0wa/mp4/RadioRA-3-Processor-Video.mp4?w=2048" target="_blank">Product Video Clip</a> | [6 empty] | <a href="https://assets.lutron.com/a/documents/043561.pdf" target="_blank">Warranty Information</a> |  |  |  |  | 0.270 L | [14 empty] | 0 | 0 | 0 | 0 | Lighting Fixtures | 2021-12-01 05:48 | 2024-07-20 11:36 | 0000-00-00 00:00:00 | 2024-07-20 11:36 | 0000-00-00 00:00:00
4 | Lutron Electronics | SCR-15-SA | 4460-10851 | 4460 | 10851 | Lutron Electronics | Ecom_SCR-15-SA_NoWallPlate.jpeg | 784276809245 | SATIN 15A REC SA | Lutron Claro 15 Amp Duplex Outlet, Sage |  | 2.4 | 4.6 |  | Ecom_SCR-15-SA_NoWallPlate.jpeg | http://grandbrass.xologic.com/vendors/4460/large/Ecom_SCR-15-SA_NoWallPlate.jpeg | [47 empty] | 0 | 0 | 0 | [6 empty] | 0 | 1 | 1 | EA | 1 | Lighting Controls |  |  | Electrical Distribution Equipment |  | Receptacles |  | Electrical Receptacles | [20 empty] | Other Lighting Controls | [242 empty] | <a href="https://assets.lutron.com/a/documents/0301636.pdf" target="_blank">Installation Instructions</a> | [23 empty] | 2.000 DW |  |  | 2.4000 IN | [89 empty] | 1.000 EA | 1.000 EA | [35 empty] | No | [42 empty] | https://assets.lutron.com/a/documents/maestrosatincolors.pdf | [7 empty] | Shelf Stock | [39 empty] | 39121406 | [13 empty] | <a href="https://www.lutron.com/TechnicalDocumentLibrary/369-119_Wallbox_Warranty.pdf" target="_blank">Warranty Information</a> |  |  |  |  | 0.250 L | [14 empty] | 0 | 0 | 0 | 0 | Electrical | 2021-12-01 05:48 | 2024-07-20 11:44 | 0000-00-00 00:00:00 | 2025-11-29 02:00 | 0000-00-00 00:00:00
4 | Lutron Electronics | SCR-15-EP | 4460-10852 | 4460 | 10852 | Lutron Electronics | Ecom_SCR-15-EP_NoWallPlate.jpeg | 784276809252 | SATIN 15A REC EP | Lutron Claro 15 Amp Duplex Outlet, Espresso |  | 2.3 | 4.5 |  | Ecom_SCR-15-EP_NoWallPlate.jpeg | http://grandbrass.xologic.com/vendors/4460/large/Ecom_SCR-15-EP_NoWallPlate.jpeg | [47 empty] | 0 | 0 | 0 | [6 empty] | 0 | 1 | 1 | EA | 1 | Lighting Controls |  |  | Electrical Distribution Equipment |  | Receptacles |  | Electrical Receptacles | [20 empty] | Other Lighting Controls | [242 empty] | <a href="https://assets.lutron.com/a/documents/0301636.pdf" target="_blank">Installation Instructions</a> | [23 empty] | 2.000 DW |  |  | 2.3000 IN | [89 empty] | 1.000 EA | 1.000 EA | [35 empty] | No | [42 empty] | https://assets.lutron.com/a/documents/maestrosatincolors.pdf | [7 empty] | Shelf Stock | [39 empty] | 39121406 | [13 empty] | <a href="https://www.lutron.com/TechnicalDocumentLibrary/369-119_Wallbox_Warranty.pdf" target="_blank">Warranty Information</a> |  |  |  |  | 0.250 L | [14 empty] | 0 | 0 | 0 | 0 | Electrical | 2021-12-01 05:48 | 2024-07-20 11:39 | 0000-00-00 00:00:00 | 2025-11-29 02:00 | 0000-00-00 00:00:00
4 | Lutron Electronics | SCRS-20-TR-SA | 4460-10853 | 4460 | 10853 | Lutron Electronics | Ecom_SCRS-20-TR-SA_NoWallPlate.jpeg | 784276809603 | SATIN 20A TR REC SA | Lutron Claro Tamper-Resistant Duplex Receptacle, 20 Amp, sage |  | 2.3 | 4.5 |  | Ecom_SCRS-20-TR-SA_NoWallPlate.jpeg | http://grandbrass.xologic.com/vendors/4460/large/Ecom_SCRS-20-TR-SA_NoWallPlate.jpeg | [47 empty] | 0 | 0 | 0 | [6 empty] | 0 | 1 | 1 | EA | 1 | Lighting Controls |  |  | Electrical Distribution Equipment |  | Receptacles |  | Electrical Receptacles | [20 empty] | Other Lighting Controls | [242 empty] | <a href="https://assets.lutron.com/a/documents/0301636.pdf" target="_blank">Installation Instructions</a> | [23 empty] | 2.000 DW |  |  | 2.3000 IN | [89 empty] | 1.000 EA | 1.000 EA | [35 empty] | No | [42 empty] | https://assets.lutron.com/a/documents/maestrosatincolors.pdf | [7 empty] | Shelf Stock | [39 empty] | 39121406 | [13 empty] | <a href="https://www.lutron.com/TechnicalDocumentLibrary/369-119_Wallbox_Warranty.pdf" target="_blank">Warranty Information</a> |  |  |  |  | 0.240 L | [14 empty] | 0 | 0 | 0 | 0 | Electrical | 2021-12-01 05:49 | 2024-07-20 11:36 | 0000-00-00 00:00:00 | 2025-11-29 02:00 | 0000-00-00 00:00:00
4 | Lutron Electronics | SCR-15-GFST-TF | 4460-10854 | 4460 | 10854 | Lutron Electronics | Ecom_SCR-15-GFST-TF_nowallplate.jpeg | 784276809740 | SATIN 15A GFCI REC TF | Lutron Claro Tamper-Resistant GFCI Duplex Receptacle, 15-Amp, Truffle |  | 2.25 | 4.5 |  | Ecom_SCR-15-GFST-TF_nowallplate.jpeg | http://grandbrass.xologic.com/vendors/4460/large/Ecom_SCR-15-GFST-TF_nowallplate.jpeg | [47 empty] | 0 | 0 | 0 | [6 empty] | 0 | 1 | 1 | EA | 1 | Lighting Controls |  |  | Electrical Distribution Equipment |  | Receptacles |  | Electrical Receptacles | [20 empty] | Other Lighting Controls | [242 empty] | <a href="https://assets.lutron.com/a/documents/0301801.pdf" target="_blank">Installation Instructions</a> | [23 empty] | 2.000 DW |  |  | 2.2500 IN | [89 empty] | 1.000 EA | 1.000 EA | [35 empty] | No | [42 empty] | https://assets.lutron.com/a/documents/369964.pdf | [7 empty] | Shelf Stock | [39 empty] | 39121406 | [13 empty] | <a href="https://www.lutron.com/TechnicalDocumentLibrary/369-119_Wallbox_Warranty.pdf" target="_blank">Warranty Information</a> |  |  |  |  | 0.340 L | [14 empty] | 0 | 0 | 0 | 0 | Electrical | 2021-12-01 05:49 | 2024-07-20 11:36 | 0000-00-00 00:00:00 | 2025-11-29 02:00 | 0000-00-00 00:00:00
4 | Lutron Electronics | SCR-15-GFST-DE | 4460-10855 | 4460 | 10855 | Lutron Electronics | Ecom_SCR-15-GFST-DE_nowallplate.jpeg | 784276809757 | SATIN 15A GFCI REC DE | Lutron Claro Tamper-Resistant GFCI Duplex Receptacle, 15-Amp, Deep Sea |  | 2.25 | 4.5 |  | Ecom_SCR-15-GFST-DE_nowallplate.jpeg | http://grandbrass.xologic.com/vendors/4460/large/Ecom_SCR-15-GFST-DE_nowallplate.jpeg | [47 empty] | 0 | 0 | 0 | [6 empty] | 0 | 1 | 1 | EA | 1 | Lighting Controls |  |  | Electrical Distribution Equipment |  | Receptacles |  | Electrical Receptacles | [20 empty] | Other Lighting Controls | [242 empty] | <a href="https://assets.lutron.com/a/documents/0301801.pdf" target="_blank">Installation Instructions</a> | [23 empty] | 2.000 DW |  |  | 2.2500 IN | [89 empty] | 1.000 EA | 1.000 EA | [35 empty] | No | [42 empty] | https://assets.lutron.com/a/documents/369964.pdf | [7 empty] | Shelf Stock | [39 empty] | 39121406 | [13 empty] | <a href="https://www.lutron.com/TechnicalDocumentLibrary/369-119_Wallbox_Warranty.pdf" target="_blank">Warranty Information</a> |  |  |  |  | 0.340 L | [14 empty] | 0 | 0 | 0 | 0 | Electrical | 2021-12-01 05:49 | 2024-07-20 11:36 | 0000-00-00 00:00:00 | 2025-11-29 02:00 | 0000-00-00 00:00:00
4 | Lutron Electronics | SCRS-15-TR-MI | 4460-10856 | 4460 | 10856 | Lutron Electronics | Ecom_SCRS-15-TR-MI_NoWallPlate.jpeg | 784276810104 | SATIN 15A TR REC MI | Lutron Claro Tamper-Resistant Duplex Receptacle, 15 Amp, Mist |  | 2.4 | 4.5 |  | Ecom_SCRS-15-TR-MI_NoWallPlate.jpeg | http://grandbrass.xologic.com/vendors/4460/large/Ecom_SCRS-15-TR-MI_NoWallPlate.jpeg | [47 empty] | 0 | 0 | 0 | [6 empty] | 0 | 1 | 1 | EA | 1 | Lighting Controls |  |  | Electrical Distribution Equipment |  | Receptacles |  | Electrical Receptacles | [20 empty] | Other Lighting Controls | [242 empty] | <a href="https://assets.lutron.com/a/documents/0301636.pdf" target="_blank">Installation Instructions</a> | [23 empty] | 2.000 DW |  |  | 2.4000 IN | [89 empty] | 1.000 EA | 1.000 EA | [35 empty] | No | [42 empty] | https://assets.lutron.com/a/documents/maestrosatincolors.pdf | [7 empty] | Shelf Stock | [39 empty] | 39121406 | [13 empty] | <a href="https://www.lutron.com/TechnicalDocumentLibrary/369-119_Wallbox_Warranty.pdf" target="_blank">Warranty Information</a> |  |  |  |  | 0.350 L | [14 empty] | 0 | 0 | 0 | 0 | Electrical | 2021-12-01 05:49 | 2024-07-20 11:33 | 0000-00-00 00:00:00 | 2025-11-29 02:00 | 0000-00-00 00:00:00
4 | Lutron Electronics | SCR-15-UBTR-RW | 4460-10857 | 4460 | 10857 | Lutron Electronics | Ecom_SCR-15-UBTR-RW_NoWallPlate.jpeg | 784276810241 | SATIN 15A USB REC RW | Lutron Claro USB Type A 2.0 Duplex Receptacle, 15 Amp, Architectural White |  | 2.25 | 4.6 |  | Ecom_SCR-15-UBTR-RW_NoWallPlate.jpeg | http://grandbrass.xologic.com/vendors/4460/large/Ecom_SCR-15-UBTR-RW_NoWallPlate.jpeg | [47 empty] | 0 | 0 | 0 | [6 empty] | 0 | 1 | 1 | EA | 1 | Lighting Controls |  |  | Electrical Distribution Equipment |  | Receptacles |  | Electrical Receptacles | [20 empty] | Other Lighting Controls | [242 empty] | <a href="https://assets.lutron.com/a/documents/041532.pdf" target="_blank">Installation Instructions</a> | [23 empty] | 2.000 DW |  |  | 2.2500 IN | [89 empty] | 1.000 EA | 1.000 EA | [35 empty] | No | [42 empty] | https://assets.lutron.com/a/documents/369976.pdf | [7 empty] | Shelf Stock | [39 empty] | 39121406 | [13 empty] | <a href="https://www.lutron.com/TechnicalDocumentLibrary/369-119_Wallbox_Warranty.pdf" target="_blank">Warranty Information</a> |  |  |  |  | 0.500 L | [14 empty] | 0 | 0 | 0 | 0 | Electrical | 2021-12-01 05:49 | 2024-07-20 11:44 | 0000-00-00 00:00:00 | 2025-11-29 02:00 | 0000-00-00 00:00:00
4 | Lutron Electronics | SCR-15-UBTR-LG | 4460-10858 | 4460 | 10858 | Lutron Electronics | Ecom_SCR-15-UBTR-LG_NoWallPlate.jpeg | 784276810258 | SATIN 15A USB REC LG | Lutron Claro USB Type A 2.0 Duplex Receptacle, 15 Amp, Lunar Gray |  | 1.8 | 4.5 |  | Ecom_SCR-15-UBTR-LG_NoWallPlate.jpeg | http://grandbrass.xologic.com/vendors/4460/large/Ecom_SCR-15-UBTR-LG_NoWallPlate.jpeg | [47 empty] | 0 | 0 | 0 | [6 empty] | 0 | 1 | 1 | EA | 1 | Lighting Controls |  |  | Electrical Distribution Equipment |  | Receptacles |  | Electrical Receptacles | [20 empty] | Other Lighting Controls | [242 empty] | <a href="https://assets.lutron.com/a/documents/041532.pdf" target="_blank">Installation Instructions</a> | [23 empty] | 2.000 DW |  |  | 2.0000 IN | [89 empty] | 1.000 EA | 1.000 EA | [35 empty] | No | [42 empty] | https://assets.lutron.com/a/documents/369976.pdf | [7 empty] | Shelf Stock | [39 empty] | 39121406 | [13 empty] | <a href="https://www.lutron.com/TechnicalDocumentLibrary/369-119_Wallbox_Warranty.pdf" target="_blank">Warranty Information</a> |  |  |  |  | 0.500 L | [14 empty] | 0 | 0 | 0 | 0 | Electrical | 2021-12-01 05:49 | 2024-07-20 11:36 | 0000-00-00 00:00:00 | 2025-11-29 02:00 | 0000-00-00 00:00:00
4 | Lutron Electronics | UCW-1-WH | 4460-10859 | 4460 | 10859 | Lutron Electronics | UCW-1-WH.jpg | 784276287463 | BAA CLARO WALLPLATE 1 GNG WH | Claro Wallplate, Gloss Finish, Single-gang in white, BAA compliant |  | 3.8 | 5.9 |  | UCW-1-WH.jpg | http://grandbrass.xologic.com/vendors/4460/large/UCW-1-WH.jpg | [47 empty] | 0 | 0 | 0 | [6 empty] | 0 | 1 | 1 | EA | 1 | Lighting Controls |  |  | Fittings and Hardware |  | Electrical Hardware And Supplies |  | Wallplates | [20 empty] | Switch Plates | [242 empty] | <a href="https://assets.lutron.com/a/documents/040440.pdf" target="_blank">Installation Instructions</a> | [23 empty] | 2.000 DW |  |  | 0.3000 IN | [89 empty] | 1.000 EA | 1.000 EA | [35 empty] | No | [42 empty] | https://www.lutron.com/TechnicalDocumentLibrary/claro_wallplates_and_accessories.pdf | [7 empty] | Shelf Stock | [39 empty] | 39121704 | [13 empty] | <a href="https://assets.lutron.com/a/documents/369-119_Wallbox_Warranty.pdf" target="_blank">Warranty Information</a> |  |  |  |  | 0.100 L | [14 empty] | 0 | 0 | 0 | 0 | Electrical | 2021-12-01 05:49 | 2024-07-20 11:32 | 0000-00-00 00:00:00 | 2025-11-29 02:00 | 0000-00-00 00:00:00 | [6 empty] | White
1 | Lutron Electronics | RRST-W4B-WH | 4460-10860 | 4460 | 10860 | Lutron Electronics | RRST-W4B-WH.jpg | 784276286022 | RA3 4B SUNNATA KEY WH | Lutron RadioRA 3 Sunnata RF 4-Button Keypad - White |  | 2.4 | 4.6 |  | RRST-W4B-WH.jpg | http://grandbrass.xologic.com/vendors/4460/large/RRST-W4B-WH.jpg | [47 empty] | 0 | 0 | 0 | [6 empty] | 0 | 1 | 1 | EA | 1 | Lighting Controls | [27 empty] | Other Lighting Controls | [242 empty] | <a href="https://assets.lutron.com/a/documents/044373.pdf" target="_blank">Installation Instructions</a> | [23 empty] | 2.000 DW |  |  | 2.4000 IN | [89 empty] | 1.000 EA | 1.000 EA | [35 empty] | No | [42 empty] | https://assets.lutron.com/a/documents/3691168_ENG.pdf | [7 empty] | Shelf Stock | [39 empty] | 52161525 | [6 empty] | <a href="https://lutron.widen.net/content/4y4cm6o0wa/mp4/RadioRA-3-Processor-Video.mp4?w=2048" target="_blank">Product Video Clip</a> | [6 empty] | <a href="https://assets.lutron.com/a/documents/043561.pdf" target="_blank">Warranty Information</a> |  |  |  |  | 0.270 L | [14 empty] | 0 | 0 | 0 | 0 | Lighting Fixtures | 2021-12-01 05:49 | 2024-07-20 11:37 | 0000-00-00 00:00:00 | 2024-07-20 11:37 | 0000-00-00 00:00:00 | [6 empty] | White
4 | Lutron Electronics | SC-1-RW | 4460-10861 | 4460 | 10861 | Lutron Electronics | Ecom_SC-1-RW.jpeg | 784276287494 | SATIN WALLPLATE RW | Claro Wallplate, Satin Finish, Single-gang in architectural white |  | 3.9 | 0.6 |  | Ecom_SC-1-RW.jpeg | http://grandbrass.xologic.com/vendors/4460/large/Ecom_SC-1-RW.jpeg | [47 empty] | 0 | 0 | 0 | [6 empty] | 0 | 1 | 1 | EA | 1 | Lighting Controls |  |  | Fittings and Hardware |  | Electrical Hardware And Supplies |  | Wallplates | [20 empty] | Switch Plates | [242 empty] | <a href="https://assets.lutron.com/a/documents/040440.pdf" target="_blank">Installation Instructions</a> | [23 empty] | 2.000 DW |  |  | 5.9000 IN | [89 empty] | 1.000 EA | 1.000 EA | [35 empty] | No | [42 empty] | https://assets.lutron.com/a/documents/maestrosatincolors.pdf | [7 empty] | Shelf Stock | [39 empty] | 39121704 | [13 empty] | <a href="https://www.lutron.com/TechnicalDocumentLibrary/369-119_Wallbox_Warranty.pdf" target="_blank">Warranty Information</a> |  |  |  |  | 0.150 L | [14 empty] | 0 | 0 | 0 | 0 | Electrical | 2021-12-01 05:49 | 2024-07-20 11:39 | 0000-00-00 00:00:00 | 2025-11-29 02:00 | 0000-00-00 00:00:00
4 | Lutron Electronics | SC-2-SA | 4460-10862 | 4460 | 10862 | Lutron Electronics | Ecom_SC-2-SA.jpeg | 784276287746 | SATIN WALLPLATE 2G SA | Claro Wallplate, Satin Finish, Two-gang in sage |  | 5.2 | 5.1 |  | Ecom_SC-2-SA.jpeg | http://grandbrass.xologic.com/vendors/4460/large/Ecom_SC-2-SA.jpeg | [47 empty] | 0 | 0 | 0 | [6 empty] | 0 | 1 | 1 | EA | 1 | Lighting Controls |  |  | Fittings and Hardware |  | Electrical Hardware And Supplies |  | Wallplates | [20 empty] | Switch Plates | [242 empty] | <a href="https://assets.lutron.com/a/documents/040440.pdf" target="_blank">Installation Instructions</a> | [23 empty] | 2.000 DW |  |  | 0.3000 IN | [89 empty] | 1.000 EA | 1.000 EA | [35 empty] | No | [42 empty] | https://assets.lutron.com/a/documents/maestrosatincolors.pdf | [7 empty] | Shelf Stock | [39 empty] | 39121704 | [13 empty] | <a href="https://www.lutron.com/TechnicalDocumentLibrary/369-119_Wallbox_Warranty.pdf" target="_blank">Warranty Information</a> |  |  |  |  | 0.150 L | [14 empty] | 0 | 0 | 0 | 0 | Electrical | 2021-12-01 05:49 | 2024-07-20 11:35 | 0000-00-00 00:00:00 | 2025-11-29 02:00 | 0000-00-00 00:00:00
4 | Lutron Electronics | SC-3-MI | 4460-10863 | 4460 | 10863 | Lutron Electronics | Ecom_SC-3-MI.jpeg | 784276287838 | SATIN WALLPLATE 3G MI | Claro Wallplate, Satin Finish, Three-gang in mist |  | 5.75 | 0.3 |  | Ecom_SC-3-MI.jpeg | http://grandbrass.xologic.com/vendors/4460/large/Ecom_SC-3-MI.jpeg | [47 empty] | 0 | 0 | 0 | [6 empty] | 0 | 1 | 1 | EA | 1 | Lighting Controls |  |  | Fittings and Hardware |  | Electrical Hardware And Supplies |  | Wallplates | [20 empty] | Switch Plates | [242 empty] | <a href="https://assets.lutron.com/a/documents/040440.pdf" target="_blank">Installation Instructions</a> | [23 empty] | 2.000 DW |  |  | 8.2500 IN | [89 empty] | 1.000 EA | 1.000 EA | [35 empty] | No | [42 empty] | https://assets.lutron.com/a/documents/maestrosatincolors.pdf | [7 empty] | Shelf Stock | [39 empty] | 39121704 | [13 empty] | <a href="https://www.lutron.com/TechnicalDocumentLibrary/369-119_Wallbox_Warranty.pdf" target="_blank">Warranty Information</a> |  |  |  |  | 0.250 L | [14 empty] | 0 | 0 | 0 | 0 | Electrical | 2021-12-01 05:49 | 2024-07-20 11:22 | 0000-00-00 00:00:00 | 2025-11-29 02:00 | 0000-00-00 00:00:00
4 | Lutron Electronics | SC-4-TF | 4460-10864 | 4460 | 10864 | Lutron Electronics | Ecom_SC-4-TF.jpeg | 784276288088 | SATIN WALLPLATE 4G TF | Claro Wallplate, Satin Finish, Four-gang in truffle |  | 1 | 1 |  | Ecom_SC-4-TF.jpeg | http://grandbrass.xologic.com/vendors/4460/large/Ecom_SC-4-TF.jpeg | [47 empty] | 0 | 0 | 0 | [6 empty] | 0 | 1 | 1 | EA | 1 | Lighting Controls |  |  | Fittings and Hardware |  | Electrical Hardware And Supplies |  | Wallplates | [20 empty] | Switch Plates | [242 empty] | <a href="https://assets.lutron.com/a/documents/040440.pdf" target="_blank">Installation Instructions</a> | [23 empty] | 2.000 DW |  |  | 1.0000 IN | [89 empty] | 1.000 EA | 1.000 EA | [35 empty] | No | [42 empty] | https://assets.lutron.com/a/documents/maestrosatincolors.pdf | [7 empty] | Shelf Stock | [39 empty] | 39121704 | [13 empty] | <a href="https://www.lutron.com/TechnicalDocumentLibrary/369-119_Wallbox_Warranty.pdf" target="_blank">Warranty Information</a> |  |  |  |  | 0.350 L | [14 empty] | 0 | 0 | 0 | 0 | Electrical | 2021-12-01 05:49 | 2024-07-20 11:38 | 0000-00-00 00:00:00 | 2025-11-29 02:00 | 0000-00-00 00:00:00
4 | Lutron Electronics | SC-5-CS | 4460-10865 | 4460 | 10865 | Lutron Electronics | Ecom_SC-5-CS.jpeg | 784276288170 | SATIN WALLPLATE 5G CS | Claro Wallplate, Satin Finish, Five-gang in cobblestone |  | 6.5 | 12.5 |  | Ecom_SC-5-CS.jpeg | http://grandbrass.xologic.com/vendors/4460/large/Ecom_SC-5-CS.jpeg | [47 empty] | 0 | 0 | 0 | [6 empty] | 0 | 1 | 1 | EA | 1 | Lighting Controls |  |  | Fittings and Hardware |  | Electrical Hardware And Supplies |  | Wallplates | [20 empty] | Switch Plates | [242 empty] | <a href="https://assets.lutron.com/a/documents/040440.pdf" target="_blank">Installation Instructions</a> | [23 empty] | 2.000 DW |  |  | 1.2000 IN | [89 empty] | 1.000 EA | 1.000 EA | [35 empty] | No | [42 empty] | https://assets.lutron.com/a/documents/maestrosatincolors.pdf | [7 empty] | Shelf Stock | [39 empty] | 39121704 | [13 empty] | <a href="https://www.lutron.com/TechnicalDocumentLibrary/369-119_Wallbox_Warranty.pdf" target="_blank">Warranty Information</a> |  |  |  |  | 0.400 L | [14 empty] | 0 | 0 | 0 | 0 | Electrical | 2021-12-01 05:49 | 2024-07-20 11:32 | 0000-00-00 00:00:00 | 2025-11-29 02:00 | 0000-00-00 00:00:00
1 | Lutron Electronics | SC-1PS-PB | 4460-10866 | 4460 | 10866 | Lutron Electronics | Ecom_SC-1PS-PB_NoWallPlate.jpeg | 784276288422 | SATIN 15A SW PB | Lutron Claro 15 Amp, Single-Pole On/Off Rocker Switch, Pebble |  | 2.3 | 4.5 |  | Ecom_SC-1PS-PB_NoWallPlate.jpeg | http://grandbrass.xologic.com/vendors/4460/large/Ecom_SC-1PS-PB_NoWallPlate.jpeg | [47 empty] | 0 | 0 | 0 | [6 empty] | 0 | 1 | 1 | EA | 1 | Lighting Controls | [27 empty] | Lightswitches | [242 empty] | <a href="https://assets.lutron.com/a/documents/030704g.pdf" target="_blank">Installation Instructions</a> | [23 empty] | 2.000 DW |  |  | 2.3000 IN | [89 empty] | 1.000 EA | 1.000 EA | [35 empty] | No | [42 empty] | https://assets.lutron.com/a/documents/maestrosatincolors.pdf | [7 empty] | Shelf Stock | [39 empty] | 39122226 | [13 empty] | <a href="https://www.lutron.com/TechnicalDocumentLibrary/369-119_Wallbox_Warranty.pdf" target="_blank">Warranty Information</a> |  |  |  |  | 0.200 L | [14 empty] | 0 | 0 | 0 | 0 | Lighting Fixtures | 2021-12-01 05:49 | 2024-07-20 11:40 | 0000-00-00 00:00:00 | 2024-07-20 11:40 | 0000-00-00 00:00:00
4 | Lutron Electronics | SC-6-EP | 4460-10867 | 4460 | 10867 | Lutron Electronics | Ecom_SC-6-EP.jpeg | 784276288477 | SATIN WALLPLATE 6G EP | Claro Wallplate, Satin Finish, Six-gang in espresso |  | 1 | 1 |  | Ecom_SC-6-EP.jpeg | http://grandbrass.xologic.com/vendors/4460/large/Ecom_SC-6-EP.jpeg | [47 empty] | 0 | 0 | 0 | [6 empty] | 0 | 1 | 1 | EA | 1 | Lighting Controls |  |  | Fittings and Hardware |  | Electrical Hardware And Supplies |  | Wallplates | [20 empty] | Switch Plates | [242 empty] | <a href="https://assets.lutron.com/a/documents/040440.pdf" target="_blank">Installation Instructions</a> | [23 empty] | 2.000 DW |  |  | 1.0000 IN | [89 empty] | 1.000 EA | 1.000 EA | [35 empty] | No | [42 empty] | https://assets.lutron.com/a/documents/maestrosatincolors.pdf | [7 empty] | Shelf Stock | [39 empty] | 39121704 | [13 empty] | <a href="https://www.lutron.com/TechnicalDocumentLibrary/369-119_Wallbox_Warranty.pdf" target="_blank">Warranty Information</a> |  |  |  |  | 1.000 L | [14 empty] | 0 | 0 | 0 | 0 | Electrical | 2021-12-01 05:49 | 2024-07-20 11:40 | 0000-00-00 00:00:00 | 2025-11-29 02:00 | 0000-00-00 00:00:00
4 | Lutron Electronics | SC-6-DE | 4460-10868 | 4460 | 10868 | Lutron Electronics | Ecom_SC-6-DE.jpeg | 784276288514 | SATIN WALLPLATE 6G DE | Claro Wallplate, Satin Finish, Six-gang in deep sea |  | 1 | 1 |  | Ecom_SC-6-DE.jpeg | http://grandbrass.xologic.com/vendors/4460/large/Ecom_SC-6-DE.jpeg | [47 empty] | 0 | 0 | 0 | [6 empty] | 0 | 1 | 1 | EA | 1 | Lighting Controls |  |  | Fittings and Hardware |  | Electrical Hardware And Supplies |  | Wallplates | [20 empty] | Switch Plates | [242 empty] | <a href="https://assets.lutron.com/a/documents/040440.pdf" target="_blank">Installation Instructions</a> | [23 empty] | 2.000 DW |  |  | 1.0000 IN | [89 empty] | 1.000 EA | 1.000 EA | [35 empty] | No | [42 empty] | https://assets.lutron.com/a/documents/maestrosatincolors.pdf | [7 empty] | Shelf Stock | [39 empty] | 39121704 | [13 empty] | <a href="https://www.lutron.com/TechnicalDocumentLibrary/369-119_Wallbox_Warranty.pdf" target="_blank">Warranty Information</a> |  |  |  |  | 1.000 L | [14 empty] | 0 | 0 | 0 | 0 | Electrical | 2021-12-01 05:49 | 2024-07-20 11:35 | 0000-00-00 00:00:00 | 2025-11-29 02:00 | 0000-00-00 00:00:00
1 | Lutron Electronics | SC-3PS-TF | 4460-10869 | 4460 | 10869 | Lutron Electronics | Ecom_SC-3PS-TF_NoWallPlate.jpeg | 784276288729 | SATIN 15A SW 3WAY TF | Lutron Claro 15 Amp, 3-Way On/Off Rocker Switch, Truffle |  | 2.3 | 4.5 |  | Ecom_SC-3PS-TF_NoWallPlate.jpeg | http://grandbrass.xologic.com/vendors/4460/large/Ecom_SC-3PS-TF_NoWallPlate.jpeg | [47 empty] | 0 | 0 | 0 | [6 empty] | 0 | 1 | 1 | EA | 1 | Lighting Controls | [27 empty] | Lightswitches | [242 empty] | <a href="https://assets.lutron.com/a/documents/0301637.pdf" target="_blank">Installation Instructions</a> | [23 empty] | 2.000 DW |  |  | 2.3000 IN | [89 empty] | 1.000 EA | 1.000 EA | [35 empty] | No | [42 empty] | https://assets.lutron.com/a/documents/maestrosatincolors.pdf | [7 empty] | Shelf Stock | [39 empty] | 39122226 | [13 empty] | <a href="https://www.lutron.com/TechnicalDocumentLibrary/369-119_Wallbox_Warranty.pdf" target="_blank">Warranty Information</a> |  |  |  |  | 0.300 L | [14 empty] | 0 | 0 | 0 | 0 | Lighting Fixtures | 2021-12-01 05:49 | 2024-07-20 11:33 | 0000-00-00 00:00:00 | 2024-07-20 11:33 | 0000-00-00 00:00:00
1 | Lutron Electronics | SC-4PS-GL | 4460-10870 | 4460 | 10870 | Lutron Electronics | Ecom_SC-4PS-GL_NoWallPlate.jpeg | 784276288767 | SATIN 15A SW 4WAY GL | Lutron Claro 15 Amp, 4-Way On/Off Rocker Switch, Glacier White |  | 2.3 | 4.5 |  | Ecom_SC-4PS-GL_NoWallPlate.jpeg | http://grandbrass.xologic.com/vendors/4460/large/Ecom_SC-4PS-GL_NoWallPlate.jpeg | [47 empty] | 0 | 0 | 0 | [6 empty] | 0 | 1 | 1 | EA | 1 | Lighting Controls | [27 empty] | Lightswitches | [242 empty] | <a href="https://assets.lutron.com/a/documents/030987b.pdf" target="_blank">Installation Instructions</a> | [23 empty] | 2.000 DW |  |  | 2.3000 IN | [89 empty] | 1.000 EA | 1.000 EA | [35 empty] | No | [42 empty] | https://assets.lutron.com/a/documents/maestrosatincolors.pdf | [7 empty] | Shelf Stock | [39 empty] | 39122226 | [13 empty] | <a href="https://www.lutron.com/TechnicalDocumentLibrary/369-119_Wallbox_Warranty.pdf" target="_blank">Warranty Information</a> |  |  |  |  | 0.250 L | [14 empty] | 0 | 0 | 0 | 0 | Lighting Fixtures | 2021-12-01 05:49 | 2024-07-20 11:38 | 0000-00-00 00:00:00 | 2024-07-20 11:38 | 0000-00-00 00:00:00
1 | Lutron Electronics | SC-4PS-CS | 4460-10871 | 4460 | 10871 | Lutron Electronics | Ecom_SC-4PS-CS_NoWallPlate.jpeg | 784276288811 | SATIN 15A SW 4WAY CS | Lutron Claro 15 Amp, 4-Way On/Off Rocker Switch, Cobblestone |  | 2.3 | 4.5 |  | Ecom_SC-4PS-CS_NoWallPlate.jpeg | http://grandbrass.xologic.com/vendors/4460/large/Ecom_SC-4PS-CS_NoWallPlate.jpeg | [47 empty] | 0 | 0 | 0 | [6 empty] | 0 | 1 | 1 | EA | 1 | Lighting Controls | [27 empty] | Lightswitches | [242 empty] | <a href="https://assets.lutron.com/a/documents/030987b.pdf" target="_blank">Installation Instructions</a> | [23 empty] | 2.000 DW |  |  | 2.3000 IN | [89 empty] | 1.000 EA | 1.000 EA | [35 empty] | No | [42 empty] | https://assets.lutron.com/a/documents/maestrosatincolors.pdf | [7 empty] | Shelf Stock | [39 empty] | 39122226 | [13 empty] | <a href="https://www.lutron.com/TechnicalDocumentLibrary/369-119_Wallbox_Warranty.pdf" target="_blank">Warranty Information</a> |  |  |  |  | 0.250 L | [14 empty] | 0 | 0 | 0 | 0 | Lighting Fixtures | 2021-12-01 05:49 | 2024-07-20 11:32 | 0000-00-00 00:00:00 | 2024-07-20 11:32 | 0000-00-00 00:00:00
1 | Lutron Electronics | SC-BI-SR | 4460-10872 | 4460 | 10872 | Lutron Electronics | SC-BI-SR.jpg | 784276289061 | CLARO BLANK SR | Claro Satin Finish, Blank insert in signal red |  | 2.3 | 4.5 |  | SC-BI-SR.jpg | http://grandbrass.xologic.com/vendors/4460/large/SC-BI-SR.jpg | [47 empty] | 0 | 0 | 0 | [6 empty] | 0 | 1 | 1 | EA | 1 | Specialty Items | [27 empty] | Lighting Accessories | [242 empty] | <a href="https://assets.lutron.com/a/documents/040440.pdf" target="_blank">Installation Instructions</a> | [23 empty] | 2.000 DW |  |  | 2.3000 IN | [89 empty] | 1.000 EA | 1.000 EA | [35 empty] | No | [42 empty] | https://assets.lutron.com/a/documents/maestrosatincolors.pdf | [7 empty] | Shelf Stock | [39 empty] | 39122221 | [13 empty] | <a href="https://www.lutron.com/TechnicalDocumentLibrary/369-119_Wallbox_Warranty.pdf" target="_blank">Warranty Information</a> |  |  |  |  | 0.060 L | [14 empty] | 0 | 0 | 0 | 0 | Lighting Fixtures | 2021-12-01 05:49 | 2024-07-20 11:41 | 0000-00-00 00:00:00 | 2024-07-20 11:41 | 0000-00-00 00:00:00 | [6 empty] | Biscuit
1 | Lutron Electronics | DVSCCL-153P-SD | 4460-10873 | 4460 | 10873 | Lutron Electronics | Ecom_DVSCCL-153P-SD_NoWallPlate.jpeg | 784276289153 | DIVA 150W DIM SD | Diva LED+ Dimmer - Satin Finish, LED, Incandescent/Halogen, 3-way/single-pole, 150W LED or 600W inc/hal, sand |  | 1.8 | 4.5 |  | Ecom_DVSCCL-153P-SD_NoWallPlate.jpeg | http://grandbrass.xologic.com/vendors/4460/large/Ecom_DVSCCL-153P-SD_NoWallPlate.jpeg | [47 empty] | 0 | 0 | 0 | [6 empty] | 0 | 1 | 1 | EA | 1 | Lighting Controls | [27 empty] | Dimmers | [242 empty] | <a href="https://www.lutron.com/TechnicalDocumentLibrary/0301882.pdf" target="_blank">Installation Instructions</a> | [23 empty] | 2.000 DW |  |  | 2.0000 IN | [89 empty] | 1.000 EA | 1.000 EA | [35 empty] | No | [42 empty] | https://assets.lutron.com/a/documents/DivaSatinColors.pdf | [7 empty] | Shelf Stock | [39 empty] | 39122206 | [13 empty] | <a href="https://www.lutron.com/TechnicalDocumentLibrary/369-119_Wallbox_Warranty.pdf" target="_blank">Warranty Information</a> |  |  |  |  | 0.500 L | [14 empty] | 0 | 0 | 0 | 0 | Lighting Fixtures | 2021-12-01 05:49 | 2024-07-20 11:38 | 0000-00-00 00:00:00 | 2024-07-20 11:38 | 0000-00-00 00:00:00
1 | Lutron Electronics | DVSCRP-253P-GL | 4460-10874 | 4460 | 10874 | Lutron Electronics | DVSCRP-253P-GL.jpg | 784276289405 | DIVA REVERSE PHASE 250W DIM GL | Diva Reverse-phase Dimmer - Satin Finish, CFL/LED (Screw-based), Incandescent/Halogen, Electronic Low-voltage, 3-way/single-pole, 250W CFL/LED or 500W inc/hal/ELV in glacier white |  | 2.3 | 4.5 |  | DVSCRP-253P-GL.jpg | http://grandbrass.xologic.com/vendors/4460/large/DVSCRP-253P-GL.jpg | [47 empty] | 0 | 0 | 0 | [6 empty] | 0 | 1 | 1 | EA | 1 | Lighting Controls | [27 empty] | Dimmers | [242 empty] | <a href="https://assets.lutron.com/a/documents/368-4493_Page_38.pdf" target="_blank">Installation Instructions</a> | [23 empty] | 2.000 DW |  |  | 2.3000 IN | [89 empty] | 1.000 EA | 1.000 EA | [35 empty] | No | [42 empty] | https://assets.lutron.com/a/documents/DivaSatinColors.pdf | [7 empty] | Shelf Stock | [39 empty] | 39122206 | [13 empty] | <a href="https://www.lutron.com/TechnicalDocumentLibrary/369-119_Wallbox_Warranty.pdf" target="_blank">Warranty Information</a> |  |  |  |  | 0.270 L | [14 empty] | 0 | 0 | 0 | 0 | Lighting Fixtures | 2021-12-01 05:49 | 2024-07-20 11:32 | 0000-00-00 00:00:00 | 2024-07-20 11:32 | 0000-00-00 00:00:00
1 | Lutron Electronics | DVSCRP-253P-CY | 4460-10875 | 4460 | 10875 | Lutron Electronics | DVSCRP-253P-CY.jpg | 784276289498 | DIVA REVERSE PHASE 250W DIM CY | Diva Reverse-phase Dimmer - Satin Finish, CFL/LED (Screw-based), Incandescent/Halogen, Electronic Low-voltage, 3-way/single-pole, 250W CFL/LED or 500W inc/hal/ELV in clay |  | 2.3 | 4.5 |  | DVSCRP-253P-CY.jpg | http://grandbrass.xologic.com/vendors/4460/large/DVSCRP-253P-CY.jpg | [47 empty] | 0 | 0 | 0 | [6 empty] | 0 | 1 | 1 | EA | 1 | Lighting Controls | [27 empty] | Dimmers | [242 empty] | <a href="https://assets.lutron.com/a/documents/368-4493_Page_38.pdf" target="_blank">Installation Instructions</a> | [23 empty] | 2.000 DW |  |  | 2.3000 IN | [89 empty] | 1.000 EA | 1.000 EA | [35 empty] | No | [42 empty] | https://assets.lutron.com/a/documents/DivaSatinColors.pdf | [7 empty] | Shelf Stock | [39 empty] | 39122206 | [13 empty] | <a href="https://www.lutron.com/TechnicalDocumentLibrary/369-119_Wallbox_Warranty.pdf" target="_blank">Warranty Information</a> |  |  |  |  | 0.270 L | [14 empty] | 0 | 0 | 0 | 0 | Lighting Fixtures | 2021-12-01 05:49 | 2024-07-20 11:31 | 0000-00-00 00:00:00 | 2024-07-20 11:31 | 0000-00-00 00:00:00
1 | Lutron Electronics | DVSCTV-LG | 4460-10876 | 4460 | 10876 | Lutron Electronics | DVSCTV-LG.jpg | 784276291194 | DIVA 24VDC DIM LG | Diva Dimmer - Satin Finish, Fluorescent or LED Dimming with 0-10V Ballasts and Drivers, Single-pole, 120V/30mA/16A in lunar gray |  | 2.3 | 4.5 |  | DVSCTV-LG.jpg | http://grandbrass.xologic.com/vendors/4460/large/DVSCTV-LG.jpg | [47 empty] | 0 | 0 | 0 | [6 empty] | 0 | 1 | 1 | EA | 1 | Lighting Controls | [27 empty] | Dimmers | [242 empty] | <a href="https://www.lutron.com/TechnicalDocumentLibrary/0301972.pdf" target="_blank">Installation Instructions</a> | [23 empty] | 2.000 DW |  |  | 2.3000 IN | [89 empty] | 1.000 EA | 1.000 EA | [35 empty] | No | [42 empty] | https://www.lutron.com/TechnicalDocumentLibrary/369147_SPA.pdf | [7 empty] | Shelf Stock | [39 empty] | 39122206 | [13 empty] | <a href="https://www.lutron.com/TechnicalDocumentLibrary/369-119_Wallbox_Warranty.pdf" target="_blank">Warranty Information</a> |  |  |  |  | 0.200 L | [14 empty] | 0 | 0 | 0 | 0 | Lighting Fixtures | 2021-12-01 05:49 | 2024-07-20 11:40 | 0000-00-00 00:00:00 | 2024-07-20 11:40 | 0000-00-00 00:00:00
1 | Lutron Electronics | DVSCTV-EP | 4460-10877 | 4460 | 10877 | Lutron Electronics | DVSCTV-EP.jpg | 784276291286 | DIVA 24VDC DIM EP | Diva Dimmer - Satin Finish, Fluorescent or LED Dimming with 0-10V Ballasts and Drivers, Single-pole, 120V/30mA/16A in espresso |  | 2.3 | 4.5 |  | DVSCTV-EP.jpg | http://grandbrass.xologic.com/vendors/4460/large/DVSCTV-EP.jpg | [47 empty] | 0 | 0 | 0 | [6 empty] | 0 | 1 | 1 | EA | 1 | Lighting Controls | [27 empty] | Dimmers | [242 empty] | <a href="https://www.lutron.com/TechnicalDocumentLibrary/0301972.pdf" target="_blank">Installation Instructions</a> | [23 empty] | 2.000 DW |  |  | 2.3000 IN | [89 empty] | 1.000 EA | 1.000 EA | [35 empty] | No | [42 empty] | https://www.lutron.com/TechnicalDocumentLibrary/369147_SPA.pdf | [7 empty] | Shelf Stock | [39 empty] | 39122206 | [13 empty] | <a href="https://www.lutron.com/TechnicalDocumentLibrary/369-119_Wallbox_Warranty.pdf" target="_blank">Warranty Information</a> |  |  |  |  | 0.200 L | [14 empty] | 0 | 0 | 0 | 0 | Lighting Fixtures | 2021-12-01 05:49 | 2024-07-20 11:31 | 0000-00-00 00:00:00 | 2024-07-20 11:31 | 0000-00-00 00:00:00
1 | Lutron Electronics | DVSCELV-303P-PB | 4460-10878 | 4460 | 10878 | Lutron Electronics | DVSCELV-303P-PB.jpg | 784276291538 | DIVA 300W 3WAY DIM PB | Diva Dimmer - Satin Finish, Electronic Low-Voltage, 3-way, 120V/300W in pebble |  | 2.3 | 4.5 |  | DVSCELV-303P-PB.jpg | http://grandbrass.xologic.com/vendors/4460/large/DVSCELV-303P-PB.jpg | [47 empty] | 0 | 0 | 0 | [6 empty] | 0 | 1 | 1 | EA | 1 | Lighting Controls | [27 empty] | Dimmers | [242 empty] | <a href="https://www.lutron.com/TechnicalDocumentLibrary/0301295.pdf" target="_blank">Installation Instructions</a> | [23 empty] | 2.000 DW |  |  | 2.3000 IN | [89 empty] | 1.000 EA | 1.000 EA | [35 empty] | No | [42 empty] | https://assets.lutron.com/a/documents/DivaSatinColors.pdf | [7 empty] | Shelf Stock | [39 empty] | 39122206 | [13 empty] | <a href="https://www.lutron.com/TechnicalDocumentLibrary/369-119_Wallbox_Warranty.pdf" target="_blank">Warranty Information</a> |  |  |  |  | 0.250 L | [14 empty] | 0 | 0 | 0 | 0 | Lighting Fixtures | 2021-12-01 05:49 | 2024-07-20 11:36 | 0000-00-00 00:00:00 | 2024-07-20 11:36 | 0000-00-00 00:00:00
1 | Lutron Electronics | DVSCCL-153P-EP | 4460-10879 | 4460 | 10879 | Lutron Electronics | Ecom_DVSCCL-153P-EP_NoWallPlate.jpeg | 784276289191 | DIVA 150W DIM EP | Diva LED+ Dimmer - Satin Finish, LED, Incandescent/Halogen, 3-way/single-pole, 150W LED or 600W inc/hal, espresso |  | 2.3 | 4.5 |  | Ecom_DVSCCL-153P-EP_NoWallPlate.jpeg | http://grandbrass.xologic.com/vendors/4460/large/Ecom_DVSCCL-153P-EP_NoWallPlate.jpeg | [47 empty] | 0 | 0 | 0 | [6 empty] | 0 | 1 | 1 | EA | 1 | Lighting Controls | [27 empty] | Dimmers | [242 empty] | <a href="https://www.lutron.com/TechnicalDocumentLibrary/0301882.pdf" target="_blank">Installation Instructions</a> | [23 empty] | 2.000 DW |  |  | 2.3000 IN | [89 empty] | 1.000 EA | 1.000 EA | [35 empty] | No | [42 empty] | https://assets.lutron.com/a/documents/DivaSatinColors.pdf | [7 empty] | Shelf Stock | [39 empty] | 39122206 | [13 empty] | <a href="https://www.lutron.com/TechnicalDocumentLibrary/369-119_Wallbox_Warranty.pdf" target="_blank">Warranty Information</a> |  |  |  |  | 0.250 L | [14 empty] | 0 | 0 | 0 | 0 | Lighting Fixtures | 2021-12-01 05:49 | 2024-07-20 11:38 | 0000-00-00 00:00:00 | 2024-07-20 11:38 | 0000-00-00 00:00:00
1 | Lutron Electronics | DVSCCL-253P-TF | 4460-10880 | 4460 | 10880 | Lutron Electronics | DVSCCL-253P-TF.jpg | 784276289368 | DIVA 250W DIM TF | Diva satin dimmer for 250W CFL/LED, 600W inc/hal, or Lutron Hi-Lume A-Series LTE LED Driver in truffle |  | 2.3 | 4.5 |  | DVSCCL-253P-TF.jpg | http://grandbrass.xologic.com/vendors/4460/large/DVSCCL-253P-TF.jpg | [47 empty] | 0 | 0 | 0 | [6 empty] | 0 | 1 | 1 | EA | 1 | Lighting Controls | [27 empty] | Dimmers | [242 empty] | <a href="https://www.lutron.com/TechnicalDocumentLibrary/0301882.pdf" target="_blank">Installation Instructions</a> | [23 empty] | 2.000 DW |  |  | 2.3000 IN | [89 empty] | 1.000 EA | 1.000 EA | [35 empty] | No | [42 empty] | https://assets.lutron.com/a/documents/DivaSatinColors.pdf | [7 empty] | Shelf Stock | [39 empty] | 39122206 | [13 empty] | <a href="https://www.lutron.com/TechnicalDocumentLibrary/369-119_Wallbox_Warranty.pdf" target="_blank">Warranty Information</a> |  |  |  |  | 0.260 L | [14 empty] | 0 | 0 | 0 | 0 | Lighting Fixtures | 2021-12-01 05:49 | 2024-07-20 11:44 | 0000-00-00 00:00:00 | 2024-07-20 11:44 | 0000-00-00 00:00:00
1 | Lutron Electronics | DVSCRP-253P-DE | 4460-10881 | 4460 | 10881 | Lutron Electronics | DVSCRP-253P-DE.jpg | 784276289535 | DIVA REVERSE PHASE 250W DIM DE | Diva Reverse-phase Dimmer - Satin Finish, CFL/LED (Screw-based), Incandescent/Halogen, Electronic Low-voltage, 3-way/single-pole, 250W CFL/LED or 500W inc/hal/ELV in deep sea |  | 2.3 | 4.5 |  | DVSCRP-253P-DE.jpg | http://grandbrass.xologic.com/vendors/4460/large/DVSCRP-253P-DE.jpg | [47 empty] | 0 | 0 | 0 | [6 empty] | 0 | 1 | 1 | EA | 1 | Lighting Controls | [27 empty] | Dimmers | [242 empty] | <a href="https://assets.lutron.com/a/documents/368-4493_Page_38.pdf" target="_blank">Installation Instructions</a> | [23 empty] | 2.000 DW |  |  | 2.3000 IN | [89 empty] | 1.000 EA | 1.000 EA | [35 empty] | No | [42 empty] | https://assets.lutron.com/a/documents/DivaSatinColors.pdf | [7 empty] | Shelf Stock | [39 empty] | 39122206 | [13 empty] | <a href="https://www.lutron.com/TechnicalDocumentLibrary/369-119_Wallbox_Warranty.pdf" target="_blank">Warranty Information</a> |  |  |  |  | 0.270 L | [14 empty] | 0 | 0 | 0 | 0 | Lighting Fixtures | 2021-12-01 05:49 | 2024-07-20 11:31 | 0000-00-00 00:00:00 | 2024-07-20 11:31 | 0000-00-00 00:00:00
1 | Lutron Electronics | DVSCSTV-SR | 4460-10882 | 4460 | 10882 | Lutron Electronics | DVSCSTV-SR.jpg | 784276291156 | DIVA DV 8A SR | Diva Dimmer - Satin Finish, Fluorescent or LED Dimming with 0-10V Ballasts and Drivers, Single-pole/3-way, 120-277V/50mA/8A in signal red |  | 2.3 | 4.5 |  | DVSCSTV-SR.jpg | http://grandbrass.xologic.com/vendors/4460/large/DVSCSTV-SR.jpg | [47 empty] | 0 | 0 | 0 | [6 empty] | 0 | 1 | 1 | EA | 1 | Lighting Controls | [27 empty] | Dimmers | [242 empty] | <a href="https://www.lutron.com/TechnicalDocumentLibrary/0301973.pdf" target="_blank">Installation Instructions</a> | [23 empty] | 2.000 DW |  |  | 2.3000 IN | [89 empty] | 1.000 EA | 1.000 EA | [35 empty] | No | [42 empty] | https://www.lutron.com/TechnicalDocumentLibrary/369147.pdf | [7 empty] | Shelf Stock | [39 empty] | 39122206 | [13 empty] | <a href="https://www.lutron.com/TechnicalDocumentLibrary/369-119_Wallbox_Warranty.pdf" target="_blank">Warranty Information</a> |  |  |  |  | 0.260 L | [14 empty] | 0 | 0 | 0 | 0 | Lighting Fixtures | 2021-12-01 05:49 | 2024-07-20 11:34 | 0000-00-00 00:00:00 | 2024-07-20 11:34 | 0000-00-00 00:00:00
1 | Lutron Electronics | DVSCELV-300P-BW | 4460-10883 | 4460 | 10883 | Lutron Electronics | DVSCELV-300P-BW.jpg | 784276291323 | DIVA 300W DIM BW | Diva Dimmer - Satin Finish, Electronic Low-Voltage, Single-pole, 120V/300W in brilliant white |  | 2.3 | 4.5 |  | DVSCELV-300P-BW.jpg | http://grandbrass.xologic.com/vendors/4460/large/DVSCELV-300P-BW.jpg | [47 empty] | 0 | 0 | 0 | [6 empty] | 0 | 1 | 1 | EA | 1 | Lighting Controls | [27 empty] | Dimmers | [242 empty] | <a href="https://www.lutron.com/TechnicalDocumentLibrary/0301295.pdf" target="_blank">Installation Instructions</a> | [23 empty] | 2.000 DW |  |  | 2.3000 IN | [89 empty] | 1.000 EA | 1.000 EA | [35 empty] | No | [42 empty] | https://assets.lutron.com/a/documents/DivaSatinColors.pdf | [7 empty] | Shelf Stock | [39 empty] | 39122206 | [13 empty] | <a href="https://www.lutron.com/TechnicalDocumentLibrary/369-119_Wallbox_Warranty.pdf" target="_blank">Warranty Information</a> |  |  |  |  | 0.250 L | [14 empty] | 0 | 0 | 0 | 0 | Lighting Fixtures | 2021-12-01 05:49 | 2024-07-20 11:31 | 0000-00-00 00:00:00 | 2024-07-20 11:31 | 0000-00-00 00:00:00
1 | Lutron Electronics | DVSCELV-303P-GL | 4460-10884 | 4460 | 10884 | Lutron Electronics | DVSCELV-303P-GL.jpg | 784276291491 | DIVA 300W 3WAY DIM GL | Diva Dimmer - Satin Finish, Electronic Low-Voltage, 3-way, 120V/300W in glacier white |  | 2.3 | 4.5 |  | DVSCELV-303P-GL.jpg | http://grandbrass.xologic.com/vendors/4460/large/DVSCELV-303P-GL.jpg | [47 empty] | 0 | 0 | 0 | [6 empty] | 0 | 1 | 1 | EA | 1 | Lighting Controls | [27 empty] | Dimmers | [242 empty] | <a href="https://www.lutron.com/TechnicalDocumentLibrary/0301295.pdf" target="_blank">Installation Instructions</a> | [23 empty] | 2.000 DW |  |  | 2.3000 IN | [89 empty] | 1.000 EA | 1.000 EA | [35 empty] | No | [42 empty] | https://assets.lutron.com/a/documents/DivaSatinColors.pdf | [7 empty] | Shelf Stock | [39 empty] | 39122206 | [13 empty] | <a href="https://www.lutron.com/TechnicalDocumentLibrary/369-119_Wallbox_Warranty.pdf" target="_blank">Warranty Information</a> |  |  |  |  | 0.250 L | [14 empty] | 0 | 0 | 0 | 0 | Lighting Fixtures | 2021-12-01 05:49 | 2024-07-20 11:39 | 0000-00-00 00:00:00 | 2024-07-20 11:39 | 0000-00-00 00:00:00
1 | Lutron Electronics | DVSCF-103P-RW | 4460-10885 | 4460 | 10885 | Lutron Electronics | DVSCF-103P-RW.jpg | 784276291668 | DIVA 8A FLO DIM RW | Diva Dimmer - Satin Finish, Fluorescent or LED Dimming with 3-Wire Ballasts and Drivers, 3-way/single-pole, 120V/8A in architectural white |  | 2.3 | 4.5 |  | DVSCF-103P-RW.jpg | http://grandbrass.xologic.com/vendors/4460/large/DVSCF-103P-RW.jpg | [47 empty] | 0 | 0 | 0 | [6 empty] | 0 | 1 | 1 | EA | 1 | Lighting Controls | [27 empty] | Dimmers | [242 empty] | <a href="https://www.lutron.com/TechnicalDocumentLibrary/03115901D.pdf" target="_blank">Installation Instructions</a> | [23 empty] | 2.000 DW |  |  | 2.3000 IN | [89 empty] | 1.000 EA | 1.000 EA | [35 empty] | No | [42 empty] | https://assets.lutron.com/a/documents/DivaSatinColors.pdf | [7 empty] | Shelf Stock | [39 empty] | 39122206 | [13 empty] | <a href="https://www.lutron.com/TechnicalDocumentLibrary/369-119_Wallbox_Warranty.pdf" target="_blank">Warranty Information</a> |  |  |  |  | 0.320 L | [14 empty] | 0 | 0 | 0 | 0 | Lighting Fixtures | 2021-12-01 05:49 | 2024-07-20 11:34 | 0000-00-00 00:00:00 | 2024-07-20 11:34 | 0000-00-00 00:00:00
1 | Lutron Electronics | DVSCF-103P-277LG | 4460-10886 | 4460 | 10886 | Lutron Electronics | DVSCF-103P-277LG.jpg | 784276291835 | DIVA 277V DIM LG | Diva Dimmer - Satin Finish, Fluorescent or LED Dimming with 3-Wire Ballasts and Drivers, 3-way/single-pole, 277V/6A in lunar gray |  | 2.3 | 4.5 |  | DVSCF-103P-277LG.jpg | http://grandbrass.xologic.com/vendors/4460/large/DVSCF-103P-277LG.jpg | [47 empty] | 0 | 0 | 0 | [6 empty] | 0 | 1 | 1 | EA | 1 | Lighting Controls | [27 empty] | Dimmers | [242 empty] | <a href="https://www.lutron.com/TechnicalDocumentLibrary/03115901D.pdf" target="_blank">Installation Instructions</a> | [23 empty] | 2.000 DW |  |  | 2.3000 IN | [89 empty] | 1.000 EA | 1.000 EA | [35 empty] | No | [42 empty] | https://assets.lutron.com/a/documents/DivaSatinColors.pdf | [7 empty] | Shelf Stock | [39 empty] | 39122206 | [13 empty] | <a href="https://www.lutron.com/TechnicalDocumentLibrary/369-119_Wallbox_Warranty.pdf" target="_blank">Warranty Information</a> |  |  |  |  | 0.320 L | [14 empty] | 0 | 0 | 0 | 0 | Lighting Fixtures | 2021-12-01 05:49 | 2024-07-20 11:34 | 0000-00-00 00:00:00 | 2024-07-20 11:34 | 0000-00-00 00:00:00
1 | Lutron Electronics | DVSCLV-600P-CS | 4460-10887 | 4460 | 10887 | Lutron Electronics | DVSCLV-600P-CS.jpg | 784276292009 | DIVA 450W 1P CS | Diva Dimmer - Satin Finish, Magnetic Low-Voltage, Single-pole, 120V/600VA (450W) in cobblestone |  | 2.3 | 4.5 |  | DVSCLV-600P-CS.jpg | http://grandbrass.xologic.com/vendors/4460/large/DVSCLV-600P-CS.jpg | [47 empty] | 0 | 0 | 0 | [6 empty] | 0 | 1 | 1 | EA | 1 | Lighting Controls | [27 empty] | Dimmers | [242 empty] | <a href="https://www.lutron.com/TechnicalDocumentLibrary/030448c.pdf" target="_blank">Installation Instructions</a> | [23 empty] | 2.000 DW |  |  | 2.3000 IN | [89 empty] | 1.000 EA | 1.000 EA | [35 empty] | No | [42 empty] | https://assets.lutron.com/a/documents/DivaSatinColors.pdf | [7 empty] | Shelf Stock | [39 empty] | 39122206 | [13 empty] | <a href="https://www.lutron.com/TechnicalDocumentLibrary/369-119_Wallbox_Warranty.pdf" target="_blank">Warranty Information</a> |  |  |  |  | 0.300 L | [14 empty] | 0 | 0 | 0 | 0 | Lighting Fixtures | 2021-12-01 05:49 | 2024-07-20 11:34 | 0000-00-00 00:00:00 | 2024-07-20 11:34 | 0000-00-00 00:00:00
1 | Lutron Electronics | DVSCLV-10P-PB | 4460-10888 | 4460 | 10888 | Lutron Electronics | DVSCLV-10P-PB.jpg | 784276292177 | DIVA 800W 1P DIM PB | Diva Dimmer - Satin Finish, Magnetic Low-Voltage, Single-pole, 120V/1000VA (800W) in pebble |  | 2.3 | 4.6 |  | DVSCLV-10P-PB.jpg | http://grandbrass.xologic.com/vendors/4460/large/DVSCLV-10P-PB.jpg | [47 empty] | 0 | 0 | 0 | [6 empty] | 0 | 1 | 1 | EA | 1 | Lighting Controls | [27 empty] | Dimmers | [242 empty] | <a href="https://www.lutron.com/TechnicalDocumentLibrary/030448c.pdf" target="_blank">Installation Instructions</a> | [23 empty] | 2.000 DW |  |  | 2.3000 IN | [89 empty] | 1.000 EA | 1.000 EA | [35 empty] | No | [42 empty] | https://assets.lutron.com/a/documents/DivaSatinColors.pdf | [7 empty] | Shelf Stock | [39 empty] | 39122206 | [13 empty] | <a href="https://www.lutron.com/TechnicalDocumentLibrary/369-119_Wallbox_Warranty.pdf" target="_blank">Warranty Information</a> |  |  |  |  | 0.320 L | [14 empty] | 0 | 0 | 0 | 0 | Lighting Fixtures | 2021-12-01 05:49 | 2024-07-20 11:34 | 0000-00-00 00:00:00 | 2024-07-20 11:34 | 0000-00-00 00:00:00
1 | Lutron Electronics | DVSCLV-603P-RW | 4460-10889 | 4460 | 10889 | Lutron Electronics | DVSCLV-603P-RW.jpg | 784276292306 | DIVA 450W 3WAY RW | Diva Dimmer - Satin Finish, Magnetic Low-Voltage, 3-way, 120V/600VA (450W) in architectural white |  | 2.3 | 4.5 |  | DVSCLV-603P-RW.jpg | http://grandbrass.xologic.com/vendors/4460/large/DVSCLV-603P-RW.jpg | [47 empty] | 0 | 0 | 0 | [6 empty] | 0 | 1 | 1 | EA | 1 | Lighting Controls | [27 empty] | Dimmers | [242 empty] | <a href="https://www.lutron.com/TechnicalDocumentLibrary/030448c.pdf" target="_blank">Installation Instructions</a> | [23 empty] | 2.000 DW |  |  | 2.3000 IN | [89 empty] | 1.000 EA | 1.000 EA | [35 empty] | No | [42 empty] | https://assets.lutron.com/a/documents/DivaSatinColors.pdf | [7 empty] | Shelf Stock | [39 empty] | 39122206 | [13 empty] | <a href="https://www.lutron.com/TechnicalDocumentLibrary/369-119_Wallbox_Warranty.pdf" target="_blank">Warranty Information</a> |  |  |  |  | 0.250 L | [14 empty] | 0 | 0 | 0 | 0 | Lighting Fixtures | 2021-12-01 05:49 | 2024-07-20 11:39 | 0000-00-00 00:00:00 | 2024-07-20 11:39 | 0000-00-00 00:00:00
1 | Lutron Electronics | DVSCLV-603P-CS | 4460-10890 | 4460 | 10890 | Lutron Electronics | DVSCLV-603P-CS.jpg | 784276292344 | DIVA 450W 3WAY CS | Diva Dimmer - Satin Finish, Magnetic Low-Voltage, 3-way, 120V/600VA (450W) in cobblestone |  | 2.3 | 4.5 |  | DVSCLV-603P-CS.jpg | http://grandbrass.xologic.com/vendors/4460/large/DVSCLV-603P-CS.jpg | [47 empty] | 0 | 0 | 0 | [6 empty] | 0 | 1 | 1 | EA | 1 | Lighting Controls | [27 empty] | Dimmers | [242 empty] | <a href="https://www.lutron.com/TechnicalDocumentLibrary/030448c.pdf" target="_blank">Installation Instructions</a> | [23 empty] | 2.000 DW |  |  | 2.3000 IN | [89 empty] | 1.000 EA | 1.000 EA | [35 empty] | No | [42 empty] | https://assets.lutron.com/a/documents/DivaSatinColors.pdf | [7 empty] | Shelf Stock | [39 empty] | 39122206 | [13 empty] | <a href="https://www.lutron.com/TechnicalDocumentLibrary/369-119_Wallbox_Warranty.pdf" target="_blank">Warranty Information</a> |  |  |  |  | 0.250 L | [14 empty] | 0 | 0 | 0 | 0 | Lighting Fixtures | 2021-12-01 05:49 | 2024-07-20 11:37 | 0000-00-00 00:00:00 | 2024-07-20 11:37 | 0000-00-00 00:00:00
1 | Lutron Electronics | DVSCLV-103P-LG | 4460-10891 | 4460 | 10891 | Lutron Electronics | DVSCLV-103P-LG.jpg | 784276292474 | DIVA 800W LG | Diva Dimmer - Satin Finish, Magnetic Low-Voltage, 3-way, 120V/1000VA (800W) in lunar gray |  | 2.3 | 4.6 |  | DVSCLV-103P-LG.jpg | http://grandbrass.xologic.com/vendors/4460/large/DVSCLV-103P-LG.jpg | [47 empty] | 0 | 0 | 0 | [6 empty] | 0 | 1 | 1 | EA | 1 | Lighting Controls | [27 empty] | Dimmers | [242 empty] | <a href="https://www.lutron.com/TechnicalDocumentLibrary/030448c.pdf" target="_blank">Installation Instructions</a> | [23 empty] | 2.000 DW |  |  | 2.3000 IN | [89 empty] | 1.000 EA | 1.000 EA | [35 empty] | No | [42 empty] | https://assets.lutron.com/a/documents/DivaSatinColors.pdf | [7 empty] | Shelf Stock | [39 empty] | 39122206 | [13 empty] | <a href="https://www.lutron.com/TechnicalDocumentLibrary/369-119_Wallbox_Warranty.pdf" target="_blank">Warranty Information</a> |  |  |  |  | 0.320 L | [14 empty] | 0 | 0 | 0 | 0 | Lighting Fixtures | 2021-12-01 05:49 | 2024-07-20 11:33 | 0000-00-00 00:00:00 | 2024-07-20 11:33 | 0000-00-00 00:00:00
1 | Lutron Electronics | RRST-W4B-MI | 4460-10892 | 4460 | 10892 | Lutron Electronics | RRST-W4B-MI.jpg | 784276294171 | RA3 4B SUNNATA KEY MI | Lutron RadioRA 3 Sunnata RF 4-Button Keypad - Mist |  | 2.25 | 4.5 |  | RRST-W4B-MI.jpg | http://grandbrass.xologic.com/vendors/4460/large/RRST-W4B-MI.jpg | [47 empty] | 0 | 0 | 0 | [6 empty] | 0 | 1 | 1 | EA | 1 | Lighting Controls | [27 empty] | Other Lighting Controls | [242 empty] | <a href="https://assets.lutron.com/a/documents/044373.pdf" target="_blank">Installation Instructions</a> | [23 empty] | 5.000 DW |  |  | 2.2500 IN | [89 empty] | 1.000 EA | 1.000 EA | [35 empty] | No | [42 empty] | https://assets.lutron.com/a/documents/3691168_ENG.pdf | [7 empty] | Shelf Stock | [39 empty] | 52161525 | [6 empty] | <a href="https://lutron.widen.net/content/4y4cm6o0wa/mp4/RadioRA-3-Processor-Video.mp4?w=2048" target="_blank">Product Video Clip</a> | [6 empty] | <a href="https://assets.lutron.com/a/documents/043561.pdf" target="_blank">Warranty Information</a> |  |  |  |  | 0.270 L | [14 empty] | 0 | 0 | 0 | 0 | Lighting Fixtures | 2021-12-01 05:49 | 2024-07-20 11:38 | 0000-00-00 00:00:00 | 2024-07-20 11:38 | 0000-00-00 00:00:00
1 | Lutron Electronics | RRST-W3RL-MI | 4460-10893 | 4460 | 10893 | Lutron Electronics | RRST-W3RL-MI.jpg | 784276294461 | RA3 3RL SUNNATA KEY MI | Lutron RadioRA 3 Sunnata RF 3-Button Keypad with Raise/Lower - Mist |  | 2.25 | 4.5 |  | RRST-W3RL-MI.jpg | http://grandbrass.xologic.com/vendors/4460/large/RRST-W3RL-MI.jpg | [47 empty] | 0 | 0 | 0 | [6 empty] | 0 | 1 | 1 | EA | 1 | Lighting Controls | [27 empty] | Other Lighting Controls | [242 empty] | <a href="https://assets.lutron.com/a/documents/044373.pdf" target="_blank">Installation Instructions</a> | [23 empty] | 5.000 DW |  |  | 2.2500 IN | [89 empty] | 1.000 EA | 1.000 EA | [35 empty] | No | [42 empty] | https://assets.lutron.com/a/documents/3691168_ENG.pdf | [7 empty] | Shelf Stock | [39 empty] | 52161525 | [6 empty] | <a href="https://lutron.widen.net/content/4y4cm6o0wa/mp4/RadioRA-3-Processor-Video.mp4?w=2048" target="_blank">Product Video Clip</a> | [6 empty] | <a href="https://assets.lutron.com/a/documents/043561.pdf" target="_blank">Warranty Information</a> |  |  |  |  | 0.270 L | [14 empty] | 0 | 0 | 0 | 0 | Lighting Fixtures | 2021-12-01 05:49 | 2024-07-20 11:30 | 0000-00-00 00:00:00 | 2024-07-20 11:30 | 0000-00-00 00:00:00
1 | Lutron Electronics | RRST-W2B-MI | 4460-10894 | 4460 | 10894 | Lutron Electronics | RRST-W2B-MI.jpg | 784276294799 | RA3 2B SUNNATA KEY MI | Lutron RadioRA 3 Sunnata RF 2-Button Keypad - Mist |  | 2.25 | 4.5 |  | RRST-W2B-MI.jpg | http://grandbrass.xologic.com/vendors/4460/large/RRST-W2B-MI.jpg | [47 empty] | 0 | 0 | 0 | [6 empty] | 0 | 1 | 1 | EA | 1 | Lighting Controls | [27 empty] | Other Lighting Controls | [242 empty] | <a href="https://assets.lutron.com/a/documents/044373.pdf" target="_blank">Installation Instructions</a> | [23 empty] | 5.000 DW |  |  | 2.2500 IN | [89 empty] | 1.000 EA | 1.000 EA | [35 empty] | No | [42 empty] | https://assets.lutron.com/a/documents/3691168_ENG.pdf | [7 empty] | Shelf Stock | [39 empty] | 52161525 | [6 empty] | <a href="https://lutron.widen.net/content/4y4cm6o0wa/mp4/RadioRA-3-Processor-Video.mp4?w=2048" target="_blank">Product Video Clip</a> | [6 empty] | <a href="https://assets.lutron.com/a/documents/043561.pdf" target="_blank">Warranty Information</a> |  |  |  |  | 0.270 L | [14 empty] | 0 | 0 | 0 | 0 | Lighting Fixtures | 2021-12-01 05:49 | 2024-07-20 11:30 | 0000-00-00 00:00:00 | 2024-07-20 11:30 | 0000-00-00 00:00:00
4 | Lutron Electronics | SCR-15-BW | 4460-10895 | 4460 | 10895 | Lutron Electronics | Ecom_SCR-15-BW_NoWallPlate.jpeg | 784276809160 | SATIN 15A REC BW | Lutron Claro 15 Amp Duplex Outlet, Brilliant White |  | 2.3 | 4.5 |  | Ecom_SCR-15-BW_NoWallPlate.jpeg | http://grandbrass.xologic.com/vendors/4460/large/Ecom_SCR-15-BW_NoWallPlate.jpeg | [47 empty] | 0 | 0 | 0 | [6 empty] | 0 | 1 | 1 | EA | 1 | Lighting Controls |  |  | Electrical Distribution Equipment |  | Receptacles |  | Electrical Receptacles | [20 empty] | Other Lighting Controls | [242 empty] | <a href="https://assets.lutron.com/a/documents/0301636.pdf" target="_blank">Installation Instructions</a> | [23 empty] | 2.000 DW |  |  | 2.3000 IN | [89 empty] | 1.000 EA | 1.000 EA | [35 empty] | No | [42 empty] | https://assets.lutron.com/a/documents/maestrosatincolors.pdf | [7 empty] | Shelf Stock | [39 empty] | 39121406 | [13 empty] | <a href="https://www.lutron.com/TechnicalDocumentLibrary/369-119_Wallbox_Warranty.pdf" target="_blank">Warranty Information</a> |  |  |  |  | 0.250 L | [14 empty] | 0 | 0 | 0 | 0 | Electrical | 2021-12-01 05:49 | 2024-07-20 11:41 | 0000-00-00 00:00:00 | 2025-11-29 02:00 | 0000-00-00 00:00:00
4 | Lutron Electronics | SCR-20-SD | 4460-10896 | 4460 | 10896 | Lutron Electronics | Ecom_SCR-20-SD_NoWallPlate.jpeg | 784276809337 | SATIN 20A REC SD | Lutron Claro 20 Amp Duplex Outlet, Sand |  | 2.3 | 4.5 |  | Ecom_SCR-20-SD_NoWallPlate.jpeg | http://grandbrass.xologic.com/vendors/4460/large/Ecom_SCR-20-SD_NoWallPlate.jpeg | [47 empty] | 0 | 0 | 0 | [6 empty] | 0 | 1 | 1 | EA | 1 | Lighting Controls |  |  | Electrical Distribution Equipment |  | Receptacles |  | Electrical Receptacles | [20 empty] | Other Lighting Controls | [242 empty] | <a href="https://assets.lutron.com/a/documents/0301636.pdf" target="_blank">Installation Instructions</a> | [23 empty] | 2.000 DW |  |  | 2.3000 IN | [89 empty] | 1.000 EA | 1.000 EA | [35 empty] | No | [42 empty] | https://assets.lutron.com/a/documents/maestrosatincolors.pdf | [7 empty] | Shelf Stock | [39 empty] | 39121406 | [13 empty] | <a href="https://www.lutron.com/TechnicalDocumentLibrary/369-119_Wallbox_Warranty.pdf" target="_blank">Warranty Information</a> |  |  |  |  | 0.250 L | [14 empty] | 0 | 0 | 0 | 0 | Electrical | 2021-12-01 05:49 | 2024-07-20 11:32 | 0000-00-00 00:00:00 | 2025-11-29 02:00 | 0000-00-00 00:00:00
4 | Lutron Electronics | SCRS-15-TR-TF | 4460-10897 | 4460 | 10897 | Lutron Electronics | Ecom_SCRS-15-TR-TF_NoWallPlate.jpeg | 784276809504 | SATIN 15A TR REC TF | Lutron Claro Tamper-Resistant Duplex Receptacle, 15 Amp, Truffle |  | 2.3 | 4.5 |  | Ecom_SCRS-15-TR-TF_NoWallPlate.jpeg | http://grandbrass.xologic.com/vendors/4460/large/Ecom_SCRS-15-TR-TF_NoWallPlate.jpeg | [47 empty] | 0 | 0 | 0 | [6 empty] | 0 | 1 | 1 | EA | 1 | Lighting Controls |  |  | Electrical Distribution Equipment |  | Receptacles |  | Electrical Receptacles | [20 empty] | Other Lighting Controls | [242 empty] | <a href="https://assets.lutron.com/a/documents/0301636.pdf" target="_blank">Installation Instructions</a> | [23 empty] | 2.000 DW |  |  | 2.3000 IN | [89 empty] | 1.000 EA | 1.000 EA | [35 empty] | No | [42 empty] | https://assets.lutron.com/a/documents/maestrosatincolors.pdf | [7 empty] | Shelf Stock | [39 empty] | 39121406 | [13 empty] | <a href="https://www.lutron.com/TechnicalDocumentLibrary/369-119_Wallbox_Warranty.pdf" target="_blank">Warranty Information</a> |  |  |  |  | 0.350 L | [14 empty] | 0 | 0 | 0 | 0 | Electrical | 2021-12-01 05:49 | 2024-07-20 11:32 | 0000-00-00 00:00:00 | 2025-11-29 02:00 | 0000-00-00 00:00:00
4 | Lutron Electronics | SCR-15-GFST-CS | 4460-10898 | 4460 | 10898 | Lutron Electronics | Ecom_SCR-15-GFST-CS_nowallplate.jpeg | 784276809672 | SATIN 15A GFCI REC CS | Lutron Claro Tamper-Resistant GFCI Duplex Receptacle, 15-Amp, Cobblestone |  | 2.25 | 4.5 |  | Ecom_SCR-15-GFST-CS_nowallplate.jpeg | http://grandbrass.xologic.com/vendors/4460/large/Ecom_SCR-15-GFST-CS_nowallplate.jpeg | [47 empty] | 0 | 0 | 0 | [6 empty] | 0 | 1 | 1 | EA | 1 | Lighting Controls |  |  | Electrical Distribution Equipment |  | Receptacles |  | Electrical Receptacles | [20 empty] | Other Lighting Controls | [242 empty] | <a href="https://assets.lutron.com/a/documents/0301801.pdf" target="_blank">Installation Instructions</a> | [23 empty] | 2.000 DW |  |  | 2.2500 IN | [89 empty] | 1.000 EA | 1.000 EA | [35 empty] | No | [42 empty] | https://assets.lutron.com/a/documents/369964.pdf | [7 empty] | Shelf Stock | [39 empty] | 39121406 | [13 empty] | <a href="https://www.lutron.com/TechnicalDocumentLibrary/369-119_Wallbox_Warranty.pdf" target="_blank">Warranty Information</a> |  |  |  |  | 0.340 L | [14 empty] | 0 | 0 | 0 | 0 | Electrical | 2021-12-01 05:49 | 2024-07-20 11:36 | 0000-00-00 00:00:00 | 2025-11-29 02:00 | 0000-00-00 00:00:00
4 | Lutron Electronics | SCR-20-GFST-SA | 4460-10899 | 4460 | 10899 | Lutron Electronics | Ecom_SCR-20-GFST-SA_nowallplate.jpeg | 784276809849 | SATIN 20A GFCI REC SA | Lutron Claro Tamper-Resistant GFCI Duplex Receptacle, 20-Amp, Sage |  | 2.3 | 4.5 |  | Ecom_SCR-20-GFST-SA_nowallplate.jpeg | http://grandbrass.xologic.com/vendors/4460/large/Ecom_SCR-20-GFST-SA_nowallplate.jpeg | [47 empty] | 0 | 0 | 0 | [6 empty] | 0 | 1 | 1 | EA | 1 | Lighting Controls |  |  | Electrical Distribution Equipment |  | Receptacles |  | Electrical Receptacles | [20 empty] | Other Lighting Controls | [242 empty] | <a href="https://assets.lutron.com/a/documents/0301801.pdf" target="_blank">Installation Instructions</a> | [23 empty] | 2.000 DW |  |  | 2.3000 IN | [89 empty] | 1.000 EA | 1.000 EA | [35 empty] | No | [42 empty] | https://assets.lutron.com/a/documents/369964.pdf | [7 empty] | Shelf Stock | [39 empty] | 39121406 | [13 empty] | <a href="https://www.lutron.com/TechnicalDocumentLibrary/369-119_Wallbox_Warranty.pdf" target="_blank">Warranty Information</a> |  |  |  |  | 0.340 L | [14 empty] | 0 | 0 | 0 | 0 | Electrical | 2021-12-01 05:49 | 2024-07-20 11:36 | 0000-00-00 00:00:00 | 2025-11-29 02:00 | 0000-00-00 00:00:00
4 | Lutron Electronics | SCR-15-LG | 4460-10900 | 4460 | 10900 | Lutron Electronics | Ecom_SCR-15-LG_NoWallPlate.jpeg | 784276810012 | SATIN 15A REC LG | Lutron Claro 15 Amp Duplex Outlet, Lunar Gray |  | 2.3 | 4.5 |  | Ecom_SCR-15-LG_NoWallPlate.jpeg | http://grandbrass.xologic.com/vendors/4460/large/Ecom_SCR-15-LG_NoWallPlate.jpeg | [47 empty] | 0 | 0 | 0 | [6 empty] | 0 | 1 | 1 | EA | 1 | Lighting Controls |  |  | Electrical Distribution Equipment |  | Receptacles |  | Electrical Receptacles | [20 empty] | Other Lighting Controls | [242 empty] | <a href="https://assets.lutron.com/a/documents/0301636.pdf" target="_blank">Installation Instructions</a> | [23 empty] | 2.000 DW |  |  | 2.3000 IN | [89 empty] | 1.000 EA | 1.000 EA | [35 empty] | No | [42 empty] | https://assets.lutron.com/a/documents/maestrosatincolors.pdf | [7 empty] | Shelf Stock | [39 empty] | 39121406 | [13 empty] | <a href="https://www.lutron.com/TechnicalDocumentLibrary/369-119_Wallbox_Warranty.pdf" target="_blank">Warranty Information</a> |  |  |  |  | 0.250 L | [14 empty] | 0 | 0 | 0 | 0 | Electrical | 2021-12-01 05:49 | 2024-07-20 11:36 | 0000-00-00 00:00:00 | 2025-11-29 02:00 | 0000-00-00 00:00:00
4 | Lutron Electronics | SCR-15-GFST-MI | 4460-10901 | 4460 | 10901 | Lutron Electronics | Ecom_SCR-15-GFST-MI_nowallplate.jpeg | 784276810180 | SATIN 15A GFCI REC MI | Lutron Claro Tamper-Resistant GFCI Duplex Receptacle, 15-Amp, Mist |  | 2.3 | 4.5 |  | Ecom_SCR-15-GFST-MI_nowallplate.jpeg | http://grandbrass.xologic.com/vendors/4460/large/Ecom_SCR-15-GFST-MI_nowallplate.jpeg | [47 empty] | 0 | 0 | 0 | [6 empty] | 0 | 1 | 1 | EA | 1 | Lighting Controls |  |  | Electrical Distribution Equipment |  | Receptacles |  | Electrical Receptacles | [20 empty] | Other Lighting Controls | [242 empty] | <a href="https://assets.lutron.com/a/documents/0301801.pdf" target="_blank">Installation Instructions</a> | [23 empty] | 2.000 DW |  |  | 2.3000 IN | [89 empty] | 1.000 EA | 1.000 EA | [35 empty] | No | [42 empty] | https://assets.lutron.com/a/documents/369964.pdf | [7 empty] | Shelf Stock | [39 empty] | 39121406 | [13 empty] | <a href="https://www.lutron.com/TechnicalDocumentLibrary/369-119_Wallbox_Warranty.pdf" target="_blank">Warranty Information</a> |  |  |  |  | 0.340 L | [14 empty] | 0 | 0 | 0 | 0 | Electrical | 2021-12-01 05:49 | 2024-07-20 11:33 | 0000-00-00 00:00:00 | 2025-11-29 02:00 | 0000-00-00 00:00:00
1 | Lutron Electronics | SC-1PS-GL | 4460-10902 | 4460 | 10902 | Lutron Electronics | Ecom_SC-1PS-GL_NoWallPlate.jpeg | 784276288330 | SATIN 15A SW GL | Lutron Claro 15 Amp, Single-Pole On/Off Rocker Switch, Glacier White |  | 2.3 | 4.5 |  | Ecom_SC-1PS-GL_NoWallPlate.jpeg | http://grandbrass.xologic.com/vendors/4460/large/Ecom_SC-1PS-GL_NoWallPlate.jpeg | [47 empty] | 0 | 0 | 0 | [6 empty] | 0 | 1 | 1 | EA | 1 | Lighting Controls | [27 empty] | Lightswitches | [242 empty] | <a href="https://assets.lutron.com/a/documents/030704g.pdf" target="_blank">Installation Instructions</a> | [23 empty] | 2.000 DW |  |  | 2.3000 IN | [89 empty] | 1.000 EA | 1.000 EA | [35 empty] | No | [42 empty] | https://assets.lutron.com/a/documents/maestrosatincolors.pdf | [7 empty] | Shelf Stock | [39 empty] | 39122226 | [13 empty] | <a href="https://www.lutron.com/TechnicalDocumentLibrary/369-119_Wallbox_Warranty.pdf" target="_blank">Warranty Information</a> |  |  |  |  | 0.200 L | [14 empty] | 0 | 0 | 0 | 0 | Lighting Fixtures | 2021-12-01 05:49 | 2024-07-20 11:40 | 0000-00-00 00:00:00 | 2024-07-20 11:40 | 0000-00-00 00:00:00
1 | Lutron Electronics | SC-3PS-SD | 4460-10903 | 4460 | 10903 | Lutron Electronics | Ecom_SC-3PS-SD_NoWallPlate.jpeg | 784276288675 | SATIN 15A SW 3WAY SD | Lutron Claro 15 Amp, 3-Way On/Off Rocker Switch, Sand |  | 2.3 | 4.5 |  | Ecom_SC-3PS-SD_NoWallPlate.jpeg | http://grandbrass.xologic.com/vendors/4460/large/Ecom_SC-3PS-SD_NoWallPlate.jpeg | [47 empty] | 0 | 0 | 0 | [6 empty] | 0 | 1 | 1 | EA | 1 | Lighting Controls | [27 empty] | Lightswitches | [242 empty] | <a href="https://assets.lutron.com/a/documents/0301637.pdf" target="_blank">Installation Instructions</a> | [23 empty] | 2.000 DW |  |  | 2.3000 IN | [89 empty] | 1.000 EA | 1.000 EA | [35 empty] | No | [42 empty] | https://assets.lutron.com/a/documents/maestrosatincolors.pdf | [7 empty] | Shelf Stock | [39 empty] | 39122226 | [13 empty] | <a href="https://www.lutron.com/TechnicalDocumentLibrary/369-119_Wallbox_Warranty.pdf" target="_blank">Warranty Information</a> |  |  |  |  | 0.300 L | [14 empty] | 0 | 0 | 0 | 0 | Lighting Fixtures | 2021-12-01 05:49 | 2024-07-20 11:31 | 0000-00-00 00:00:00 | 2024-07-20 11:31 | 0000-00-00 00:00:00
1 | Lutron Electronics | SC-4PS-SR | 4460-10904 | 4460 | 10904 | Lutron Electronics | Ecom_SC-4PS-SR_NoWallPlate.jpeg | 784276288903 | SATIN 15A SW 4WAY SR | Lutron Claro 15 Amp, 4-Way On/Off Rocker Switch, Signal Red |  | 2.3 | 4.5 |  | Ecom_SC-4PS-SR_NoWallPlate.jpeg | http://grandbrass.xologic.com/vendors/4460/large/Ecom_SC-4PS-SR_NoWallPlate.jpeg | [47 empty] | 0 | 0 | 0 | [6 empty] | 0 | 1 | 1 | EA | 1 | Lighting Controls | [27 empty] | Lightswitches | [242 empty] | <a href="https://assets.lutron.com/a/documents/030987b.pdf" target="_blank">Installation Instructions</a> | [23 empty] | 2.000 DW |  |  | 2.3000 IN | [89 empty] | 1.000 EA | 1.000 EA | [35 empty] | No | [42 empty] | https://assets.lutron.com/a/documents/maestrosatincolors.pdf | [7 empty] | Shelf Stock | [39 empty] | 39122226 | [13 empty] | <a href="https://www.lutron.com/TechnicalDocumentLibrary/369-119_Wallbox_Warranty.pdf" target="_blank">Warranty Information</a> |  |  |  |  | 0.250 L | [14 empty] | 0 | 0 | 0 | 0 | Lighting Fixtures | 2021-12-01 05:49 | 2024-07-20 11:33 | 0000-00-00 00:00:00 | 2024-07-20 11:33 | 0000-00-00 00:00:00
1 | Lutron Electronics | SC-BI-CS | 4460-10905 | 4460 | 10905 | Lutron Electronics | SC-BI-CS.jpg | 784276288972 | CLARO BLANK CS | Claro Satin Finish, Blank insert in cobblestone |  | 2.3 | 4.5 |  | SC-BI-CS.jpg | http://grandbrass.xologic.com/vendors/4460/large/SC-BI-CS.jpg | [47 empty] | 0 | 0 | 0 | [6 empty] | 0 | 1 | 1 | EA | 1 | Specialty Items | [27 empty] | Lighting Accessories | [242 empty] | <a href="https://assets.lutron.com/a/documents/040440.pdf" target="_blank">Installation Instructions</a> | [23 empty] | 2.000 DW |  |  | 2.3000 IN | [89 empty] | 1.000 EA | 1.000 EA | [35 empty] | No | [42 empty] | https://assets.lutron.com/a/documents/maestrosatincolors.pdf | [7 empty] | Shelf Stock | [39 empty] | 39122221 | [13 empty] | <a href="https://www.lutron.com/TechnicalDocumentLibrary/369-119_Wallbox_Warranty.pdf" target="_blank">Warranty Information</a> |  |  |  |  | 0.060 L | [14 empty] | 0 | 0 | 0 | 0 | Lighting Fixtures | 2021-12-01 05:49 | 2024-07-20 11:39 | 0000-00-00 00:00:00 | 2024-07-20 11:39 | 0000-00-00 00:00:00 | [6 empty] | Biscuit
1 | Lutron Electronics | DVSCCL-253P-GL | 4460-10906 | 4460 | 10906 | Lutron Electronics | Ecom_DVSCCL-253P-GL_WithWallPlate.jpeg?w=1500 | 784276289245 | DIVA 250W DIM GL | Diva satin dimmer for 250W CFL/LED, 600W inc/hal, or Lutron Hi-Lume A-Series LTE LED Driver in glacier white |  | 2.3 | 4.5 | [50 empty] | 0 | 0 | 0 | [6 empty] | 0 | 1 | 1 | EA | 1 | Lighting Controls | [27 empty] | Dimmers | [242 empty] | <a href="https://www.lutron.com/TechnicalDocumentLibrary/0301882.pdf" target="_blank">Installation Instructions</a> | [23 empty] | 2.000 DW |  |  | 2.3000 IN | [89 empty] | 1.000 EA | 1.000 EA | [35 empty] | No | [42 empty] | https://assets.lutron.com/a/documents/DivaSatinColors.pdf | [7 empty] | Shelf Stock | [39 empty] | 39122206 | [6 empty] | <a href="https://lutron.widen.net/content/stbdslloil/MP4/LED+-Dimmer-with-Wire-Leads-Installation_English.MP4?w=2048" target="_blank">Product Video Clip</a> | [6 empty] | <a href="https://www.lutron.com/TechnicalDocumentLibrary/369-119_Wallbox_Warranty.pdf" target="_blank">Warranty Information</a> |  |  |  |  | 0.260 L | [14 empty] | 0 | 0 | 0 | 0 | Lighting Fixtures | 2021-12-01 05:49 | 2024-07-20 11:39 | 0000-00-00 00:00:00 | 2024-07-20 11:39 | 0000-00-00 00:00:00
1 | Lutron Electronics | DVSCCL-253P-LG | 4460-10907 | 4460 | 10907 | Lutron Electronics | Ecom_DVSCCL-253P-LG_WithWallPlate.jpeg?w=1500 | 784276289269 | DIVA 250W DIM LG | Diva satin dimmer for 250W CFL/LED, 600W inc/hal, or Lutron Hi-Lume A-Series LTE LED Driver in lunar gray |  | 2.3 | 4.5 | [50 empty] | 0 | 0 | 0 | [6 empty] | 0 | 1 | 1 | EA | 1 | Lighting Controls | [27 empty] | Dimmers | [242 empty] | <a href="https://www.lutron.com/TechnicalDocumentLibrary/0301882.pdf" target="_blank">Installation Instructions</a> | [23 empty] | 2.000 DW |  |  | 2.3000 IN | [89 empty] | 1.000 EA | 1.000 EA | [35 empty] | No | [42 empty] | https://assets.lutron.com/a/documents/DivaSatinColors.pdf | [7 empty] | Shelf Stock | [39 empty] | 39122206 | [6 empty] | <a href="https://lutron.widen.net/content/stbdslloil/MP4/LED+-Dimmer-with-Wire-Leads-Installation_English.MP4?w=2048" target="_blank">Product Video Clip</a> | [6 empty] | <a href="https://www.lutron.com/TechnicalDocumentLibrary/369-119_Wallbox_Warranty.pdf" target="_blank">Warranty Information</a> |  |  |  |  | 0.260 L | [14 empty] | 0 | 0 | 0 | 0 | Lighting Fixtures | 2021-12-01 05:49 | 2024-07-20 11:38 | 0000-00-00 00:00:00 | 2024-07-20 11:38 | 0000-00-00 00:00:00
1 | Lutron Electronics | DVSCCL-253P-SD | 4460-10908 | 4460 | 10908 | Lutron Electronics | Ecom_DVSCCL-253P-SD_WithWallPlate.jpeg | 784276289313 | DIVA 250W DIM SD | Diva satin dimmer for 250W CFL/LED, 600W inc/hal, or Lutron Hi-Lume A-Series LTE LED Driver in brilliant sand |  | 2.3 | 4.5 |  | Ecom_DVSCCL-253P-SD_WithWallPlate.jpeg | http://grandbrass.xologic.com/vendors/4460/large/Ecom_DVSCCL-253P-SD_WithWallPlate.jpeg | [47 empty] | 0 | 0 | 0 | [6 empty] | 0 | 1 | 1 | EA | 1 | Lighting Controls | [27 empty] | Dimmers | [242 empty] | <a href="https://www.lutron.com/TechnicalDocumentLibrary/0301882.pdf" target="_blank">Installation Instructions</a> | [23 empty] | 2.000 DW |  |  | 2.3000 IN | [89 empty] | 1.000 EA | 1.000 EA | [35 empty] | No | [42 empty] | https://assets.lutron.com/a/documents/DivaSatinColors.pdf | [7 empty] | Shelf Stock | [39 empty] | 39122206 | [6 empty] | <a href="https://lutron.widen.net/content/stbdslloil/MP4/LED+-Dimmer-with-Wire-Leads-Installation_English.MP4?w=2048" target="_blank">Product Video Clip</a> | [6 empty] | <a href="https://www.lutron.com/TechnicalDocumentLibrary/369-119_Wallbox_Warranty.pdf" target="_blank">Warranty Information</a> |  |  |  |  | 0.260 L | [14 empty] | 0 | 0 | 0 | 0 | Lighting Fixtures | 2021-12-01 05:49 | 2024-07-20 11:31 | 0000-00-00 00:00:00 | 2024-07-20 11:31 | 0000-00-00 00:00:00
1 | Lutron Electronics | DVSCCL-253P-CY | 4460-10909 | 4460 | 10909 | Lutron Electronics | Ecom_DVSCCL-253P-CY_WithWallPlate.jpeg?w=1500 | 784276289337 | DIVA 250W DIM CY | Diva satin dimmer for 250W CFL/LED, 600W inc/hal, or Lutron Hi-Lume A-Series LTE LED Driver in clay |  | 2.3 | 4.5 | [50 empty] | 0 | 0 | 0 | [6 empty] | 0 | 1 | 1 | EA | 1 | Lighting Controls | [27 empty] | Dimmers | [242 empty] | <a href="https://www.lutron.com/TechnicalDocumentLibrary/0301882.pdf" target="_blank">Installation Instructions</a> | [23 empty] | 2.000 DW |  |  | 2.3000 IN | [89 empty] | 1.000 EA | 1.000 EA | [35 empty] | No | [42 empty] | https://assets.lutron.com/a/documents/DivaSatinColors.pdf | [7 empty] | Shelf Stock | [39 empty] | 39122206 | [6 empty] | <a href="https://lutron.widen.net/content/stbdslloil/MP4/LED+-Dimmer-with-Wire-Leads-Installation_English.MP4?w=2048" target="_blank">Product Video Clip</a> | [6 empty] | <a href="https://www.lutron.com/TechnicalDocumentLibrary/369-119_Wallbox_Warranty.pdf" target="_blank">Warranty Information</a> |  |  |  |  | 0.260 L | [14 empty] | 0 | 0 | 0 | 0 | Lighting Fixtures | 2021-12-01 05:50 | 2024-07-20 11:38 | 0000-00-00 00:00:00 | 2024-07-20 11:38 | 0000-00-00 00:00:00
1 | Lutron Electronics | DVSCSTV-EP | 4460-10910 | 4460 | 10910 | Lutron Electronics | DVSCSTV-EP.jpg | 784276291125 | DIVA DV 8A EP | Diva Dimmer - Satin Finish, Fluorescent or LED Dimming with 0-10V Ballasts and Drivers, Single-pole/3-way, 120-277V/50mA/8A in espresso |  | 2.3 | 4.5 |  | DVSCSTV-EP.jpg | http://grandbrass.xologic.com/vendors/4460/large/DVSCSTV-EP.jpg | [47 empty] | 0 | 0 | 0 | [6 empty] | 0 | 1 | 1 | EA | 1 | Lighting Controls | [27 empty] | Dimmers | [242 empty] | <a href="https://www.lutron.com/TechnicalDocumentLibrary/0301973.pdf" target="_blank">Installation Instructions</a> | [23 empty] | 2.000 DW |  |  | 2.3000 IN | [89 empty] | 1.000 EA | 1.000 EA | [35 empty] | No | [42 empty] | https://www.lutron.com/TechnicalDocumentLibrary/369147.pdf | [7 empty] | Shelf Stock | [39 empty] | 39122206 | [13 empty] | <a href="https://www.lutron.com/TechnicalDocumentLibrary/369-119_Wallbox_Warranty.pdf" target="_blank">Warranty Information</a> |  |  |  |  | 0.260 L | [14 empty] | 0 | 0 | 0 | 0 | Lighting Fixtures | 2021-12-01 05:50 | 2024-07-20 11:39 | 0000-00-00 00:00:00 | 2024-07-20 11:39 | 0000-00-00 00:00:00
1 | Lutron Electronics | DVSCELV-300P-LG | 4460-10911 | 4460 | 10911 | Lutron Electronics | DVSCELV-300P-LG.jpg | 784276291354 | DIVA 300W DIM LG | Diva Dimmer - Satin Finish, Electronic Low-Voltage, Single-pole, 120V/300W in lunar gray |  | 2.3 | 4.5 |  | DVSCELV-300P-LG.jpg | http://grandbrass.xologic.com/vendors/4460/large/DVSCELV-300P-LG.jpg | [47 empty] | 0 | 0 | 0 | [6 empty] | 0 | 1 | 1 | EA | 1 | Lighting Controls | [27 empty] | Dimmers | [242 empty] | <a href="https://www.lutron.com/TechnicalDocumentLibrary/0301295.pdf" target="_blank">Installation Instructions</a> | [23 empty] | 2.000 DW |  |  | 2.3000 IN | [89 empty] | 1.000 EA | 1.000 EA | [35 empty] | No | [42 empty] | https://assets.lutron.com/a/documents/DivaSatinColors.pdf | [7 empty] | Shelf Stock | [39 empty] | 39122206 | [13 empty] | <a href="https://www.lutron.com/TechnicalDocumentLibrary/369-119_Wallbox_Warranty.pdf" target="_blank">Warranty Information</a> |  |  |  |  | 0.250 L | [14 empty] | 0 | 0 | 0 | 0 | Lighting Fixtures | 2021-12-01 05:50 | 2024-07-20 11:30 | 0000-00-00 00:00:00 | 2024-07-20 11:30 | 0000-00-00 00:00:00
1 | Lutron Electronics | DVSCF-103P-PB | 4460-10912 | 4460 | 10912 | Lutron Electronics | DVSCF-103P-PB.jpg | 784276291699 | DIVA 8A FLO DIM PB | Diva Dimmer - Satin Finish, Fluorescent or LED Dimming with 3-Wire Ballasts and Drivers, 3-way/single-pole, 120V/8A in pebble |  | 2.3 | 4.5 |  | DVSCF-103P-PB.jpg | http://grandbrass.xologic.com/vendors/4460/large/DVSCF-103P-PB.jpg | [47 empty] | 0 | 0 | 0 | [6 empty] | 0 | 1 | 1 | EA | 1 | Lighting Controls | [27 empty] | Dimmers | [242 empty] | <a href="https://www.lutron.com/TechnicalDocumentLibrary/03115901D.pdf" target="_blank">Installation Instructions</a> | [23 empty] | 2.000 DW |  |  | 2.3000 IN | [89 empty] | 1.000 EA | 1.000 EA | [35 empty] | No | [42 empty] | https://assets.lutron.com/a/documents/DivaSatinColors.pdf | [7 empty] | Shelf Stock | [39 empty] | 39122206 | [13 empty] | <a href="https://www.lutron.com/TechnicalDocumentLibrary/369-119_Wallbox_Warranty.pdf" target="_blank">Warranty Information</a> |  |  |  |  | 0.320 L | [14 empty] | 0 | 0 | 0 | 0 | Lighting Fixtures | 2021-12-01 05:50 | 2024-07-20 11:31 | 0000-00-00 00:00:00 | 2024-07-20 11:31 | 0000-00-00 00:00:00
1 | Lutron Electronics | DVSCF-103P-SL | 4460-10913 | 4460 | 10913 | Lutron Electronics | DVSCF-103P-SL.jpg | 784276291712 | DIVA 8A FLO DIM SL | Diva Dimmer - Satin Finish, Fluorescent or LED Dimming with 3-Wire Ballasts and Drivers, 3-way/single-pole, 120V/8A in slate |  | 2.3 | 4.5 |  | DVSCF-103P-SL.jpg | http://grandbrass.xologic.com/vendors/4460/large/DVSCF-103P-SL.jpg | [47 empty] | 0 | 0 | 0 | [6 empty] | 0 | 1 | 1 | EA | 1 | Lighting Controls | [27 empty] | Dimmers | [242 empty] | <a href="https://www.lutron.com/TechnicalDocumentLibrary/03115901D.pdf" target="_blank">Installation Instructions</a> | [23 empty] | 2.000 DW |  |  | 2.3000 IN | [89 empty] | 1.000 EA | 1.000 EA | [35 empty] | No | [42 empty] | https://assets.lutron.com/a/documents/DivaSatinColors.pdf | [7 empty] | Shelf Stock | [39 empty] | 39122206 | [13 empty] | <a href="https://www.lutron.com/TechnicalDocumentLibrary/369-119_Wallbox_Warranty.pdf" target="_blank">Warranty Information</a> |  |  |  |  | 0.320 L | [14 empty] | 0 | 0 | 0 | 0 | Lighting Fixtures | 2021-12-01 05:50 | 2024-07-20 11:31 | 0000-00-00 00:00:00 | 2024-07-20 11:31 | 0000-00-00 00:00:00
1 | Lutron Electronics | DVSCF-103P-EP | 4460-10914 | 4460 | 10914 | Lutron Electronics | DVSCF-103P-EP.jpg | 784276291767 | DIVA 8A FLO DIM EP | Diva Dimmer - Satin Finish, Fluorescent or LED Dimming with 3-Wire Ballasts and Drivers, 3-way/single-pole, 120V/8A in espresso |  | 2.3 | 4.5 |  | DVSCF-103P-EP.jpg | http://grandbrass.xologic.com/vendors/4460/large/DVSCF-103P-EP.jpg | [47 empty] | 0 | 0 | 0 | [6 empty] | 0 | 1 | 1 | EA | 1 | Lighting Controls | [27 empty] | Dimmers | [242 empty] | <a href="https://www.lutron.com/TechnicalDocumentLibrary/03115901D.pdf" target="_blank">Installation Instructions</a> | [23 empty] | 2.000 DW |  |  | 2.3000 IN | [89 empty] | 1.000 EA | 1.000 EA | [35 empty] | No | [42 empty] | https://assets.lutron.com/a/documents/DivaSatinColors.pdf | [7 empty] | Shelf Stock | [39 empty] | 39122206 | [13 empty] | <a href="https://www.lutron.com/TechnicalDocumentLibrary/369-119_Wallbox_Warranty.pdf" target="_blank">Warranty Information</a> |  |  |  |  | 0.320 L | [14 empty] | 0 | 0 | 0 | 0 | Lighting Fixtures | 2021-12-01 05:50 | 2024-07-20 11:37 | 0000-00-00 00:00:00 | 2024-07-20 11:37 | 0000-00-00 00:00:00
1 | Lutron Electronics | DVSCF-103P-DE | 4460-10915 | 4460 | 10915 | Lutron Electronics | DVSCF-103P-DE.jpg | 784276291781 | DIVA 8A FLO DIM DE | Diva Dimmer - Satin Finish, Fluorescent or LED Dimming with 3-Wire Ballasts and Drivers, 3-way/single-pole, 120V/8A in deep sea |  | 2.3 | 4.5 |  | DVSCF-103P-DE.jpg | http://grandbrass.xologic.com/vendors/4460/large/DVSCF-103P-DE.jpg | [47 empty] | 0 | 0 | 0 | [6 empty] | 0 | 1 | 1 | EA | 1 | Lighting Controls | [27 empty] | Dimmers | [242 empty] | <a href="https://www.lutron.com/TechnicalDocumentLibrary/03115901D.pdf" target="_blank">Installation Instructions</a> | [23 empty] | 2.000 DW |  |  | 2.3000 IN | [89 empty] | 1.000 EA | 1.000 EA | [35 empty] | No | [42 empty] | https://assets.lutron.com/a/documents/DivaSatinColors.pdf | [7 empty] | Shelf Stock | [39 empty] | 39122206 | [13 empty] | <a href="https://www.lutron.com/TechnicalDocumentLibrary/369-119_Wallbox_Warranty.pdf" target="_blank">Warranty Information</a> |  |  |  |  | 0.320 L | [14 empty] | 0 | 0 | 0 | 0 | Lighting Fixtures | 2021-12-01 05:50 | 2024-07-20 11:31 | 0000-00-00 00:00:00 | 2024-07-20 11:31 | 0000-00-00 00:00:00
1 | Lutron Electronics | DVSCLV-10P-BW | 4460-10916 | 4460 | 10916 | Lutron Electronics | DVSCLV-10P-BW.jpg | 784276292122 | DIVA 800W 1P DIM BW | Diva Dimmer - Satin Finish, Magnetic Low-Voltage, Single-pole, 120V/1000VA (800W) in brilliant white |  |  |  |  | DVSCLV-10P-BW.jpg | http://grandbrass.xologic.com/vendors/4460/large/DVSCLV-10P-BW.jpg | [47 empty] | 0 | 0 | 0 | [6 empty] | 0 | 1 | 1 | EA | 1 | Lighting Controls | [27 empty] | Dimmers | [242 empty] | <a href="https://www.lutron.com/TechnicalDocumentLibrary/030448c.pdf" target="_blank">Installation Instructions</a> | [23 empty] | 2.000 DW | [92 empty] | 1.000 EA | 1.000 EA | [35 empty] | No | [42 empty] | https://assets.lutron.com/a/documents/DivaSatinColors.pdf | [7 empty] | Shelf Stock | [39 empty] | 39122206 | [13 empty] | <a href="https://www.lutron.com/TechnicalDocumentLibrary/369-119_Wallbox_Warranty.pdf" target="_blank">Warranty Information</a> | [19 empty] | 0 | 0 | 0 | 0 | Lighting Fixtures | 2021-12-01 05:50 | 2024-07-20 11:38 | 0000-00-00 00:00:00 | 2024-07-20 11:38 | 0000-00-00 00:00:00
1 | Lutron Electronics | DVSCLV-603P-SL | 4460-10917 | 4460 | 10917 | Lutron Electronics | DVSCLV-603P-SL.jpg | 784276292351 | DIVA 450W 3WAY SL | Diva Dimmer - Satin Finish, Magnetic Low-Voltage, 3-way, 120V/600VA (450W) in slate |  | 2.3 | 4.5 |  | DVSCLV-603P-SL.jpg | http://grandbrass.xologic.com/vendors/4460/large/DVSCLV-603P-SL.jpg | [47 empty] | 0 | 0 | 0 | [6 empty] | 0 | 1 | 1 | EA | 1 | Lighting Controls | [27 empty] | Dimmers | [242 empty] | <a href="https://www.lutron.com/TechnicalDocumentLibrary/030448c.pdf" target="_blank">Installation Instructions</a> | [23 empty] | 2.000 DW |  |  | 2.3000 IN | [89 empty] | 1.000 EA | 1.000 EA | [35 empty] | No | [42 empty] | https://assets.lutron.com/a/documents/DivaSatinColors.pdf | [7 empty] | Shelf Stock | [39 empty] | 39122206 | [13 empty] | <a href="https://www.lutron.com/TechnicalDocumentLibrary/369-119_Wallbox_Warranty.pdf" target="_blank">Warranty Information</a> |  |  |  |  | 0.250 L | [14 empty] | 0 | 0 | 0 | 0 | Lighting Fixtures | 2021-12-01 05:50 | 2024-07-20 11:34 | 0000-00-00 00:00:00 | 2024-07-20 11:34 | 0000-00-00 00:00:00
1 | Lutron Electronics | RRST-W4B-PM | 4460-10918 | 4460 | 10918 | Lutron Electronics | RRST-W4B-PM.jpg | 784276294232 | RA3 4B SUNNATA KEY PM | Lutron RadioRA 3 Sunnata RF 4-Button Keypad - Pumice |  | 2.25 | 4.5 |  | RRST-W4B-PM.jpg | http://grandbrass.xologic.com/vendors/4460/large/RRST-W4B-PM.jpg | [47 empty] | 0 | 0 | 0 | [6 empty] | 0 | 1 | 1 | EA | 1 | Lighting Controls | [27 empty] | Other Lighting Controls | [242 empty] | <a href="https://assets.lutron.com/a/documents/044373.pdf" target="_blank">Installation Instructions</a> | [23 empty] | 5.000 DW |  |  | 2.2500 IN | [89 empty] | 1.000 EA | 1.000 EA | [35 empty] | No | [42 empty] | https://assets.lutron.com/a/documents/3691168_ENG.pdf | [7 empty] | Shelf Stock | [39 empty] | 52161525 | [6 empty] | <a href="https://lutron.widen.net/content/4y4cm6o0wa/mp4/RadioRA-3-Processor-Video.mp4?w=2048" target="_blank">Product Video Clip</a> | [6 empty] | <a href="https://assets.lutron.com/a/documents/043561.pdf" target="_blank">Warranty Information</a> |  |  |  |  | 0.270 L | [14 empty] | 0 | 0 | 0 | 0 | Lighting Fixtures | 2021-12-01 05:50 | 2024-07-20 11:36 | 0000-00-00 00:00:00 | 2024-07-20 11:36 | 0000-00-00 00:00:00
1 | Lutron Electronics | RRST-W4B-SA | 4460-10919 | 4460 | 10919 | Lutron Electronics | RRST-W4B-SA.jpg | 784276294270 | RA3 4B SUNNATA KEY SA | Lutron RadioRA 3 Sunnata RF 4-Button Keypad - Sage |  | 2.25 | 4.5 |  | RRST-W4B-SA.jpg | http://grandbrass.xologic.com/vendors/4460/large/RRST-W4B-SA.jpg | [47 empty] | 0 | 0 | 0 | [6 empty] | 0 | 1 | 1 | EA | 1 | Lighting Controls | [27 empty] | Other Lighting Controls | [242 empty] | <a href="https://assets.lutron.com/a/documents/044373.pdf" target="_blank">Installation Instructions</a> | [23 empty] | 5.000 DW |  |  | 2.2500 IN | [89 empty] | 1.000 EA | 1.000 EA | [35 empty] | No | [42 empty] | https://assets.lutron.com/a/documents/3691168_ENG.pdf | [7 empty] | Shelf Stock | [39 empty] | 52161525 | [6 empty] | <a href="https://lutron.widen.net/content/4y4cm6o0wa/mp4/RadioRA-3-Processor-Video.mp4?w=2048" target="_blank">Product Video Clip</a> | [6 empty] | <a href="https://assets.lutron.com/a/documents/043561.pdf" target="_blank">Warranty Information</a> |  |  |  |  | 0.270 L | [14 empty] | 0 | 0 | 0 | 0 | Lighting Fixtures | 2021-12-01 05:50 | 2024-07-20 11:38 | 0000-00-00 00:00:00 | 2024-07-20 11:38 | 0000-00-00 00:00:00
1 | Lutron Electronics | RRST-W4B-SR | 4460-10920 | 4460 | 10920 | Lutron Electronics | RRST-W4B-SR.jpg | 784276294379 | RA3 4B SUNNATA KEY SR | Lutron RadioRA 3 Sunnata RF 4-Button Keypad - Signal Red |  | 2.25 | 4.5 |  | RRST-W4B-SR.jpg | http://grandbrass.xologic.com/vendors/4460/large/RRST-W4B-SR.jpg | [47 empty] | 0 | 0 | 0 | [6 empty] | 0 | 1 | 1 | EA | 1 | Lighting Controls | [27 empty] | Other Lighting Controls | [242 empty] | <a href="https://assets.lutron.com/a/documents/044373.pdf" target="_blank">Installation Instructions</a> | [23 empty] | 5.000 DW |  |  | 2.2500 IN | [89 empty] | 1.000 EA | 1.000 EA | [35 empty] | No | [42 empty] | https://assets.lutron.com/a/documents/3691168_ENG.pdf | [7 empty] | Shelf Stock | [39 empty] | 52161525 | [6 empty] | <a href="https://lutron.widen.net/content/4y4cm6o0wa/mp4/RadioRA-3-Processor-Video.mp4?w=2048" target="_blank">Product Video Clip</a> | [6 empty] | <a href="https://assets.lutron.com/a/documents/043561.pdf" target="_blank">Warranty Information</a> |  |  |  |  | 0.270 L | [14 empty] | 0 | 0 | 0 | 0 | Lighting Fixtures | 2021-12-01 05:50 | 2024-07-20 11:37 | 0000-00-00 00:00:00 | 2024-07-20 11:37 | 0000-00-00 00:00:00
1 | Lutron Electronics | RRST-W3RL-GL | 4460-10921 | 4460 | 10921 | Lutron Electronics | RRST-W3RL-GL.jpg | 784276294409 | RA3 3RL SUNNATA KEY GL | Lutron RadioRA 3 Sunnata RF 3-Button Keypad with Raise/Lower - Glacier White |  | 2.25 | 4.5 |  | RRST-W3RL-GL.jpg | http://grandbrass.xologic.com/vendors/4460/large/RRST-W3RL-GL.jpg | [47 empty] | 0 | 0 | 0 | [6 empty] | 0 | 1 | 1 | EA | 1 | Lighting Controls | [27 empty] | Other Lighting Controls | [242 empty] | <a href="https://assets.lutron.com/a/documents/044373.pdf" target="_blank">Installation Instructions</a> | [23 empty] | 5.000 DW |  |  | 2.2500 IN | [89 empty] | 1.000 EA | 1.000 EA | [35 empty] | No | [42 empty] | https://assets.lutron.com/a/documents/3691168_ENG.pdf | [7 empty] | Shelf Stock | [39 empty] | 52161525 | [6 empty] | <a href="https://lutron.widen.net/content/4y4cm6o0wa/mp4/RadioRA-3-Processor-Video.mp4?w=2048" target="_blank">Product Video Clip</a> | [6 empty] | <a href="https://assets.lutron.com/a/documents/043561.pdf" target="_blank">Warranty Information</a> |  |  |  |  | 0.270 L | [14 empty] | 0 | 0 | 0 | 0 | Lighting Fixtures | 2021-12-01 05:50 | 2024-07-20 11:38 | 0000-00-00 00:00:00 | 2024-07-20 11:38 | 0000-00-00 00:00:00
1 | Lutron Electronics | RRST-W2B-SA | 4460-10922 | 4460 | 10922 | Lutron Electronics | RRST-W2B-SA.jpg | 784276294928 | RA3 2B SUNNATA KEY SA | Lutron RadioRA 3 Sunnata RF 2-Button Keypad - Sage |  | 2.25 | 4.5 |  | RRST-W2B-SA.jpg | http://grandbrass.xologic.com/vendors/4460/large/RRST-W2B-SA.jpg | [47 empty] | 0 | 0 | 0 | [6 empty] | 0 | 1 | 1 | EA | 1 | Lighting Controls | [27 empty] | Other Lighting Controls | [242 empty] | <a href="https://assets.lutron.com/a/documents/044373.pdf" target="_blank">Installation Instructions</a> | [23 empty] | 5.000 DW |  |  | 2.2500 IN | [89 empty] | 1.000 EA | 1.000 EA | [35 empty] | No | [42 empty] | https://assets.lutron.com/a/documents/3691168_ENG.pdf | [7 empty] | Shelf Stock | [39 empty] | 52161525 | [6 empty] | <a href="https://lutron.widen.net/content/4y4cm6o0wa/mp4/RadioRA-3-Processor-Video.mp4?w=2048" target="_blank">Product Video Clip</a> | [6 empty] | <a href="https://assets.lutron.com/a/documents/043561.pdf" target="_blank">Warranty Information</a> |  |  |  |  | 0.270 L | [14 empty] | 0 | 0 | 0 | 0 | Lighting Fixtures | 2021-12-01 05:50 | 2024-07-20 11:39 | 0000-00-00 00:00:00 | 2024-07-20 11:39 | 0000-00-00 00:00:00
4 | Lutron Electronics | L-SMNT-WH | 4460-10923 | 4460 | 10923 | Lutron Electronics | L-SMNT-WH.jpg | 784276297127 | SHELF MNT ADAPT | Lutron Shelf-Mount Adapter for RadioRA 3 All-in-One Processor |  | 6.25 | 5.25 |  | L-SMNT-WH.jpg | http://grandbrass.xologic.com/vendors/4460/large/L-SMNT-WH.jpg | [47 empty] | 0 | 0 | 0 | [6 empty] | 0 | 1 | 1 | EA | 1 | Specialty Items |  |  | Control And Automation |  | Programmable Control |  | Programmable Logic Controller Accessories | [20 empty] | Other Specialty Items | [242 empty] | <a href="https://assets.lutron.com/a/documents/044377.pdf" target="_blank">Installation Instructions</a> | [23 empty] | 2.000 DW |  |  | 7.5000 IN | [89 empty] | 1.000 EA | 1.000 EA | [35 empty] | No | [42 empty] | https://assets.lutron.com/a/documents/3691221_ENG.pdf | [7 empty] | Shelf Stock | [39 empty] | 32151703 | [6 empty] | <a href="https://lutron.widen.net/content/4y4cm6o0wa/mp4/RadioRA-3-Processor-Video.mp4?w=2048" target="_blank">Product Video Clip</a> | [6 empty] | <a href="https://assets.lutron.com/a/documents/043561.pdf" target="_blank">Warranty Information</a> |  |  |  |  | 0.700 L | [14 empty] | 0 | 0 | 0 | 0 | Electrical | 2021-12-01 05:50 | 2024-07-20 11:39 | 0000-00-00 00:00:00 | 2025-11-29 02:00 | 0000-00-00 00:00:00 | [6 empty] | White
4 | Lutron Electronics | SCR-20-SA | 4460-10924 | 4460 | 10924 | Lutron Electronics | Ecom_SCR-20-CY_NoWallPlate.jpeg | 784276809368 | SATIN 20A REC SA | Lutron Claro 20 Amp Duplex Outlet, Sage |  | 2.3 | 4.5 |  | Ecom_SCR-20-CY_NoWallPlate.jpeg | http://grandbrass.xologic.com/vendors/4460/large/Ecom_SCR-20-CY_NoWallPlate.jpeg | [47 empty] | 0 | 0 | 0 | [6 empty] | 0 | 1 | 1 | EA | 1 | Lighting Controls |  |  | Electrical Distribution Equipment |  | Receptacles |  | Electrical Receptacles | [20 empty] | Other Lighting Controls | [242 empty] | <a href="https://assets.lutron.com/a/documents/0301636.pdf" target="_blank">Installation Instructions</a> | [23 empty] | 2.000 DW |  |  | 2.3000 IN | [89 empty] | 1.000 EA | 1.000 EA | [35 empty] | No | [42 empty] | https://assets.lutron.com/a/documents/maestrosatincolors.pdf | [7 empty] | Shelf Stock | [39 empty] | 39121406 | [13 empty] | <a href="https://www.lutron.com/TechnicalDocumentLibrary/369-119_Wallbox_Warranty.pdf" target="_blank">Warranty Information</a> |  |  |  |  | 0.250 L | [14 empty] | 0 | 0 | 0 | 0 | Electrical | 2021-12-01 05:50 | 2024-07-20 11:30 | 0000-00-00 00:00:00 | 2025-11-29 02:00 | 0000-00-00 00:00:00
4 | Lutron Electronics | SCR-15-GFST-PM | 4460-10925 | 4460 | 10925 | Lutron Electronics | Ecom_SCR-15-GFST-PM_nowallplate.jpeg | 784276809702 | SATIN 15A GFCI REC PM | Lutron Claro Tamper-Resistant GFCI Duplex Receptacle, 15-Amp, Pumice |  | 2.25 | 4.5 |  | Ecom_SCR-15-GFST-PM_nowallplate.jpeg | http://grandbrass.xologic.com/vendors/4460/large/Ecom_SCR-15-GFST-PM_nowallplate.jpeg | [47 empty] | 0 | 0 | 0 | [6 empty] | 0 | 1 | 1 | EA | 1 | Lighting Controls |  |  | Electrical Distribution Equipment |  | Receptacles |  | Electrical Receptacles | [20 empty] | Other Lighting Controls | [242 empty] | <a href="https://assets.lutron.com/a/documents/0301801.pdf" target="_blank">Installation Instructions</a> | [23 empty] | 2.000 DW |  |  | 2.2500 IN | [89 empty] | 1.000 EA | 1.000 EA | [35 empty] | No | [42 empty] | https://assets.lutron.com/a/documents/369964.pdf | [7 empty] | Shelf Stock | [39 empty] | 39121406 | [13 empty] | <a href="https://www.lutron.com/TechnicalDocumentLibrary/369-119_Wallbox_Warranty.pdf" target="_blank">Warranty Information</a> |  |  |  |  | 0.340 L | [14 empty] | 0 | 0 | 0 | 0 | Electrical | 2021-12-01 05:50 | 2024-07-20 11:33 | 0000-00-00 00:00:00 | 2025-11-29 02:00 | 0000-00-00 00:00:00
4 | Lutron Electronics | SCR-15-GFST-SA | 4460-10926 | 4460 | 10926 | Lutron Electronics | Ecom_SCR-15-GFST-SA_nowallplate.jpeg | 784276809726 | SATIN 15A GFCI REC SA | Lutron Claro Tamper-Resistant GFCI Duplex Receptacle, 15-Amp, Sage |  | 2.4 | 4.6 |  | Ecom_SCR-15-GFST-SA_nowallplate.jpeg | http://grandbrass.xologic.com/vendors/4460/large/Ecom_SCR-15-GFST-SA_nowallplate.jpeg | [47 empty] | 0 | 0 | 0 | [6 empty] | 0 | 1 | 1 | EA | 1 | Lighting Controls |  |  | Electrical Distribution Equipment |  | Receptacles |  | Electrical Receptacles | [20 empty] | Other Lighting Controls | [242 empty] | <a href="https://assets.lutron.com/a/documents/0301801.pdf" target="_blank">Installation Instructions</a> | [23 empty] | 2.000 DW |  |  | 2.4000 IN | [89 empty] | 1.000 EA | 1.000 EA | [35 empty] | No | [42 empty] | https://assets.lutron.com/a/documents/369964.pdf | [7 empty] | Shelf Stock | [39 empty] | 39121406 | [13 empty] | <a href="https://www.lutron.com/TechnicalDocumentLibrary/369-119_Wallbox_Warranty.pdf" target="_blank">Warranty Information</a> |  |  |  |  | 0.340 L | [14 empty] | 0 | 0 | 0 | 0 | Electrical | 2021-12-01 05:50 | 2024-07-20 11:30 | 0000-00-00 00:00:00 | 2025-11-29 02:00 | 0000-00-00 00:00:00
4 | Lutron Electronics | SCR-20-GFST-CS | 4460-10927 | 4460 | 10927 | Lutron Electronics | Ecom_SCR-20-GFST-CS_nowallplate.jpeg | 784276809795 | SATIN 20A GFCI REC CS | Lutron Claro Tamper-Resistant GFCI Duplex Receptacle, 20-Amp, Cobblestone |  | 2.3 | 4.5 |  | Ecom_SCR-20-GFST-CS_nowallplate.jpeg | http://grandbrass.xologic.com/vendors/4460/large/Ecom_SCR-20-GFST-CS_nowallplate.jpeg | [47 empty] | 0 | 0 | 0 | [6 empty] | 0 | 1 | 1 | EA | 1 | Lighting Controls |  |  | Electrical Distribution Equipment |  | Receptacles |  | Electrical Receptacles | [20 empty] | Other Lighting Controls | [242 empty] | <a href="https://assets.lutron.com/a/documents/0301801.pdf" target="_blank">Installation Instructions</a> | [23 empty] | 2.000 DW |  |  | 2.3000 IN | [89 empty] | 1.000 EA | 1.000 EA | [35 empty] | No | [42 empty] | https://assets.lutron.com/a/documents/369964.pdf | [7 empty] | Shelf Stock | [39 empty] | 39121406 | [13 empty] | <a href="https://www.lutron.com/TechnicalDocumentLibrary/369-119_Wallbox_Warranty.pdf" target="_blank">Warranty Information</a> |  |  |  |  | 0.340 L | [14 empty] | 0 | 0 | 0 | 0 | Electrical | 2021-12-01 05:50 | 2024-07-20 11:36 | 0000-00-00 00:00:00 | 2025-11-29 02:00 | 0000-00-00 00:00:00
4 | Lutron Electronics | SCR-20-MI | 4460-10928 | 4460 | 10928 | Lutron Electronics | Ecom_SCR-20-MI_NoWallPlate.jpeg | 784276810067 | SATIN 20A REC MI | Lutron Claro 20 Amp Duplex Outlet, Mist |  | 2.3 | 4.5 |  | Ecom_SCR-20-MI_NoWallPlate.jpeg | http://grandbrass.xologic.com/vendors/4460/large/Ecom_SCR-20-MI_NoWallPlate.jpeg | [47 empty] | 0 | 0 | 0 | [6 empty] | 0 | 1 | 1 | EA | 1 | Lighting Controls |  |  | Electrical Distribution Equipment |  | Receptacles |  | Electrical Receptacles | [20 empty] | Other Lighting Controls | [242 empty] | <a href="https://assets.lutron.com/a/documents/0301636.pdf" target="_blank">Installation Instructions</a> | [23 empty] | 2.000 DW |  |  | 2.3000 IN | [89 empty] | 1.000 EA | 1.000 EA | [35 empty] | No | [42 empty] | https://assets.lutron.com/a/documents/maestrosatincolors.pdf | [7 empty] | Shelf Stock | [39 empty] | 39121406 | [13 empty] | <a href="https://www.lutron.com/TechnicalDocumentLibrary/369-119_Wallbox_Warranty.pdf" target="_blank">Warranty Information</a> |  |  |  |  | 0.250 L | [14 empty] | 0 | 0 | 0 | 0 | Electrical | 2021-12-01 05:50 | 2024-07-20 11:33 | 0000-00-00 00:00:00 | 2025-11-29 02:00 | 0000-00-00 00:00:00
4 | Lutron Electronics | SCRS-20-TR-LG | 4460-10929 | 4460 | 10929 | Lutron Electronics | Ecom_SCRS-20-TR-LG_NoWallPlate.jpeg | 784276810135 | SATIN 20A TR REC LG | Lutron Claro Tamper-Resistant Duplex Receptacle, 20 Amp, Lunar Gray |  | 2.4 | 4.7 |  | Ecom_SCRS-20-TR-LG_NoWallPlate.jpeg | http://grandbrass.xologic.com/vendors/4460/large/Ecom_SCRS-20-TR-LG_NoWallPlate.jpeg | [47 empty] | 0 | 0 | 0 | [6 empty] | 0 | 1 | 1 | EA | 1 | Lighting Controls |  |  | Electrical Distribution Equipment |  | Receptacles |  | Electrical Receptacles | [20 empty] | Other Lighting Controls | [242 empty] | <a href="https://assets.lutron.com/a/documents/0301636.pdf" target="_blank">Installation Instructions</a> | [23 empty] | 2.000 DW |  |  | 2.4000 IN | [89 empty] | 1.000 EA | 1.000 EA | [35 empty] | No | [42 empty] | https://assets.lutron.com/a/documents/maestrosatincolors.pdf | [7 empty] | Shelf Stock | [39 empty] | 39121406 | [13 empty] | <a href="https://www.lutron.com/TechnicalDocumentLibrary/369-119_Wallbox_Warranty.pdf" target="_blank">Warranty Information</a> |  |  |  |  | 0.400 L | [14 empty] | 0 | 0 | 0 | 0 | Electrical | 2021-12-01 05:50 | 2024-07-20 11:30 | 0000-00-00 00:00:00 | 2025-11-29 02:00 | 0000-00-00 00:00:00
1 | Lutron Electronics | WQSPS-DH-1-75 | 4460-10930 | 4460 | 10930 | Lutron Electronics | WQSPS-DH-1-75.jpg | 784276293846 | 75W QS POWER SUPPLY | TAA compliant QS link power supply provides up to 75 Power Draw Units (PDUs) on a QS link. It powers additional compatible accessories and devices, allowing them to be added to a QS system. |  | 4 | 2.75 |  | WQSPS-DH-1-75.jpg | http://grandbrass.xologic.com/vendors/4460/large/WQSPS-DH-1-75.jpg | [47 empty] | 0 | 0 | 0 | [6 empty] | 0 | 1 | 1 | EA | 1 | Lighting Controls | [27 empty] | Other Lighting Controls | [242 empty] | <a href="https://assets.lutron.com/a/documents/037260_ENG_WEB.pdf" target="_blank">Installation Instructions</a> | [23 empty] | 2.000 DW |  |  | 5.2500 IN | [89 empty] | 1.000 EA | 1.000 EA | [35 empty] | No | [42 empty] | https://www.lutron.com/TechnicalDocumentLibrary/369885_ENG_WEB.pdf | [7 empty] | Shelf Stock | [39 empty] | 39122236 | [13 empty] | <a href="https://assets.lutron.com/a/documents/043561.pdf" target="_blank">Warranty Information</a> |  |  |  |  | 0.790 L | [14 empty] | 0 | 0 | 0 | 0 | Lighting Fixtures | 2021-12-01 05:50 | 2024-07-20 11:39 | 0000-00-00 00:00:00 | 2024-07-20 11:39 | 0000-00-00 00:00:00
1 | Lutron Electronics | DVSCELV-303P-DE | 4460-10931 | 4460 | 10931 | Lutron Electronics | DVSCELV-303P-DE.jpg | 784276291620 | DIVA 300W 3WAY DIM DE | Diva Dimmer - Satin Finish, Electronic Low-Voltage, 3-way, 120V/300W in deep sea |  | 2.3 | 4.5 |  | DVSCELV-303P-DE.jpg | http://grandbrass.xologic.com/vendors/4460/large/DVSCELV-303P-DE.jpg | [47 empty] | 0 | 0 | 0 | [6 empty] | 0 | 1 | 1 | EA | 1 | Lighting Controls | [27 empty] | Dimmers | [242 empty] | <a href="https://www.lutron.com/TechnicalDocumentLibrary/0301295.pdf" target="_blank">Installation Instructions</a> | [23 empty] | 2.000 DW |  |  | 2.3000 IN | [89 empty] | 1.000 EA | 1.000 EA | [35 empty] | No | [42 empty] | https://assets.lutron.com/a/documents/DivaSatinColors.pdf | [7 empty] | Shelf Stock | [39 empty] | 39122206 | [13 empty] | <a href="https://www.lutron.com/TechnicalDocumentLibrary/369-119_Wallbox_Warranty.pdf" target="_blank">Warranty Information</a> |  |  |  |  | 0.250 L | [14 empty] | 0 | 0 | 0 | 0 | Lighting Fixtures | 2021-12-01 05:50 | 2024-07-20 11:31 | 0000-00-00 00:00:00 | 2024-07-20 11:31 | 0000-00-00 00:00:00
1 | Lutron Electronics | DVSCF-103P-277SL | 4460-10932 | 4460 | 10932 | Lutron Electronics | DVSCF-103P-277SL.jpg | 784276291873 | DIVA 277V DIM SL | Diva Dimmer - Satin Finish, Fluorescent or LED Dimming with 3-Wire Ballasts and Drivers, 3-way/single-pole, 277V/6A in slate |  | 2.3 | 4.5 |  | DVSCF-103P-277SL.jpg | http://grandbrass.xologic.com/vendors/4460/large/DVSCF-103P-277SL.jpg | [47 empty] | 0 | 0 | 0 | [6 empty] | 0 | 1 | 1 | EA | 1 | Lighting Controls | [27 empty] | Dimmers | [242 empty] | <a href="https://www.lutron.com/TechnicalDocumentLibrary/03115901D.pdf" target="_blank">Installation Instructions</a> | [23 empty] | 2.000 DW |  |  | 2.3000 IN | [89 empty] | 1.000 EA | 1.000 EA | [35 empty] | No | [42 empty] | https://assets.lutron.com/a/documents/DivaSatinColors.pdf | [7 empty] | Shelf Stock | [39 empty] | 39122206 | [13 empty] | <a href="https://www.lutron.com/TechnicalDocumentLibrary/369-119_Wallbox_Warranty.pdf" target="_blank">Warranty Information</a> |  |  |  |  | 0.320 L | [14 empty] | 0 | 0 | 0 | 0 | Lighting Fixtures | 2021-12-01 05:50 | 2024-07-20 11:32 | 0000-00-00 00:00:00 | 2024-07-20 11:32 | 0000-00-00 00:00:00
1 | Lutron Electronics | DVSCLV-600P-MI | 4460-10933 | 4460 | 10933 | Lutron Electronics | DVSCLV-600P-MI.jpg | 784276291965 | DIVA 450W 1P MI | Diva Dimmer - Satin Finish, Magnetic Low-Voltage, Single-pole, 120V/600VA (450W) in mist |  | 2.3 | 4.5 |  | DVSCLV-600P-MI.jpg | http://grandbrass.xologic.com/vendors/4460/large/DVSCLV-600P-MI.jpg | [47 empty] | 0 | 0 | 0 | [6 empty] | 0 | 1 | 1 | EA | 1 | Lighting Controls | [27 empty] | Dimmers | [242 empty] | <a href="https://www.lutron.com/TechnicalDocumentLibrary/030448c.pdf" target="_blank">Installation Instructions</a> | [23 empty] | 2.000 DW |  |  | 2.3000 IN | [89 empty] | 1.000 EA | 1.000 EA | [35 empty] | No | [42 empty] | https://assets.lutron.com/a/documents/DivaSatinColors.pdf | [7 empty] | Shelf Stock | [39 empty] | 39122206 | [13 empty] | <a href="https://www.lutron.com/TechnicalDocumentLibrary/369-119_Wallbox_Warranty.pdf" target="_blank">Warranty Information</a> |  |  |  |  | 0.300 L | [14 empty] | 0 | 0 | 0 | 0 | Lighting Fixtures | 2021-12-01 05:50 | 2024-07-20 11:32 | 0000-00-00 00:00:00 | 2024-07-20 11:32 | 0000-00-00 00:00:00
1 | Lutron Electronics | DVSCLV-10P-PM | 4460-10934 | 4460 | 10934 | Lutron Electronics | DVSCLV-10P-PM.jpg | 784276292214 | DIVA 800W 1P DIM PM | Diva Dimmer - Satin Finish, Magnetic Low-Voltage, Single-pole, 120V/1000VA (800W) in pumice |  | 2.3 | 4.6 |  | DVSCLV-10P-PM.jpg | http://grandbrass.xologic.com/vendors/4460/large/DVSCLV-10P-PM.jpg | [47 empty] | 0 | 0 | 0 | [6 empty] | 0 | 1 | 1 | EA | 1 | Lighting Controls | [27 empty] | Dimmers | [242 empty] | <a href="https://www.lutron.com/TechnicalDocumentLibrary/030448c.pdf" target="_blank">Installation Instructions</a> | [23 empty] | 2.000 DW |  |  | 2.3000 IN | [89 empty] | 1.000 EA | 1.000 EA | [35 empty] | No | [42 empty] | https://assets.lutron.com/a/documents/DivaSatinColors.pdf | [7 empty] | Shelf Stock | [39 empty] | 39122206 | [13 empty] | <a href="https://www.lutron.com/TechnicalDocumentLibrary/369-119_Wallbox_Warranty.pdf" target="_blank">Warranty Information</a> |  |  |  |  | 0.320 L | [14 empty] | 0 | 0 | 0 | 0 | Lighting Fixtures | 2021-12-01 05:50 | 2024-07-20 11:39 | 0000-00-00 00:00:00 | 2024-07-20 11:39 | 0000-00-00 00:00:00
1 | Lutron Electronics | DVSCLV-10P-DE | 4460-10935 | 4460 | 10935 | Lutron Electronics | DVSCLV-10P-DE.jpg | 784276292269 | DIVA 800W 1P DIM DE | Diva Dimmer - Satin Finish, Magnetic Low-Voltage, Single-pole, 120V/1000VA (800W) in deep sea |  | 2.3 | 4.6 |  | DVSCLV-10P-DE.jpg | http://grandbrass.xologic.com/vendors/4460/large/DVSCLV-10P-DE.jpg | [47 empty] | 0 | 0 | 0 | [6 empty] | 0 | 1 | 1 | EA | 1 | Lighting Controls | [27 empty] | Dimmers | [242 empty] | <a href="https://www.lutron.com/TechnicalDocumentLibrary/030448c.pdf" target="_blank">Installation Instructions</a> | [23 empty] | 2.000 DW |  |  | 2.3000 IN | [89 empty] | 1.000 EA | 1.000 EA | [35 empty] | No | [42 empty] | https://assets.lutron.com/a/documents/DivaSatinColors.pdf | [7 empty] | Shelf Stock | [39 empty] | 39122206 | [13 empty] | <a href="https://www.lutron.com/TechnicalDocumentLibrary/369-119_Wallbox_Warranty.pdf" target="_blank">Warranty Information</a> |  |  |  |  | 0.320 L | [14 empty] | 0 | 0 | 0 | 0 | Lighting Fixtures | 2021-12-01 05:50 | 2024-07-20 11:32 | 0000-00-00 00:00:00 | 2024-07-20 11:32 | 0000-00-00 00:00:00
1 | Lutron Electronics | DVSCLV-103P-SL | 4460-10936 | 4460 | 10936 | Lutron Electronics | DVSCLV-103P-SL.jpg | 784276292511 | DIVA 800W SL | Diva Dimmer - Satin Finish, Magnetic Low-Voltage, 3-way, 120V/1000VA (800W) in slate |  | 2.3 | 4.6 |  | DVSCLV-103P-SL.jpg | http://grandbrass.xologic.com/vendors/4460/large/DVSCLV-103P-SL.jpg | [47 empty] | 0 | 0 | 0 | [6 empty] | 0 | 1 | 1 | EA | 1 | Lighting Controls | [27 empty] | Dimmers | [242 empty] | <a href="https://www.lutron.com/TechnicalDocumentLibrary/030448c.pdf" target="_blank">Installation Instructions</a> | [23 empty] | 2.000 DW |  |  | 2.3000 IN | [89 empty] | 1.000 EA | 1.000 EA | [35 empty] | No | [42 empty] | https://assets.lutron.com/a/documents/DivaSatinColors.pdf | [7 empty] | Shelf Stock | [39 empty] | 39122206 | [13 empty] | <a href="https://www.lutron.com/TechnicalDocumentLibrary/369-119_Wallbox_Warranty.pdf" target="_blank">Warranty Information</a> |  |  |  |  | 0.320 L | [14 empty] | 0 | 0 | 0 | 0 | Lighting Fixtures | 2021-12-01 05:50 | 2024-07-20 11:34 | 0000-00-00 00:00:00 | 2024-07-20 11:34 | 0000-00-00 00:00:00
1 | Lutron Electronics | DVSCLV-103P-SA | 4460-10937 | 4460 | 10937 | Lutron Electronics | DVSCLV-103P-SA.jpg | 784276292559 | DIVA 800W SA | Diva Dimmer - Satin Finish, Magnetic Low-Voltage, 3-way, 120V/1000VA (800W) in sage |  | 2.3 | 4.6 |  | DVSCLV-103P-SA.jpg | http://grandbrass.xologic.com/vendors/4460/large/DVSCLV-103P-SA.jpg | [47 empty] | 0 | 0 | 0 | [6 empty] | 0 | 1 | 1 | EA | 1 | Lighting Controls | [27 empty] | Dimmers | [242 empty] | <a href="https://www.lutron.com/TechnicalDocumentLibrary/030448c.pdf" target="_blank">Installation Instructions</a> | [23 empty] | 2.000 DW |  |  | 2.3000 IN | [89 empty] | 1.000 EA | 1.000 EA | [35 empty] | No | [42 empty] | https://assets.lutron.com/a/documents/DivaSatinColors.pdf | [7 empty] | Shelf Stock | [39 empty] | 39122206 | [13 empty] | <a href="https://www.lutron.com/TechnicalDocumentLibrary/369-119_Wallbox_Warranty.pdf" target="_blank">Warranty Information</a> |  |  |  |  | 0.320 L | [14 empty] | 0 | 0 | 0 | 0 | Lighting Fixtures | 2021-12-01 05:50 | 2024-07-20 11:38 | 0000-00-00 00:00:00 | 2024-07-20 11:38 | 0000-00-00 00:00:00
1 | Lutron Electronics | RRST-W4B-BW | 4460-10938 | 4460 | 10938 | Lutron Electronics | RRST-W4B-BW.jpg | 784276294133 | RA3 4B SUNNATA KEY BW | Lutron RadioRA 3 Sunnata RF 4-Button Keypad - Brilliant White |  | 2.25 | 4.5 |  | RRST-W4B-BW.jpg | http://grandbrass.xologic.com/vendors/4460/large/RRST-W4B-BW.jpg | [47 empty] | 0 | 0 | 0 | [6 empty] | 0 | 1 | 1 | EA | 1 | Lighting Controls | [27 empty] | Other Lighting Controls | [242 empty] | <a href="https://assets.lutron.com/a/documents/044373.pdf" target="_blank">Installation Instructions</a> | [23 empty] | 5.000 DW |  |  | 2.2500 IN | [89 empty] | 1.000 EA | 1.000 EA | [35 empty] | No | [42 empty] | https://assets.lutron.com/a/documents/3691168_ENG.pdf | [7 empty] | Shelf Stock | [39 empty] | 52161525 | [6 empty] | <a href="https://lutron.widen.net/content/4y4cm6o0wa/mp4/RadioRA-3-Processor-Video.mp4?w=2048" target="_blank">Product Video Clip</a> | [6 empty] | <a href="https://assets.lutron.com/a/documents/043561.pdf" target="_blank">Warranty Information</a> |  |  |  |  | 0.270 L | [14 empty] | 0 | 0 | 0 | 0 | Lighting Fixtures | 2021-12-01 05:50 | 2024-07-20 11:41 | 0000-00-00 00:00:00 | 2024-07-20 11:41 | 0000-00-00 00:00:00
1 | Lutron Electronics | RRST-W3RL-SD | 4460-10939 | 4460 | 10939 | Lutron Electronics | RRST-W3RL-SD.jpg | 784276294539 | RA3 3RL SUNNATA KEY SD | Lutron RadioRA 3 Sunnata RF 3-Button Keypad with Raise/Lower - Sand |  | 2.25 | 4.5 |  | RRST-W3RL-SD.jpg | http://grandbrass.xologic.com/vendors/4460/large/RRST-W3RL-SD.jpg | [47 empty] | 0 | 0 | 0 | [6 empty] | 0 | 1 | 1 | EA | 1 | Lighting Controls | [27 empty] | Other Lighting Controls | [242 empty] | <a href="https://assets.lutron.com/a/documents/044373.pdf" target="_blank">Installation Instructions</a> | [23 empty] | 5.000 DW |  |  | 2.2500 IN | [89 empty] | 1.000 EA | 1.000 EA | [35 empty] | No | [42 empty] | https://assets.lutron.com/a/documents/3691168_ENG.pdf | [7 empty] | Shelf Stock | [39 empty] | 52161525 | [6 empty] | <a href="https://lutron.widen.net/content/4y4cm6o0wa/mp4/RadioRA-3-Processor-Video.mp4?w=2048" target="_blank">Product Video Clip</a> | [6 empty] | <a href="https://assets.lutron.com/a/documents/043561.pdf" target="_blank">Warranty Information</a> |  |  |  |  | 0.270 L | [14 empty] | 0 | 0 | 0 | 0 | Lighting Fixtures | 2021-12-01 05:50 | 2024-07-20 11:38 | 0000-00-00 00:00:00 | 2024-07-20 11:38 | 0000-00-00 00:00:00
1 | Lutron Electronics | RRST-W2B-BW | 4460-10940 | 4460 | 10940 | Lutron Electronics | RRST-W2B-BW.jpg | 784276294713 | RA3 2B SUNNATA KEY BW | Lutron RadioRA 3 Sunnata RF 2-Button Keypad - Brilliant White |  | 2.25 | 4.5 |  | RRST-W2B-BW.jpg | http://grandbrass.xologic.com/vendors/4460/large/RRST-W2B-BW.jpg | [47 empty] | 0 | 0 | 0 | [6 empty] | 0 | 1 | 1 | EA | 1 | Lighting Controls | [27 empty] | Other Lighting Controls | [242 empty] | <a href="https://assets.lutron.com/a/documents/044373.pdf" target="_blank">Installation Instructions</a> | [23 empty] | 5.000 DW |  |  | 2.2500 IN | [89 empty] | 1.000 EA | 1.000 EA | [35 empty] | No | [42 empty] | https://assets.lutron.com/a/documents/3691168_ENG.pdf | [7 empty] | Shelf Stock | [39 empty] | 52161525 | [6 empty] | <a href="https://lutron.widen.net/content/4y4cm6o0wa/mp4/RadioRA-3-Processor-Video.mp4?w=2048" target="_blank">Product Video Clip</a> | [6 empty] | <a href="https://assets.lutron.com/a/documents/043561.pdf" target="_blank">Warranty Information</a> |  |  |  |  | 0.270 L | [14 empty] | 0 | 0 | 0 | 0 | Lighting Fixtures | 2021-12-01 05:50 | 2024-07-20 11:36 | 0000-00-00 00:00:00 | 2024-07-20 11:36 | 0000-00-00 00:00:00
4 | Lutron Electronics | SCR-15-SL | 4460-10941 | 4460 | 10941 | Lutron Electronics | Ecom_SCR-15-SL_NoWallPlate.jpeg | 784276809207 | SATIN 15A REC SL | Lutron Claro 15 Amp Duplex Outlet, Slate |  | 2.3 | 4.5 |  | Ecom_SCR-15-SL_NoWallPlate.jpeg | http://grandbrass.xologic.com/vendors/4460/large/Ecom_SCR-15-SL_NoWallPlate.jpeg | [47 empty] | 0 | 0 | 0 | [6 empty] | 0 | 1 | 1 | EA | 1 | Lighting Controls |  |  | Electrical Distribution Equipment |  | Receptacles |  | Electrical Receptacles | [20 empty] | Other Lighting Controls | [242 empty] | <a href="https://assets.lutron.com/a/documents/0301636.pdf" target="_blank">Installation Instructions</a> | [23 empty] | 2.000 DW |  |  | 2.3000 IN | [89 empty] | 1.000 EA | 1.000 EA | [35 empty] | No | [42 empty] | https://assets.lutron.com/a/documents/maestrosatincolors.pdf | [7 empty] | Shelf Stock | [39 empty] | 39121406 | [13 empty] | <a href="https://www.lutron.com/TechnicalDocumentLibrary/369-119_Wallbox_Warranty.pdf" target="_blank">Warranty Information</a> |  |  |  |  | 0.250 L | [14 empty] | 0 | 0 | 0 | 0 | Electrical | 2021-12-01 05:50 | 2024-07-20 11:37 | 0000-00-00 00:00:00 | 2025-11-29 02:00 | 0000-00-00 00:00:00
4 | Lutron Electronics | SCR-20-GL | 4460-10942 | 4460 | 10942 | Lutron Electronics | Ecom_SCR-20-GL_NoWallPlate.jpeg | 784276809290 | SATIN 20A REC GL | Lutron Claro 20 Amp Duplex Outlet, Glacier White |  | 2.3 | 4.5 |  | Ecom_SCR-20-GL_NoWallPlate.jpeg | http://grandbrass.xologic.com/vendors/4460/large/Ecom_SCR-20-GL_NoWallPlate.jpeg | [47 empty] | 0 | 0 | 0 | [6 empty] | 0 | 1 | 1 | EA | 1 | Lighting Controls |  |  | Electrical Distribution Equipment |  | Receptacles |  | Electrical Receptacles | [20 empty] | Other Lighting Controls | [242 empty] | <a href="https://assets.lutron.com/a/documents/0301636.pdf" target="_blank">Installation Instructions</a> | [23 empty] | 2.000 DW |  |  | 2.3000 IN | [89 empty] | 1.000 EA | 1.000 EA | [35 empty] | No | [42 empty] | https://assets.lutron.com/a/documents/maestrosatincolors.pdf | [7 empty] | Shelf Stock | [39 empty] | 39121406 | [13 empty] | <a href="https://www.lutron.com/TechnicalDocumentLibrary/369-119_Wallbox_Warranty.pdf" target="_blank">Warranty Information</a> |  |  |  |  | 0.250 L | [14 empty] | 0 | 0 | 0 | 0 | Electrical | 2021-12-01 05:50 | 2024-07-20 11:36 | 0000-00-00 00:00:00 | 2025-11-29 02:00 | 0000-00-00 00:00:00
4 | Lutron Electronics | SCRS-20-TR-PB | 4460-10943 | 4460 | 10943 | Lutron Electronics | Ecom_SCRS-20-TR-PB_NoWallPlate.jpeg | 784276809542 | SATIN 20A TR REC PB | Lutron Claro Tamper-Resistant Duplex Receptacle, 20 Amp, Pebble |  | 2.3 | 4.5 |  | Ecom_SCRS-20-TR-PB_NoWallPlate.jpeg | http://grandbrass.xologic.com/vendors/4460/large/Ecom_SCRS-20-TR-PB_NoWallPlate.jpeg | [47 empty] | 0 | 0 | 0 | [6 empty] | 0 | 1 | 1 | EA | 1 | Lighting Controls |  |  | Electrical Distribution Equipment |  | Receptacles |  | Electrical Receptacles | [20 empty] | Other Lighting Controls | [242 empty] | <a href="https://assets.lutron.com/a/documents/0301636.pdf" target="_blank">Installation Instructions</a> | [23 empty] | 2.000 DW |  |  | 2.3000 IN | [89 empty] | 1.000 EA | 1.000 EA | [35 empty] | No | [42 empty] | https://assets.lutron.com/a/documents/maestrosatincolors.pdf | [7 empty] | Shelf Stock | [39 empty] | 39121406 | [13 empty] | <a href="https://www.lutron.com/TechnicalDocumentLibrary/369-119_Wallbox_Warranty.pdf" target="_blank">Warranty Information</a> |  |  |  |  | 0.240 L | [14 empty] | 0 | 0 | 0 | 0 | Electrical | 2021-12-01 05:50 | 2024-07-20 11:41 | 0000-00-00 00:00:00 | 2025-11-29 02:00 | 0000-00-00 00:00:00
4 | Lutron Electronics | SCRS-20-TR-DE | 4460-10944 | 4460 | 10944 | Lutron Electronics | Ecom_SCRS-20-TR-DE_NoWallPlate.jpeg | 784276809634 | SATIN 20A TR REC DE | Lutron Claro Tamper-Resistant Duplex Receptacle, 20 Amp, Deep Sea |  | 2.3 | 4.5 |  | Ecom_SCRS-20-TR-DE_NoWallPlate.jpeg | http://grandbrass.xologic.com/vendors/4460/large/Ecom_SCRS-20-TR-DE_NoWallPlate.jpeg | [47 empty] | 0 | 0 | 0 | [6 empty] | 0 | 1 | 1 | EA | 1 | Lighting Controls |  |  | Electrical Distribution Equipment |  | Receptacles |  | Electrical Receptacles | [20 empty] | Other Lighting Controls | [242 empty] | <a href="https://assets.lutron.com/a/documents/0301636.pdf" target="_blank">Installation Instructions</a> | [23 empty] | 2.000 DW |  |  | 2.3000 IN | [89 empty] | 1.000 EA | 1.000 EA | [35 empty] | No | [42 empty] | https://assets.lutron.com/a/documents/maestrosatincolors.pdf | [7 empty] | Shelf Stock | [39 empty] | 39121406 | [13 empty] | <a href="https://www.lutron.com/TechnicalDocumentLibrary/369-119_Wallbox_Warranty.pdf" target="_blank">Warranty Information</a> |  |  |  |  | 0.240 L | [14 empty] | 0 | 0 | 0 | 0 | Electrical | 2021-12-01 05:50 | 2024-07-20 11:36 | 0000-00-00 00:00:00 | 2025-11-29 02:00 | 0000-00-00 00:00:00
4 | Lutron Electronics | SCR-15-UBTR-BW | 4460-10945 | 4460 | 10945 | Lutron Electronics | Ecom_SCR-15-UBTR-BW_NoWallPlate.jpeg | 784276809887 | SATIN 15A USB REC BW | Lutron Claro USB Type A 2.0 Duplex Receptacle, 15 Amp, Brilliant White |  | 2.3 | 4.5 |  | Ecom_SCR-15-UBTR-BW_NoWallPlate.jpeg | http://grandbrass.xologic.com/vendors/4460/large/Ecom_SCR-15-UBTR-BW_NoWallPlate.jpeg | [47 empty] | 0 | 0 | 0 | [6 empty] | 0 | 1 | 1 | EA | 1 | Lighting Controls |  |  | Electrical Distribution Equipment |  | Receptacles |  | Electrical Receptacles | [20 empty] | Other Lighting Controls | [242 empty] | <a href="https://assets.lutron.com/a/documents/041532.pdf" target="_blank">Installation Instructions</a> | [23 empty] | 2.000 DW |  |  | 2.3000 IN | [89 empty] | 1.000 EA | 1.000 EA | [35 empty] | No | [42 empty] | https://assets.lutron.com/a/documents/369976.pdf | [7 empty] | Shelf Stock | [39 empty] | 39121406 | [13 empty] | <a href="https://www.lutron.com/TechnicalDocumentLibrary/369-119_Wallbox_Warranty.pdf" target="_blank">Warranty Information</a> |  |  |  |  | 0.500 L | [14 empty] | 0 | 0 | 0 | 0 | Electrical | 2021-12-01 05:50 | 2024-07-20 11:41 | 0000-00-00 00:00:00 | 2025-11-29 02:00 | 0000-00-00 00:00:00
4 | Lutron Electronics | SCR-15-UBTR-EP | 4460-10946 | 4460 | 10946 | Lutron Electronics | Ecom_SCR-15-UBTR-EP.jpeg | 784276809979 | SATIN 15A USB REC EP | Lutron Claro USB Type A 2.0 Duplex Receptacle, 15 Amp, Espresso |  | 2.4 | 4.6 |  | Ecom_SCR-15-UBTR-EP.jpeg | http://grandbrass.xologic.com/vendors/4460/large/Ecom_SCR-15-UBTR-EP.jpeg | [47 empty] | 0 | 0 | 0 | [6 empty] | 0 | 1 | 1 | EA | 1 | Lighting Controls |  |  | Electrical Distribution Equipment |  | Receptacles |  | Electrical Receptacles | [20 empty] | Other Lighting Controls | [242 empty] | <a href="https://assets.lutron.com/a/documents/041532.pdf" target="_blank">Installation Instructions</a> | [23 empty] | 2.000 DW |  |  | 2.4000 IN | [89 empty] | 1.000 EA | 1.000 EA | [35 empty] | No | [42 empty] | https://assets.lutron.com/a/documents/369976.pdf | [7 empty] | Shelf Stock | [39 empty] | 39121406 | [13 empty] | <a href="https://www.lutron.com/TechnicalDocumentLibrary/369-119_Wallbox_Warranty.pdf" target="_blank">Warranty Information</a> |  |  |  |  | 0.500 L | [14 empty] | 0 | 0 | 0 | 0 | Electrical | 2021-12-01 05:50 | 2024-07-20 11:37 | 0000-00-00 00:00:00 | 2025-11-29 02:00 | 0000-00-00 00:00:00
4 | Lutron Electronics | SCR-20-GFST-MI | 4460-10947 | 4460 | 10947 | Lutron Electronics | Ecom_SCR-20-GFST-MI_nowallplate.jpeg | 784276810227 | SATIN 20A GFCI REC MI | Lutron Claro Tamper-Resistant GFCI Duplex Receptacle, 20-Amp, Mist |  | 2.3 | 4.5 |  | Ecom_SCR-20-GFST-MI_nowallplate.jpeg | http://grandbrass.xologic.com/vendors/4460/large/Ecom_SCR-20-GFST-MI_nowallplate.jpeg | [47 empty] | 0 | 0 | 0 | [6 empty] | 0 | 1 | 1 | EA | 1 | Lighting Controls |  |  | Electrical Distribution Equipment |  | Receptacles |  | Electrical Receptacles | [20 empty] | Other Lighting Controls | [242 empty] | <a href="https://assets.lutron.com/a/documents/0301801.pdf" target="_blank">Installation Instructions</a> | [23 empty] | 2.000 DW |  |  | 2.3000 IN | [89 empty] | 1.000 EA | 1.000 EA | [35 empty] | No | [42 empty] | https://assets.lutron.com/a/documents/369964.pdf | [7 empty] | Shelf Stock | [39 empty] | 39121406 | [13 empty] | <a href="https://www.lutron.com/TechnicalDocumentLibrary/369-119_Wallbox_Warranty.pdf" target="_blank">Warranty Information</a> |  |  |  |  | 0.340 L | [14 empty] | 0 | 0 | 0 | 0 | Electrical | 2021-12-01 05:50 | 2024-07-20 11:41 | 0000-00-00 00:00:00 | 2025-11-29 02:00 | 0000-00-00 00:00:00
1 | Lutron Electronics | DVSCCL-153P-CY | 4460-10948 | 4460 | 10948 | Lutron Electronics | Ecom_DVSCCL-153P-CY_NoWallPlate.jpeg | 784276289177 | DIVA 150W DIM CY | Diva LED+ Dimmer - Satin Finish, LED, Incandescent/Halogen, 3-way/single-pole, 150W LED or 600W inc/hal, clay |  | 2.3 | 4.5 |  | Ecom_DVSCCL-153P-CY_NoWallPlate.jpeg | http://grandbrass.xologic.com/vendors/4460/large/Ecom_DVSCCL-153P-CY_NoWallPlate.jpeg | [47 empty] | 0 | 0 | 0 | [6 empty] | 0 | 1 | 1 | EA | 1 | Lighting Controls | [27 empty] | Dimmers | [242 empty] | <a href="https://www.lutron.com/TechnicalDocumentLibrary/0301882.pdf" target="_blank">Installation Instructions</a> | [23 empty] | 2.000 DW |  |  | 2.3000 IN | [89 empty] | 1.000 EA | 1.000 EA | [35 empty] | No | [42 empty] | https://assets.lutron.com/a/documents/DivaSatinColors.pdf | [7 empty] | Shelf Stock | [39 empty] | 39122206 | [13 empty] | <a href="https://www.lutron.com/TechnicalDocumentLibrary/369-119_Wallbox_Warranty.pdf" target="_blank">Warranty Information</a> |  |  |  |  | 0.250 L | [14 empty] | 0 | 0 | 0 | 0 | Lighting Fixtures | 2021-12-01 05:51 | 2024-07-20 11:31 | 0000-00-00 00:00:00 | 2024-07-20 11:31 | 0000-00-00 00:00:00
1 | Lutron Electronics | DVSCRP-253P-LG | 4460-10949 | 4460 | 10949 | Lutron Electronics | DVSCRP-253P-LG.jpg | 784276289429 | DIVA REVERSE PHASE 250W DIM LG | Diva Reverse-phase Dimmer - Satin Finish, CFL/LED (Screw-based), Incandescent/Halogen, Electronic Low-voltage, 3-way/single-pole, 250W CFL/LED or 500W inc/hal/ELV in lunar gray |  | 2.3 | 4.5 |  | DVSCRP-253P-LG.jpg | http://grandbrass.xologic.com/vendors/4460/large/DVSCRP-253P-LG.jpg | [47 empty] | 0 | 0 | 0 | [6 empty] | 0 | 1 | 1 | EA | 1 | Lighting Controls | [27 empty] | Dimmers | [242 empty] | <a href="https://assets.lutron.com/a/documents/368-4493_Page_38.pdf" target="_blank">Installation Instructions</a> | [23 empty] | 2.000 DW |  |  | 2.3000 IN | [89 empty] | 1.000 EA | 1.000 EA | [35 empty] | No | [42 empty] | https://assets.lutron.com/a/documents/DivaSatinColors.pdf | [7 empty] | Shelf Stock | [39 empty] | 39122206 | [13 empty] | <a href="https://www.lutron.com/TechnicalDocumentLibrary/369-119_Wallbox_Warranty.pdf" target="_blank">Warranty Information</a> |  |  |  |  | 0.270 L | [14 empty] | 0 | 0 | 0 | 0 | Lighting Fixtures | 2021-12-01 05:51 | 2024-07-20 11:37 | 0000-00-00 00:00:00 | 2024-07-20 11:37 | 0000-00-00 00:00:00
1 | Lutron Electronics | DVSCRP-253P-EP | 4460-10950 | 4460 | 10950 | Lutron Electronics | DVSCRP-253P-EP.jpg | 784276289511 | DIVA REVERSE PHASE 250W DIM EP | Diva Reverse-phase Dimmer - Satin Finish, CFL/LED (Screw-based), Incandescent/Halogen, Electronic Low-voltage, 3-way/single-pole, 250W CFL/LED or 500W inc/hal/ELV in espresso |  | 2.3 | 4.5 |  | DVSCRP-253P-EP.jpg | http://grandbrass.xologic.com/vendors/4460/large/DVSCRP-253P-EP.jpg | [47 empty] | 0 | 0 | 0 | [6 empty] | 0 | 1 | 1 | EA | 1 | Lighting Controls | [27 empty] | Dimmers | [242 empty] | <a href="https://assets.lutron.com/a/documents/368-4493_Page_38.pdf" target="_blank">Installation Instructions</a> | [23 empty] | 2.000 DW |  |  | 2.3000 IN | [89 empty] | 1.000 EA | 1.000 EA | [35 empty] | No | [42 empty] | https://assets.lutron.com/a/documents/DivaSatinColors.pdf | [7 empty] | Shelf Stock | [39 empty] | 39122206 | [13 empty] | <a href="https://www.lutron.com/TechnicalDocumentLibrary/369-119_Wallbox_Warranty.pdf" target="_blank">Warranty Information</a> |  |  |  |  | 0.270 L | [14 empty] | 0 | 0 | 0 | 0 | Lighting Fixtures | 2021-12-01 05:51 | 2024-07-20 11:31 | 0000-00-00 00:00:00 | 2024-07-20 11:31 | 0000-00-00 00:00:00
1 | Lutron Electronics | DVSCTV-PB | 4460-10951 | 4460 | 10951 | Lutron Electronics | DVSCTV-PB.jpg | 784276291217 | DIVA 24VDC DIM PB | Diva Dimmer - Satin Finish, Fluorescent or LED Dimming with 0-10V Ballasts and Drivers, Single-pole, 120V/30mA/16A in pebble |  | 2.3 | 4.5 |  | DVSCTV-PB.jpg | http://grandbrass.xologic.com/vendors/4460/large/DVSCTV-PB.jpg | [47 empty] | 0 | 0 | 0 | [6 empty] | 0 | 1 | 1 | EA | 1 | Lighting Controls | [27 empty] | Dimmers | [242 empty] | <a href="https://www.lutron.com/TechnicalDocumentLibrary/0301972.pdf" target="_blank">Installation Instructions</a> | [23 empty] | 2.000 DW |  |  | 2.3000 IN | [89 empty] | 1.000 EA | 1.000 EA | [35 empty] | No | [42 empty] | https://www.lutron.com/TechnicalDocumentLibrary/369147_SPA.pdf | [7 empty] | Shelf Stock | [39 empty] | 39122206 | [13 empty] | <a href="https://www.lutron.com/TechnicalDocumentLibrary/369-119_Wallbox_Warranty.pdf" target="_blank">Warranty Information</a> |  |  |  |  | 0.200 L | [14 empty] | 0 | 0 | 0 | 0 | Lighting Fixtures | 2021-12-01 05:51 | 2024-07-20 11:32 | 0000-00-00 00:00:00 | 2024-07-20 11:32 | 0000-00-00 00:00:00
1 | Lutron Electronics | DVSCTV-CY | 4460-10952 | 4460 | 10952 | Lutron Electronics | DVSCTV-CY.jpg | 784276291262 | DIVA 24VDC DIM CY | Diva Dimmer - Satin Finish, Fluorescent or LED Dimming with 0-10V Ballasts and Drivers, Single-pole, 120V/30mA/16A in clay |  | 2.3 | 4.5 |  | DVSCTV-CY.jpg | http://grandbrass.xologic.com/vendors/4460/large/DVSCTV-CY.jpg | [47 empty] | 0 | 0 | 0 | [6 empty] | 0 | 1 | 1 | EA | 1 | Lighting Controls | [27 empty] | Dimmers | [242 empty] | <a href="https://www.lutron.com/TechnicalDocumentLibrary/0301972.pdf" target="_blank">Installation Instructions</a> | [23 empty] | 2.000 DW |  |  | 2.3000 IN | [89 empty] | 1.000 EA | 1.000 EA | [35 empty] | No | [42 empty] | https://www.lutron.com/TechnicalDocumentLibrary/369147_SPA.pdf | [7 empty] | Shelf Stock | [39 empty] | 39122206 | [13 empty] | <a href="https://www.lutron.com/TechnicalDocumentLibrary/369-119_Wallbox_Warranty.pdf" target="_blank">Warranty Information</a> |  |  |  |  | 0.200 L | [14 empty] | 0 | 0 | 0 | 0 | Lighting Fixtures | 2021-12-01 05:51 | 2024-07-20 11:38 | 0000-00-00 00:00:00 | 2024-07-20 11:38 | 0000-00-00 00:00:00
1 | Lutron Electronics | DVSCELV-303P-LG | 4460-10953 | 4460 | 10953 | Lutron Electronics | DVSCELV-303P-LG.jpg | 784276291514 | DIVA 300W 3WAY DIM LG | Diva Dimmer - Satin Finish, Electronic Low-Voltage, 3-way, 120V/300W in lunar gray |  | 2.3 | 4.5 |  | DVSCELV-303P-LG.jpg | http://grandbrass.xologic.com/vendors/4460/large/DVSCELV-303P-LG.jpg | [47 empty] | 0 | 0 | 0 | [6 empty] | 0 | 1 | 1 | EA | 1 | Lighting Controls | [27 empty] | Dimmers | [242 empty] | <a href="https://www.lutron.com/TechnicalDocumentLibrary/0301295.pdf" target="_blank">Installation Instructions</a> | [23 empty] | 2.000 DW |  |  | 2.3000 IN | [89 empty] | 1.000 EA | 1.000 EA | [35 empty] | No | [42 empty] | https://assets.lutron.com/a/documents/DivaSatinColors.pdf | [7 empty] | Shelf Stock | [39 empty] | 39122206 | [13 empty] | <a href="https://www.lutron.com/TechnicalDocumentLibrary/369-119_Wallbox_Warranty.pdf" target="_blank">Warranty Information</a> |  |  |  |  | 0.250 L | [14 empty] | 0 | 0 | 0 | 0 | Lighting Fixtures | 2021-12-01 05:51 | 2024-07-20 11:31 | 0000-00-00 00:00:00 | 2024-07-20 11:31 | 0000-00-00 00:00:00
1 | Lutron Electronics | DVSCELV-303P-EP | 4460-10954 | 4460 | 10954 | Lutron Electronics | DVSCELV-303P-EP.jpg | 784276291606 | DIVA 300W 3WAY DIM EP | Diva Dimmer - Satin Finish, Electronic Low-Voltage, 3-way, 120V/300W in espresso |  | 2.3 | 4.5 |  | DVSCELV-303P-EP.jpg | http://grandbrass.xologic.com/vendors/4460/large/DVSCELV-303P-EP.jpg | [47 empty] | 0 | 0 | 0 | [6 empty] | 0 | 1 | 1 | EA | 1 | Lighting Controls | [27 empty] | Dimmers | [242 empty] | <a href="https://www.lutron.com/TechnicalDocumentLibrary/0301295.pdf" target="_blank">Installation Instructions</a> | [23 empty] | 2.000 DW |  |  | 2.3000 IN | [89 empty] | 1.000 EA | 1.000 EA | [35 empty] | No | [42 empty] | https://assets.lutron.com/a/documents/DivaSatinColors.pdf | [7 empty] | Shelf Stock | [39 empty] | 39122206 | [13 empty] | <a href="https://www.lutron.com/TechnicalDocumentLibrary/369-119_Wallbox_Warranty.pdf" target="_blank">Warranty Information</a> |  |  |  |  | 0.250 L | [14 empty] | 0 | 0 | 0 | 0 | Lighting Fixtures | 2021-12-01 05:51 | 2024-07-20 11:37 | 0000-00-00 00:00:00 | 2024-07-20 11:37 | 0000-00-00 00:00:00
1 | Lutron Electronics | DVSCF-103P-277PB | 4460-10955 | 4460 | 10955 | Lutron Electronics | DVSCF-103P-277PB.jpg | 784276291859 | DIVA 277V DIM PB | Diva Dimmer - Satin Finish, Fluorescent or LED Dimming with 3-Wire Ballasts and Drivers, 3-way/single-pole, 277V/6A in pebble |  | 2.3 | 4.5 |  | DVSCF-103P-277PB.jpg | http://grandbrass.xologic.com/vendors/4460/large/DVSCF-103P-277PB.jpg | [47 empty] | 0 | 0 | 0 | [6 empty] | 0 | 1 | 1 | EA | 1 | Lighting Controls | [27 empty] | Dimmers | [242 empty] | <a href="https://www.lutron.com/TechnicalDocumentLibrary/03115901D.pdf" target="_blank">Installation Instructions</a> | [23 empty] | 2.000 DW |  |  | 2.3000 IN | [89 empty] | 1.000 EA | 1.000 EA | [35 empty] | No | [42 empty] | https://assets.lutron.com/a/documents/DivaSatinColors.pdf | [7 empty] | Shelf Stock | [39 empty] | 39122206 | [13 empty] | <a href="https://www.lutron.com/TechnicalDocumentLibrary/369-119_Wallbox_Warranty.pdf" target="_blank">Warranty Information</a> |  |  |  |  | 0.320 L | [14 empty] | 0 | 0 | 0 | 0 | Lighting Fixtures | 2021-12-01 05:51 | 2024-07-20 11:30 | 0000-00-00 00:00:00 | 2024-07-20 11:30 | 0000-00-00 00:00:00
1 | Lutron Electronics | DVSCLV-600P-LG | 4460-10956 | 4460 | 10956 | Lutron Electronics | DVSCLV-600P-LG.jpg | 784276291941 | DIVA 450W 1P LG | Diva Dimmer - Satin Finish, Magnetic Low-Voltage, Single-pole, 120V/600VA (450W) in lunar gray |  | 2.3 | 4.5 |  | DVSCLV-600P-LG.jpg | http://grandbrass.xologic.com/vendors/4460/large/DVSCLV-600P-LG.jpg | [47 empty] | 0 | 0 | 0 | [6 empty] | 0 | 1 | 1 | EA | 1 | Lighting Controls | [27 empty] | Dimmers | [242 empty] | <a href="https://www.lutron.com/TechnicalDocumentLibrary/030448c.pdf" target="_blank">Installation Instructions</a> | [23 empty] | 2.000 DW |  |  | 2.3000 IN | [89 empty] | 1.000 EA | 1.000 EA | [35 empty] | No | [42 empty] | https://assets.lutron.com/a/documents/DivaSatinColors.pdf | [7 empty] | Shelf Stock | [39 empty] | 39122206 | [13 empty] | <a href="https://www.lutron.com/TechnicalDocumentLibrary/369-119_Wallbox_Warranty.pdf" target="_blank">Warranty Information</a> |  |  |  |  | 0.300 L | [14 empty] | 0 | 0 | 0 | 0 | Lighting Fixtures | 2021-12-01 05:51 | 2024-07-20 11:37 | 0000-00-00 00:00:00 | 2024-07-20 11:37 | 0000-00-00 00:00:00
1 | Lutron Electronics | DVSCLV-10P-SL | 4460-10957 | 4460 | 10957 | Lutron Electronics | DVSCLV-10P-SL.jpg | 784276292191 | DIVA 800W 1P DIM SL | Diva Dimmer - Satin Finish, Magnetic Low-Voltage, Single-pole, 120V/1000VA (800W) in slate |  | 2.3 | 4.6 |  | DVSCLV-10P-SL.jpg | http://grandbrass.xologic.com/vendors/4460/large/DVSCLV-10P-SL.jpg | [47 empty] | 0 | 0 | 0 | [6 empty] | 0 | 1 | 1 | EA | 1 | Lighting Controls | [27 empty] | Dimmers | [242 empty] | <a href="https://www.lutron.com/TechnicalDocumentLibrary/030448c.pdf" target="_blank">Installation Instructions</a> | [23 empty] | 2.000 DW |  |  | 2.3000 IN | [89 empty] | 1.000 EA | 1.000 EA | [35 empty] | No | [42 empty] | https://assets.lutron.com/a/documents/DivaSatinColors.pdf | [7 empty] | Shelf Stock | [39 empty] | 39122206 | [13 empty] | <a href="https://www.lutron.com/TechnicalDocumentLibrary/369-119_Wallbox_Warranty.pdf" target="_blank">Warranty Information</a> |  |  |  |  | 0.320 L | [14 empty] | 0 | 0 | 0 | 0 | Lighting Fixtures | 2021-12-01 05:51 | 2024-07-20 11:38 | 0000-00-00 00:00:00 | 2024-07-20 11:38 | 0000-00-00 00:00:00
1 | Lutron Electronics | DVSCLV-603P-BW | 4460-10958 | 4460 | 10958 | Lutron Electronics | DVSCLV-603P-BW.jpg | 784276292283 | DIVA 450W 3WAY BW | Diva Dimmer - Satin Finish, Magnetic Low-Voltage, 3-way, 120V/600VA (450W) in brilliant white |  | 2.3 | 4.5 |  | DVSCLV-603P-BW.jpg | http://grandbrass.xologic.com/vendors/4460/large/DVSCLV-603P-BW.jpg | [47 empty] | 0 | 0 | 0 | [6 empty] | 0 | 1 | 1 | EA | 1 | Lighting Controls | [27 empty] | Dimmers | [242 empty] | <a href="https://www.lutron.com/TechnicalDocumentLibrary/030448c.pdf" target="_blank">Installation Instructions</a> | [23 empty] | 2.000 DW |  |  | 2.3000 IN | [89 empty] | 1.000 EA | 1.000 EA | [35 empty] | No | [42 empty] | https://assets.lutron.com/a/documents/DivaSatinColors.pdf | [7 empty] | Shelf Stock | [39 empty] | 39122206 | [13 empty] | <a href="https://www.lutron.com/TechnicalDocumentLibrary/369-119_Wallbox_Warranty.pdf" target="_blank">Warranty Information</a> |  |  |  |  | 0.250 L | [14 empty] | 0 | 0 | 0 | 0 | Lighting Fixtures | 2021-12-01 05:51 | 2024-07-20 11:37 | 0000-00-00 00:00:00 | 2024-07-20 11:37 | 0000-00-00 00:00:00
1 | Lutron Electronics | DVSCLV-103P-PM | 4460-10959 | 4460 | 10959 | Lutron Electronics | DVSCLV-103P-PM.jpg | 784276292535 | DIVA 800W PM | Diva Dimmer - Satin Finish, Magnetic Low-Voltage, 3-way, 120V/1000VA (800W) in pumice |  | 2.3 | 4.6 |  | DVSCLV-103P-PM.jpg | http://grandbrass.xologic.com/vendors/4460/large/DVSCLV-103P-PM.jpg | [47 empty] | 0 | 0 | 0 | [6 empty] | 0 | 1 | 1 | EA | 1 | Lighting Controls | [27 empty] | Dimmers | [242 empty] | <a href="https://www.lutron.com/TechnicalDocumentLibrary/030448c.pdf" target="_blank">Installation Instructions</a> | [23 empty] | 2.000 DW |  |  | 2.3000 IN | [89 empty] | 1.000 EA | 1.000 EA | [35 empty] | No | [42 empty] | https://assets.lutron.com/a/documents/DivaSatinColors.pdf | [7 empty] | Shelf Stock | [39 empty] | 39122206 | [13 empty] | <a href="https://www.lutron.com/TechnicalDocumentLibrary/369-119_Wallbox_Warranty.pdf" target="_blank">Warranty Information</a> |  |  |  |  | 0.320 L | [14 empty] | 0 | 0 | 0 | 0 | Lighting Fixtures | 2021-12-01 05:51 | 2024-07-20 11:35 | 0000-00-00 00:00:00 | 2024-07-20 11:35 | 0000-00-00 00:00:00
1 | Lutron Electronics | RRST-W4B-RW | 4460-10960 | 4460 | 10960 | Lutron Electronics | RRST-W4B-RW.jpg | 784276294157 | RA3 4B SUNNATA KEY RW | Lutron RadioRA 3 Sunnata RF 4-Button Keypad - Architectural White |  | 2.25 | 4.5 |  | RRST-W4B-RW.jpg | http://grandbrass.xologic.com/vendors/4460/large/RRST-W4B-RW.jpg | [47 empty] | 0 | 0 | 0 | [6 empty] | 0 | 1 | 1 | EA | 1 | Lighting Controls | [27 empty] | Other Lighting Controls | [242 empty] | <a href="https://assets.lutron.com/a/documents/044373.pdf" target="_blank">Installation Instructions</a> | [23 empty] | 5.000 DW |  |  | 2.2500 IN | [89 empty] | 1.000 EA | 1.000 EA | [35 empty] | No | [42 empty] | https://assets.lutron.com/a/documents/3691168_ENG.pdf | [7 empty] | Shelf Stock | [39 empty] | 52161525 | [6 empty] | <a href="https://lutron.widen.net/content/4y4cm6o0wa/mp4/RadioRA-3-Processor-Video.mp4?w=2048" target="_blank">Product Video Clip</a> | [6 empty] | <a href="https://assets.lutron.com/a/documents/043561.pdf" target="_blank">Warranty Information</a> |  |  |  |  | 0.270 L | [14 empty] | 0 | 0 | 0 | 0 | Lighting Fixtures | 2021-12-01 05:51 | 2024-07-20 11:39 | 0000-00-00 00:00:00 | 2024-07-20 11:39 | 0000-00-00 00:00:00
1 | Lutron Electronics | RRST-W3RL-CY | 4460-10961 | 4460 | 10961 | Lutron Electronics | RRST-W3RL-CY.jpg | 784276294577 | RA3 3RL SUNNATA KEY CY | Lutron RadioRA 3 Sunnata RF 3-Button Keypad with Raise/Lower - Clay |  | 2.25 | 4.5 |  | RRST-W3RL-CY.jpg | http://grandbrass.xologic.com/vendors/4460/large/RRST-W3RL-CY.jpg | [47 empty] | 0 | 0 | 0 | [6 empty] | 0 | 1 | 1 | EA | 1 | Lighting Controls | [27 empty] | Other Lighting Controls | [242 empty] | <a href="https://assets.lutron.com/a/documents/044373.pdf" target="_blank">Installation Instructions</a> | [23 empty] | 5.000 DW |  |  | 2.2500 IN | [89 empty] | 1.000 EA | 1.000 EA | [35 empty] | No | [42 empty] | https://assets.lutron.com/a/documents/3691168_ENG.pdf | [7 empty] | Shelf Stock | [39 empty] | 52161525 | [6 empty] | <a href="https://lutron.widen.net/content/4y4cm6o0wa/mp4/RadioRA-3-Processor-Video.mp4?w=2048" target="_blank">Product Video Clip</a> | [6 empty] | <a href="https://assets.lutron.com/a/documents/043561.pdf" target="_blank">Warranty Information</a> |  |  |  |  | 0.270 L | [14 empty] | 0 | 0 | 0 | 0 | Lighting Fixtures | 2021-12-01 05:51 | 2024-07-20 11:39 | 0000-00-00 00:00:00 | 2024-07-20 11:39 | 0000-00-00 00:00:00
1 | Lutron Electronics | RRST-W2B-RW | 4460-10962 | 4460 | 10962 | Lutron Electronics | RRST-W2B-RW.jpg | 784276294751 | RA3 2B SUNNATA KEY RW | Lutron RadioRA 3 Sunnata RF 2-Button Keypad - Architectural White |  | 2.25 | 4.5 |  | RRST-W2B-RW.jpg | http://grandbrass.xologic.com/vendors/4460/large/RRST-W2B-RW.jpg | [47 empty] | 0 | 0 | 0 | [6 empty] | 0 | 1 | 1 | EA | 1 | Lighting Controls | [27 empty] | Other Lighting Controls | [242 empty] | <a href="https://assets.lutron.com/a/documents/044373.pdf" target="_blank">Installation Instructions</a> | [23 empty] | 5.000 DW |  |  | 2.2500 IN | [89 empty] | 1.000 EA | 1.000 EA | [35 empty] | No | [42 empty] | https://assets.lutron.com/a/documents/3691168_ENG.pdf | [7 empty] | Shelf Stock | [39 empty] | 52161525 | [6 empty] | <a href="https://lutron.widen.net/content/4y4cm6o0wa/mp4/RadioRA-3-Processor-Video.mp4?w=2048" target="_blank">Product Video Clip</a> | [6 empty] | <a href="https://assets.lutron.com/a/documents/043561.pdf" target="_blank">Warranty Information</a> |  |  |  |  | 0.270 L | [14 empty] | 0 | 0 | 0 | 0 | Lighting Fixtures | 2021-12-01 05:51 | 2024-07-20 11:41 | 0000-00-00 00:00:00 | 2024-07-20 11:41 | 0000-00-00 00:00:00
4 | Lutron Electronics | SCR-15-PM | 4460-10963 | 4460 | 10963 | Lutron Electronics | Ecom_SCR-15-PM_NoWallPlate.jpeg | 784276809221 | SATIN 15A REC PM | Lutron Claro 15 Amp Duplex Outlet, Pumice |  | 2.3 | 4.5 |  | Ecom_SCR-15-PM_NoWallPlate.jpeg | http://grandbrass.xologic.com/vendors/4460/large/Ecom_SCR-15-PM_NoWallPlate.jpeg | [47 empty] | 0 | 0 | 0 | [6 empty] | 0 | 1 | 1 | EA | 1 | Lighting Controls |  |  | Electrical Distribution Equipment |  | Receptacles |  | Electrical Receptacles | [20 empty] | Other Lighting Controls | [242 empty] | <a href="https://assets.lutron.com/a/documents/0301636.pdf" target="_blank">Installation Instructions</a> | [23 empty] | 2.000 DW |  |  | 2.3000 IN | [89 empty] | 1.000 EA | 1.000 EA | [35 empty] | No | [42 empty] | https://assets.lutron.com/a/documents/maestrosatincolors.pdf | [7 empty] | Shelf Stock | [39 empty] | 39121406 | [13 empty] | <a href="https://www.lutron.com/TechnicalDocumentLibrary/369-119_Wallbox_Warranty.pdf" target="_blank">Warranty Information</a> |  |  |  |  | 0.250 L | [14 empty] | 0 | 0 | 0 | 0 | Electrical | 2021-12-01 05:51 | 2024-07-20 11:39 | 0000-00-00 00:00:00 | 2025-11-29 02:00 | 0000-00-00 00:00:00
4 | Lutron Electronics | SCR-20-CS | 4460-10964 | 4460 | 10964 | Lutron Electronics | Ecom_SCR-20-CS_NoWallPlate.jpeg | 784276809313 | SATIN 20A REC CS | Lutron Claro 20 Amp Duplex Outlet, Cobblestone |  | 2.3 | 4.5 |  | Ecom_SCR-20-CS_NoWallPlate.jpeg | http://grandbrass.xologic.com/vendors/4460/large/Ecom_SCR-20-CS_NoWallPlate.jpeg | [47 empty] | 0 | 0 | 0 | [6 empty] | 0 | 1 | 1 | EA | 1 | Lighting Controls |  |  | Electrical Distribution Equipment |  | Receptacles |  | Electrical Receptacles | [20 empty] | Other Lighting Controls | [242 empty] | <a href="https://assets.lutron.com/a/documents/0301636.pdf" target="_blank">Installation Instructions</a> | [23 empty] | 2.000 DW |  |  | 2.3000 IN | [89 empty] | 1.000 EA | 1.000 EA | [35 empty] | No | [42 empty] | https://assets.lutron.com/a/documents/maestrosatincolors.pdf | [7 empty] | Shelf Stock | [39 empty] | 39121406 | [13 empty] | <a href="https://www.lutron.com/TechnicalDocumentLibrary/369-119_Wallbox_Warranty.pdf" target="_blank">Warranty Information</a> |  |  |  |  | 0.250 L | [14 empty] | 0 | 0 | 0 | 0 | Electrical | 2021-12-01 05:51 | 2024-07-20 11:39 | 0000-00-00 00:00:00 | 2025-11-29 02:00 | 0000-00-00 00:00:00
4 | Lutron Electronics | SCRS-20-TR-SL | 4460-10965 | 4460 | 10965 | Lutron Electronics | Ecom_SCRS-20-TR-SL_NoWallPlate.jpeg | 784276809566 | SATIN 20A TR REC SL | Lutron Claro Tamper-Resistant Duplex Receptacle, 20 Amp, Slate |  | 2.3 | 4.5 |  | Ecom_SCRS-20-TR-SL_NoWallPlate.jpeg | http://grandbrass.xologic.com/vendors/4460/large/Ecom_SCRS-20-TR-SL_NoWallPlate.jpeg | [47 empty] | 0 | 0 | 0 | [6 empty] | 0 | 1 | 1 | EA | 1 | Lighting Controls |  |  | Electrical Distribution Equipment |  | Receptacles |  | Electrical Receptacles | [20 empty] | Other Lighting Controls | [242 empty] | <a href="https://assets.lutron.com/a/documents/0301636.pdf" target="_blank">Installation Instructions</a> | [23 empty] | 2.000 DW |  |  | 2.3000 IN | [89 empty] | 1.000 EA | 1.000 EA | [35 empty] | No | [42 empty] | https://assets.lutron.com/a/documents/maestrosatincolors.pdf | [7 empty] | Shelf Stock | [39 empty] | 39121406 | [13 empty] | <a href="https://www.lutron.com/TechnicalDocumentLibrary/369-119_Wallbox_Warranty.pdf" target="_blank">Warranty Information</a> |  |  |  |  | 0.240 L | [14 empty] | 0 | 0 | 0 | 0 | Electrical | 2021-12-01 05:51 | 2024-07-20 11:39 | 0000-00-00 00:00:00 | 2025-11-29 02:00 | 0000-00-00 00:00:00
4 | Lutron Electronics | SCRS-20-TR-EP | 4460-10966 | 4460 | 10966 | Lutron Electronics | Ecom_SCRS-20-TR-EP_NoWallPlate.jpeg | 784276809610 | SATIN 20A TR REC EP | Lutron Claro Tamper-Resistant Duplex Receptacle, 20 Amp, Espresso |  | 2.3 | 4.5 |  | Ecom_SCRS-20-TR-EP_NoWallPlate.jpeg | http://grandbrass.xologic.com/vendors/4460/large/Ecom_SCRS-20-TR-EP_NoWallPlate.jpeg | [47 empty] | 0 | 0 | 0 | [6 empty] | 0 | 1 | 1 | EA | 1 | Lighting Controls |  |  | Electrical Distribution Equipment |  | Receptacles |  | Electrical Receptacles | [20 empty] | Other Lighting Controls | [242 empty] | <a href="https://assets.lutron.com/a/documents/0301636.pdf" target="_blank">Installation Instructions</a> | [23 empty] | 2.000 DW |  |  | 2.3000 IN | [89 empty] | 1.000 EA | 1.000 EA | [35 empty] | No | [42 empty] | https://assets.lutron.com/a/documents/maestrosatincolors.pdf | [7 empty] | Shelf Stock | [39 empty] | 39121406 | [13 empty] | <a href="https://www.lutron.com/TechnicalDocumentLibrary/369-119_Wallbox_Warranty.pdf" target="_blank">Warranty Information</a> |  |  |  |  | 0.240 L | [14 empty] | 0 | 0 | 0 | 0 | Electrical | 2021-12-01 05:51 | 2024-07-20 11:44 | 0000-00-00 00:00:00 | 2025-11-29 02:00 | 0000-00-00 00:00:00
4 | Lutron Electronics | SCR-20-GFST-TF | 4460-10967 | 4460 | 10967 | Lutron Electronics | Ecom_SCR-20-GFST-TF_nowallplate.jpeg | 784276809863 | SATIN 20A GFCI REC TF | Lutron Claro Tamper-Resistant GFCI Duplex Receptacle, 20-Amp, Truffle White |  | 2.3 | 4.5 |  | Ecom_SCR-20-GFST-TF_nowallplate.jpeg | http://grandbrass.xologic.com/vendors/4460/large/Ecom_SCR-20-GFST-TF_nowallplate.jpeg | [47 empty] | 0 | 0 | 0 | [6 empty] | 0 | 1 | 1 | EA | 1 | Lighting Controls |  |  | Electrical Distribution Equipment |  | Receptacles |  | Electrical Receptacles | [20 empty] | Other Lighting Controls | [242 empty] | <a href="https://assets.lutron.com/a/documents/0301801.pdf" target="_blank">Installation Instructions</a> | [23 empty] | 2.000 DW |  |  | 2.3000 IN | [89 empty] | 1.000 EA | 1.000 EA | [35 empty] | No | [42 empty] | https://assets.lutron.com/a/documents/369964.pdf | [7 empty] | Shelf Stock | [39 empty] | 39121406 | [13 empty] | <a href="https://www.lutron.com/TechnicalDocumentLibrary/369-119_Wallbox_Warranty.pdf" target="_blank">Warranty Information</a> |  |  |  |  | 0.340 L | [14 empty] | 0 | 0 | 0 | 0 | Electrical | 2021-12-01 05:51 | 2024-07-20 11:44 | 0000-00-00 00:00:00 | 2025-11-29 02:00 | 0000-00-00 00:00:00
4 | Lutron Electronics | SCR-15-UBTR-CY | 4460-10968 | 4460 | 10968 | Lutron Electronics | Ecom_SCR-15-UBTR-CY_NoWallPlate.jpeg | 784276809955 | SATIN 15A USB REC CY | Lutron Claro USB Type A 2.0 Duplex Receptacle, 15 Amp, Clay |  | 2.4 | 4.6 |  | Ecom_SCR-15-UBTR-CY_NoWallPlate.jpeg | http://grandbrass.xologic.com/vendors/4460/large/Ecom_SCR-15-UBTR-CY_NoWallPlate.jpeg | [47 empty] | 0 | 0 | 0 | [6 empty] | 0 | 1 | 1 | EA | 1 | Lighting Controls |  |  | Electrical Distribution Equipment |  | Receptacles |  | Electrical Receptacles | [20 empty] | Other Lighting Controls | [242 empty] | <a href="https://assets.lutron.com/a/documents/041532.pdf" target="_blank">Installation Instructions</a> | [23 empty] | 2.000 DW |  |  | 2.4000 IN | [89 empty] | 1.000 EA | 1.000 EA | [35 empty] | No | [42 empty] | https://assets.lutron.com/a/documents/369976.pdf | [7 empty] | Shelf Stock | [39 empty] | 39121406 | [13 empty] | <a href="https://www.lutron.com/TechnicalDocumentLibrary/369-119_Wallbox_Warranty.pdf" target="_blank">Warranty Information</a> |  |  |  |  | 0.500 L | [14 empty] | 0 | 0 | 0 | 0 | Electrical | 2021-12-01 05:51 | 2024-07-20 11:39 | 0000-00-00 00:00:00 | 2025-11-29 02:00 | 0000-00-00 00:00:00
4 | Lutron Electronics | SCR-20-GFST-RW | 4460-10969 | 4460 | 10969 | Lutron Electronics | Ecom_SCR-20-GFST-RW_nowallplate.jpeg | 784276810203 | SATIN 20A GFCI REC RW | Lutron Claro Tamper-Resistant GFCI Duplex Receptacle, 20-Amp, Architectural White |  | 2.3 | 4.5 |  | Ecom_SCR-20-GFST-RW_nowallplate.jpeg | http://grandbrass.xologic.com/vendors/4460/large/Ecom_SCR-20-GFST-RW_nowallplate.jpeg | [47 empty] | 0 | 0 | 0 | [6 empty] | 0 | 1 | 1 | EA | 1 | Lighting Controls |  |  | Electrical Distribution Equipment |  | Receptacles |  | Electrical Receptacles | [20 empty] | Other Lighting Controls | [242 empty] | <a href="https://assets.lutron.com/a/documents/0301801.pdf" target="_blank">Installation Instructions</a> | [23 empty] | 2.000 DW |  |  | 2.3000 IN | [89 empty] | 1.000 EA | 1.000 EA | [35 empty] | No | [42 empty] | https://assets.lutron.com/a/documents/369964.pdf | [7 empty] | Shelf Stock | [39 empty] | 39121406 | [13 empty] | <a href="https://www.lutron.com/TechnicalDocumentLibrary/369-119_Wallbox_Warranty.pdf" target="_blank">Warranty Information</a> |  |  |  |  | 0.340 L | [14 empty] | 0 | 0 | 0 | 0 | Electrical | 2021-12-01 05:51 | 2024-07-20 11:37 | 0000-00-00 00:00:00 | 2025-11-29 02:00 | 0000-00-00 00:00:00
1 | Lutron Electronics | RRST-W4B-BI | 4460-10970 | 4460 | 10970 | Lutron Electronics | RRST-W4B-BI.jpg | 784276286084 | RA3 4B SUNNATA KEY BI | Lutron RadioRA 3 Sunnata RF 4-Button Keypad- Biscuit |  | 2.25 | 4.5 |  | RRST-W4B-BI.jpg | http://grandbrass.xologic.com/vendors/4460/large/RRST-W4B-BI.jpg | [47 empty] | 0 | 0 | 0 | [6 empty] | 0 | 1 | 1 | EA | 1 | Lighting Controls | [27 empty] | Other Lighting Controls | [242 empty] | <a href="https://assets.lutron.com/a/documents/044373.pdf" target="_blank">Installation Instructions</a> | [23 empty] | 5.000 DW |  |  | 2.2500 IN | [89 empty] | 1.000 EA | 1.000 EA | [35 empty] | No | [42 empty] | https://assets.lutron.com/a/documents/3691168_ENG.pdf | [7 empty] | Shelf Stock | [39 empty] | 52161525 | [6 empty] | <a href="https://lutron.widen.net/content/4y4cm6o0wa/mp4/RadioRA-3-Processor-Video.mp4?w=2048" target="_blank">Product Video Clip</a> | [6 empty] | <a href="https://assets.lutron.com/a/documents/043561.pdf" target="_blank">Warranty Information</a> |  |  |  |  | 0.220 L | [14 empty] | 0 | 0 | 0 | 0 | Lighting Fixtures | 2021-12-01 05:58 | 2024-07-20 11:31 | 0000-00-00 00:00:00 | 2024-07-20 11:31 | 0000-00-00 00:00:00 | [6 empty] | Biscuit
4 | Lutron Electronics | SC-1-TF | 4460-10971 | 4460 | 10971 | Lutron Electronics | Ecom_SC-1-TF.jpeg | 784276287609 | SATIN WALLPLATE TF | Claro Wallplate, Satin Finish, Single-gang in truffle |  | 3.3 | 4.9 |  | Ecom_SC-1-TF.jpeg | http://grandbrass.xologic.com/vendors/4460/large/Ecom_SC-1-TF.jpeg | [47 empty] | 0 | 0 | 0 | [6 empty] | 0 | 1 | 1 | EA | 1 | Lighting Controls |  |  | Fittings and Hardware |  | Electrical Hardware And Supplies |  | Wallplates | [20 empty] | Switch Plates | [242 empty] | <a href="https://assets.lutron.com/a/documents/040440.pdf" target="_blank">Installation Instructions</a> | [23 empty] | 2.000 DW |  |  | 0.4000 IN | [89 empty] | 1.000 EA | 1.000 EA | [35 empty] | No | [42 empty] | https://assets.lutron.com/a/documents/maestrosatincolors.pdf | [7 empty] | Shelf Stock | [39 empty] | 39121704 | [13 empty] | <a href="https://www.lutron.com/TechnicalDocumentLibrary/369-119_Wallbox_Warranty.pdf" target="_blank">Warranty Information</a> |  |  |  |  | 0.150 L | [14 empty] | 0 | 0 | 0 | 0 | Electrical | 2021-12-01 05:58 | 2024-07-20 11:34 | 0000-00-00 00:00:00 | 2025-11-29 02:00 | 0000-00-00 00:00:00
4 | Lutron Electronics | SC-1-DE | 4460-10972 | 4460 | 10972 | Lutron Electronics | Ecom_SC-1-DE.jpeg | 784276287616 | SATIN WALLPLATE DE | Claro Wallplate, Satin Finish, Single-gang in deep sea |  | 3.9 | 0.6 |  | Ecom_SC-1-DE.jpeg | http://grandbrass.xologic.com/vendors/4460/large/Ecom_SC-1-DE.jpeg | [47 empty] | 0 | 0 | 0 | [6 empty] | 0 | 1 | 1 | EA | 1 | Lighting Controls |  |  | Fittings and Hardware |  | Electrical Hardware And Supplies |  | Wallplates | [20 empty] | Switch Plates | [242 empty] | <a href="https://assets.lutron.com/a/documents/040440.pdf" target="_blank">Installation Instructions</a> | [23 empty] | 2.000 DW |  |  | 5.9000 IN | [89 empty] | 1.000 EA | 1.000 EA | [35 empty] | No | [42 empty] | https://assets.lutron.com/a/documents/maestrosatincolors.pdf | [7 empty] | Shelf Stock | [39 empty] | 39121704 | [13 empty] | <a href="https://www.lutron.com/TechnicalDocumentLibrary/369-119_Wallbox_Warranty.pdf" target="_blank">Warranty Information</a> |  |  |  |  | 0.150 L | [14 empty] | 0 | 0 | 0 | 0 | Electrical | 2021-12-01 05:58 | 2024-07-20 11:35 | 0000-00-00 00:00:00 | 2025-11-29 02:00 | 0000-00-00 00:00:00
4 | Lutron Electronics | SC-4-GL | 4460-10973 | 4460 | 10973 | Lutron Electronics | Ecom_SC-4-GL.jpeg | 784276287968 | SATIN WALLPLATE 4G GL | Claro Wallplate, Satin Finish, Four-gang in glacier white |  | 1 | 1 |  | Ecom_SC-4-GL.jpeg | http://grandbrass.xologic.com/vendors/4460/large/Ecom_SC-4-GL.jpeg | [47 empty] | 0 | 0 | 0 | [6 empty] | 0 | 1 | 1 | EA | 1 | Lighting Controls |  |  | Fittings and Hardware |  | Electrical Hardware And Supplies |  | Wallplates | [20 empty] | Switch Plates | [242 empty] | <a href="https://assets.lutron.com/a/documents/040440.pdf" target="_blank">Installation Instructions</a> | [23 empty] | 2.000 DW |  |  | 1.0000 IN | [89 empty] | 1.000 EA | 1.000 EA | [35 empty] | No | [42 empty] | https://assets.lutron.com/a/documents/maestrosatincolors.pdf | [7 empty] | Shelf Stock | [39 empty] | 39121704 | [13 empty] | <a href="https://www.lutron.com/TechnicalDocumentLibrary/369-119_Wallbox_Warranty.pdf" target="_blank">Warranty Information</a> |  |  |  |  | 0.350 L | [14 empty] | 0 | 0 | 0 | 0 | Electrical | 2021-12-01 05:58 | 2024-07-20 11:32 | 0000-00-00 00:00:00 | 2025-11-29 02:00 | 0000-00-00 00:00:00
4 | Lutron Electronics | SC-4-SR | 4460-10974 | 4460 | 10974 | Lutron Electronics | Ecom_SC-4-SR.jpeg | 784276288101 | SATIN WALLPLATE 4G SR | Claro Wallplate, Satin Finish, Four-gang in signal red |  | 1 | 1 |  | Ecom_SC-4-SR.jpeg | http://grandbrass.xologic.com/vendors/4460/large/Ecom_SC-4-SR.jpeg | [47 empty] | 0 | 0 | 0 | [6 empty] | 0 | 1 | 1 | EA | 1 | Lighting Controls |  |  | Fittings and Hardware |  | Electrical Hardware And Supplies |  | Wallplates | [20 empty] | Switch Plates | [242 empty] | <a href="https://assets.lutron.com/a/documents/040440.pdf" target="_blank">Installation Instructions</a> | [23 empty] | 2.000 DW |  |  | 1.0000 IN | [89 empty] | 1.000 EA | 1.000 EA | [35 empty] | No | [42 empty] | https://assets.lutron.com/a/documents/maestrosatincolors.pdf | [7 empty] | Shelf Stock | [39 empty] | 39121704 | [13 empty] | <a href="https://www.lutron.com/TechnicalDocumentLibrary/369-119_Wallbox_Warranty.pdf" target="_blank">Warranty Information</a> |  |  |  |  | 1.000 L | [14 empty] | 0 | 0 | 0 | 0 | Electrical | 2021-12-01 05:58 | 2024-07-20 11:31 | 0000-00-00 00:00:00 | 2025-11-29 02:00 | 0000-00-00 00:00:00
4 | Lutron Electronics | SC-5-BW | 4460-10975 | 4460 | 10975 | Lutron Electronics | Ecom_SC-5-BW.jpeg | 784276288118 | SATIN WALLPLATE 5G BW | Claro Wallplate, Satin Finish, Five-gang in brilliant white |  | 6.3 | 1.25 |  | Ecom_SC-5-BW.jpeg | http://grandbrass.xologic.com/vendors/4460/large/Ecom_SC-5-BW.jpeg | [47 empty] | 0 | 0 | 0 | [6 empty] | 0 | 1 | 1 | EA | 1 | Lighting Controls |  |  | Fittings and Hardware |  | Electrical Hardware And Supplies |  | Wallplates | [20 empty] | Switch Plates | [242 empty] | <a href="https://assets.lutron.com/a/documents/040440.pdf" target="_blank">Installation Instructions</a> | [23 empty] | 2.000 DW |  |  | 12.5000 IN | [89 empty] | 1.000 EA | 1.000 EA | [35 empty] | No | [42 empty] | https://assets.lutron.com/a/documents/maestrosatincolors.pdf | [7 empty] | Shelf Stock | [39 empty] | 39121704 | [13 empty] | <a href="https://www.lutron.com/TechnicalDocumentLibrary/369-119_Wallbox_Warranty.pdf" target="_blank">Warranty Information</a> |  |  |  |  | 0.350 L | [14 empty] | 0 | 0 | 0 | 0 | Electrical | 2021-12-01 05:58 | 2024-07-20 11:44 | 0000-00-00 00:00:00 | 2025-11-29 02:00 | 0000-00-00 00:00:00
1 | Lutron Electronics | SC-1PS-SL | 4460-10976 | 4460 | 10976 | Lutron Electronics | Ecom_SC-1PS-SL_NoWallPlate.jpeg | 784276288460 | SATIN 15A SW SL | Lutron Claro 15 Amp, Single-Pole On/Off Rocker Switch, Slate |  | 2.3 | 4.5 |  | Ecom_SC-1PS-SL_NoWallPlate.jpeg | http://grandbrass.xologic.com/vendors/4460/large/Ecom_SC-1PS-SL_NoWallPlate.jpeg | [47 empty] | 0 | 0 | 0 | [6 empty] | 0 | 1 | 1 | EA | 1 | Lighting Controls | [27 empty] | Lightswitches | [242 empty] | <a href="https://assets.lutron.com/a/documents/030704g.pdf" target="_blank">Installation Instructions</a> | [23 empty] | 2.000 DW |  |  | 2.3000 IN | [89 empty] | 1.000 EA | 1.000 EA | [35 empty] | No | [42 empty] | https://assets.lutron.com/a/documents/maestrosatincolors.pdf | [7 empty] | Shelf Stock | [39 empty] | 39122226 | [13 empty] | <a href="https://www.lutron.com/TechnicalDocumentLibrary/369-119_Wallbox_Warranty.pdf" target="_blank">Warranty Information</a> |  |  |  |  | 0.200 L | [14 empty] | 0 | 0 | 0 | 0 | Lighting Fixtures | 2021-12-01 05:58 | 2024-07-20 11:30 | 0000-00-00 00:00:00 | 2024-07-20 11:30 | 0000-00-00 00:00:00
1 | Lutron Electronics | SC-3PS-GL | 4460-10977 | 4460 | 10977 | Lutron Electronics | Ecom_SC-3PS-GL_NoWallPlate.jpeg | 784276288606 | SATIN 15A SW 3WAY GL | Lutron Claro 15 Amp, 3-Way On/Off Rocker Switch, Glacier White |  | 2.3 | 4.5 |  | Ecom_SC-3PS-GL_NoWallPlate.jpeg | http://grandbrass.xologic.com/vendors/4460/large/Ecom_SC-3PS-GL_NoWallPlate.jpeg | [47 empty] | 0 | 0 | 0 | [6 empty] | 0 | 1 | 1 | EA | 1 | Lighting Controls | [27 empty] | Lightswitches | [242 empty] | <a href="https://assets.lutron.com/a/documents/0301637.pdf" target="_blank">Installation Instructions</a> | [23 empty] | 2.000 DW |  |  | 2.3000 IN | [89 empty] | 1.000 EA | 1.000 EA | [35 empty] | No | [42 empty] | https://assets.lutron.com/a/documents/maestrosatincolors.pdf | [7 empty] | Shelf Stock | [39 empty] | 39122226 | [13 empty] | <a href="https://www.lutron.com/TechnicalDocumentLibrary/369-119_Wallbox_Warranty.pdf" target="_blank">Warranty Information</a> |  |  |  |  | 0.300 L | [14 empty] | 0 | 0 | 0 | 0 | Lighting Fixtures | 2021-12-01 05:58 | 2024-07-20 11:31 | 0000-00-00 00:00:00 | 2024-07-20 11:31 | 0000-00-00 00:00:00
1 | Lutron Electronics | SC-3PS-RW | 4460-10978 | 4460 | 10978 | Lutron Electronics | Ecom_SC-3PS-RW_NoWallPlate.jpeg | 784276288613 | SATIN 15A SW 3WAY RW | Lutron Claro 15 Amp, 3-Way On/Off Rocker Switch, Architectural White |  | 2.3 | 4.5 |  | Ecom_SC-3PS-RW_NoWallPlate.jpeg | http://grandbrass.xologic.com/vendors/4460/large/Ecom_SC-3PS-RW_NoWallPlate.jpeg | [47 empty] | 0 | 0 | 0 | [6 empty] | 0 | 1 | 1 | EA | 1 | Lighting Controls | [27 empty] | Lightswitches | [242 empty] | <a href="https://assets.lutron.com/a/documents/0301637.pdf" target="_blank">Installation Instructions</a> | [23 empty] | 2.000 DW |  |  | 2.3000 IN | [89 empty] | 1.000 EA | 1.000 EA | [35 empty] | No | [42 empty] | https://assets.lutron.com/a/documents/maestrosatincolors.pdf | [7 empty] | Shelf Stock | [39 empty] | 39122226 | [13 empty] | <a href="https://www.lutron.com/TechnicalDocumentLibrary/369-119_Wallbox_Warranty.pdf" target="_blank">Warranty Information</a> |  |  |  |  | 0.300 L | [14 empty] | 0 | 0 | 0 | 0 | Lighting Fixtures | 2021-12-01 05:58 | 2024-07-20 11:37 | 0000-00-00 00:00:00 | 2024-07-20 11:37 | 0000-00-00 00:00:00
1 | Lutron Electronics | SC-BI-PB | 4460-10979 | 4460 | 10979 | Lutron Electronics | SC-BI-PB.jpg | 784276288965 | CLARO BLANK PB | Claro Satin Finish, Blank insert in pebble |  | 2.3 | 4.5 |  | SC-BI-PB.jpg | http://grandbrass.xologic.com/vendors/4460/large/SC-BI-PB.jpg | [47 empty] | 0 | 0 | 0 | [6 empty] | 0 | 1 | 1 | EA | 1 | Specialty Items | [27 empty] | Lighting Accessories | [242 empty] | <a href="https://assets.lutron.com/a/documents/040440.pdf" target="_blank">Installation Instructions</a> | [23 empty] | 2.000 DW |  |  | 2.3000 IN | [89 empty] | 1.000 EA | 1.000 EA | [35 empty] | No | [42 empty] | https://assets.lutron.com/a/documents/maestrosatincolors.pdf | [7 empty] | Shelf Stock | [39 empty] | 39122221 | [13 empty] | <a href="https://www.lutron.com/TechnicalDocumentLibrary/369-119_Wallbox_Warranty.pdf" target="_blank">Warranty Information</a> |  |  |  |  | 0.060 L | [14 empty] | 0 | 0 | 0 | 0 | Lighting Fixtures | 2021-12-01 05:58 | 2024-07-20 11:32 | 0000-00-00 00:00:00 | 2024-07-20 11:32 | 0000-00-00 00:00:00 | [6 empty] | Biscuit
1 | Lutron Electronics | DVSCCL-153P-LG | 4460-10980 | 4460 | 10980 | Lutron Electronics | Ecom_DVSCCL-153P-LG_NoWallPlate.jpeg | 784276289108 | DIVA 150W DIM LG | Diva LED+ Dimmer - Satin Finish, LED, Incandescent/Halogen, 3-way/single-pole, 150W LED or 600W inc/hal, lunar gray |  | 2.3 | 4.5 |  | Ecom_DVSCCL-153P-LG_NoWallPlate.jpeg | http://grandbrass.xologic.com/vendors/4460/large/Ecom_DVSCCL-153P-LG_NoWallPlate.jpeg | [47 empty] | 0 | 0 | 0 | [6 empty] | 0 | 1 | 1 | EA | 1 | Lighting Controls | [27 empty] | Dimmers | [242 empty] | <a href="https://www.lutron.com/TechnicalDocumentLibrary/0301882.pdf" target="_blank">Installation Instructions</a> | [23 empty] | 2.000 DW |  |  | 2.3000 IN | [89 empty] | 1.000 EA | 1.000 EA | [35 empty] | No | [42 empty] | https://assets.lutron.com/a/documents/DivaSatinColors.pdf | [7 empty] | Shelf Stock | [39 empty] | 39122206 | [13 empty] | <a href="https://www.lutron.com/TechnicalDocumentLibrary/369-119_Wallbox_Warranty.pdf" target="_blank">Warranty Information</a> |  |  |  |  | 0.250 L | [14 empty] | 0 | 0 | 0 | 0 | Lighting Fixtures | 2021-12-01 05:58 | 2024-07-20 11:31 | 0000-00-00 00:00:00 | 2024-07-20 11:31 | 0000-00-00 00:00:00
1 | Lutron Electronics | DVSCCL-153P-MI | 4460-10981 | 4460 | 10981 | Lutron Electronics | Ecom_DVSCCL-153P-MI_NoWallplate.jpeg | 784276289115 | DIVA 150W DIM MI | Diva LED+ Dimmer - Satin Finish, LED, Incandescent/Halogen, 3-way/single-pole, 150W LED or 600W inc/hal, mist |  | 2.3 | 4.5 |  | Ecom_DVSCCL-153P-MI_NoWallplate.jpeg | http://grandbrass.xologic.com/vendors/4460/large/Ecom_DVSCCL-153P-MI_NoWallplate.jpeg | [47 empty] | 0 | 0 | 0 | [6 empty] | 0 | 1 | 1 | EA | 1 | Lighting Controls | [27 empty] | Dimmers | [242 empty] | <a href="https://www.lutron.com/TechnicalDocumentLibrary/0301882.pdf" target="_blank">Installation Instructions</a> | [23 empty] | 2.000 DW |  |  | 2.3000 IN | [89 empty] | 1.000 EA | 1.000 EA | [35 empty] | No | [42 empty] | https://assets.lutron.com/a/documents/DivaSatinColors.pdf | [7 empty] | Shelf Stock | [39 empty] | 39122206 | [13 empty] | <a href="https://www.lutron.com/TechnicalDocumentLibrary/369-119_Wallbox_Warranty.pdf" target="_blank">Warranty Information</a> |  |  |  |  | 0.250 L | [14 empty] | 0 | 0 | 0 | 0 | Lighting Fixtures | 2021-12-01 05:58 | 2024-07-20 11:39 | 0000-00-00 00:00:00 | 2024-07-20 11:39 | 0000-00-00 00:00:00
1 | Lutron Electronics | DVSCRP-253P-SL | 4460-10982 | 4460 | 10982 | Lutron Electronics | DVSCRP-253P-SL.jpg | 784276289467 | DIVA REVERSE PHASE 250W DIM SL | Diva Reverse-phase Dimmer - Satin Finish, CFL/LED (Screw-based), Incandescent/Halogen, Electronic Low-voltage, 3-way/single-pole, 250W CFL/LED or 500W inc/hal/ELV in slate |  | 2.3 | 4.5 |  | DVSCRP-253P-SL.jpg | http://grandbrass.xologic.com/vendors/4460/large/DVSCRP-253P-SL.jpg | [47 empty] | 0 | 0 | 0 | [6 empty] | 0 | 1 | 1 | EA | 1 | Lighting Controls | [27 empty] | Dimmers | [242 empty] | <a href="https://assets.lutron.com/a/documents/368-4493_Page_38.pdf" target="_blank">Installation Instructions</a> | [23 empty] | 2.000 DW |  |  | 2.3000 IN | [89 empty] | 1.000 EA | 1.000 EA | [35 empty] | No | [42 empty] | https://assets.lutron.com/a/documents/DivaSatinColors.pdf | [7 empty] | Shelf Stock | [39 empty] | 39122206 | [13 empty] | <a href="https://www.lutron.com/TechnicalDocumentLibrary/369-119_Wallbox_Warranty.pdf" target="_blank">Warranty Information</a> |  |  |  |  | 0.270 L | [14 empty] | 0 | 0 | 0 | 0 | Lighting Fixtures | 2021-12-01 05:58 | 2024-07-20 11:40 | 0000-00-00 00:00:00 | 2024-07-20 11:40 | 0000-00-00 00:00:00
1 | Lutron Electronics | DVSCRP-253P-SD | 4460-10983 | 4460 | 10983 | Lutron Electronics | DVSCRP-253P-SD.jpg | 784276289474 | DIVA REVERSE PHASE 250W DIM SD | Diva Reverse-phase Dimmer - Satin Finish, CFL/LED (Screw-based), Incandescent/Halogen, Electronic Low-voltage, 3-way/single-pole, 250W CFL/LED or 500W inc/hal/ELV in sand |  | 2.3 | 4.5 |  | DVSCRP-253P-SD.jpg | http://grandbrass.xologic.com/vendors/4460/large/DVSCRP-253P-SD.jpg | [47 empty] | 0 | 0 | 0 | [6 empty] | 0 | 1 | 1 | EA | 1 | Lighting Controls | [27 empty] | Dimmers | [242 empty] | <a href="https://assets.lutron.com/a/documents/368-4493_Page_38.pdf" target="_blank">Installation Instructions</a> | [23 empty] | 2.000 DW |  |  | 2.3000 IN | [89 empty] | 1.000 EA | 1.000 EA | [35 empty] | No | [42 empty] | https://assets.lutron.com/a/documents/DivaSatinColors.pdf | [7 empty] | Shelf Stock | [39 empty] | 39122206 | [13 empty] | <a href="https://www.lutron.com/TechnicalDocumentLibrary/369-119_Wallbox_Warranty.pdf" target="_blank">Warranty Information</a> |  |  |  |  | 0.270 L | [14 empty] | 0 | 0 | 0 | 0 | Lighting Fixtures | 2021-12-01 05:58 | 2024-07-20 11:38 | 0000-00-00 00:00:00 | 2024-07-20 11:38 | 0000-00-00 00:00:00
1 | Lutron Electronics | DVSCSTV-PB | 4460-10984 | 4460 | 10984 | Lutron Electronics | DVSCSTV-PB.jpg | 784276291057 | DIVA DV 8A PB | Diva Dimmer - Satin Finish, Fluorescent or LED Dimming with 0-10V Ballasts and Drivers, Single-pole/3-way, 120-277V/50mA/8A in pebble |  | 2.3 | 4.5 |  | DVSCSTV-PB.jpg | http://grandbrass.xologic.com/vendors/4460/large/DVSCSTV-PB.jpg | [47 empty] | 0 | 0 | 0 | [6 empty] | 0 | 1 | 1 | EA | 1 | Lighting Controls | [27 empty] | Dimmers | [242 empty] | <a href="https://www.lutron.com/TechnicalDocumentLibrary/0301973.pdf" target="_blank">Installation Instructions</a> | [23 empty] | 2.000 DW |  |  | 2.3000 IN | [89 empty] | 1.000 EA | 1.000 EA | [35 empty] | No | [42 empty] | https://www.lutron.com/TechnicalDocumentLibrary/369147.pdf | [7 empty] | Shelf Stock | [39 empty] | 39122206 | [13 empty] | <a href="https://www.lutron.com/TechnicalDocumentLibrary/369-119_Wallbox_Warranty.pdf" target="_blank">Warranty Information</a> |  |  |  |  | 0.260 L | [14 empty] | 0 | 0 | 0 | 0 | Lighting Fixtures | 2021-12-01 05:58 | 2024-07-20 11:35 | 0000-00-00 00:00:00 | 2024-07-20 11:35 | 0000-00-00 00:00:00
1 | Lutron Electronics | DVSCSTV-CS | 4460-10985 | 4460 | 10985 | Lutron Electronics | DVSCSTV-CS.jpg | 784276291064 | DIVA DV 8A CS | Diva Dimmer - Satin Finish, Fluorescent or LED Dimming with 0-10V Ballasts and Drivers, Single-pole/3-way, 120-277V/50mA/8A in cobblestone |  | 2.3 | 4.5 |  | DVSCSTV-CS.jpg | http://grandbrass.xologic.com/vendors/4460/large/DVSCSTV-CS.jpg | [47 empty] | 0 | 0 | 0 | [6 empty] | 0 | 1 | 1 | EA | 1 | Lighting Controls | [27 empty] | Dimmers | [242 empty] | <a href="https://www.lutron.com/TechnicalDocumentLibrary/0301973.pdf" target="_blank">Installation Instructions</a> | [23 empty] | 2.000 DW |  |  | 2.3000 IN | [89 empty] | 1.000 EA | 1.000 EA | [35 empty] | No | [42 empty] | https://www.lutron.com/TechnicalDocumentLibrary/369147.pdf | [7 empty] | Shelf Stock | [39 empty] | 39122206 | [13 empty] | <a href="https://www.lutron.com/TechnicalDocumentLibrary/369-119_Wallbox_Warranty.pdf" target="_blank">Warranty Information</a> |  |  |  |  | 0.260 L | [14 empty] | 0 | 0 | 0 | 0 | Lighting Fixtures | 2021-12-01 05:58 | 2024-07-20 11:36 | 0000-00-00 00:00:00 | 2024-07-20 11:36 | 0000-00-00 00:00:00
1 | Lutron Electronics | DVSCELV-300P-PM | 4460-10986 | 4460 | 10986 | Lutron Electronics | DVSCELV-300P-PM.jpg | 784276291415 | DIVA 300W DIM PM | Diva Dimmer - Satin Finish, Electronic Low-Voltage, Single-pole, 120V/300W in pumice |  | 2.3 | 4.5 |  | DVSCELV-300P-PM.jpg | http://grandbrass.xologic.com/vendors/4460/large/DVSCELV-300P-PM.jpg | [47 empty] | 0 | 0 | 0 | [6 empty] | 0 | 1 | 1 | EA | 1 | Lighting Controls | [27 empty] | Dimmers | [242 empty] | <a href="https://www.lutron.com/TechnicalDocumentLibrary/0301295.pdf" target="_blank">Installation Instructions</a> | [23 empty] | 2.000 DW |  |  | 2.3000 IN | [89 empty] | 1.000 EA | 1.000 EA | [35 empty] | No | [42 empty] | https://assets.lutron.com/a/documents/DivaSatinColors.pdf | [7 empty] | Shelf Stock | [39 empty] | 39122206 | [13 empty] | <a href="https://www.lutron.com/TechnicalDocumentLibrary/369-119_Wallbox_Warranty.pdf" target="_blank">Warranty Information</a> |  |  |  |  | 0.250 L | [14 empty] | 0 | 0 | 0 | 0 | Lighting Fixtures | 2021-12-01 05:58 | 2024-07-20 11:34 | 0000-00-00 00:00:00 | 2024-07-20 11:34 | 0000-00-00 00:00:00
1 | Lutron Electronics | DVSCELV-300P-CY | 4460-10987 | 4460 | 10987 | Lutron Electronics | DVSCELV-300P-CY.jpg | 784276291422 | DIVA 300W DIM CY | Diva Dimmer - Satin Finish, Electronic Low-Voltage, Single-pole, 120V/300W in clay |  | 2.3 | 4.5 |  | DVSCELV-300P-CY.jpg | http://grandbrass.xologic.com/vendors/4460/large/DVSCELV-300P-CY.jpg | [47 empty] | 0 | 0 | 0 | [6 empty] | 0 | 1 | 1 | EA | 1 | Lighting Controls | [27 empty] | Dimmers | [242 empty] | <a href="https://www.lutron.com/TechnicalDocumentLibrary/0301295.pdf" target="_blank">Installation Instructions</a> | [23 empty] | 2.000 DW |  |  | 2.3000 IN | [89 empty] | 1.000 EA | 1.000 EA | [35 empty] | No | [42 empty] | https://assets.lutron.com/a/documents/DivaSatinColors.pdf | [7 empty] | Shelf Stock | [39 empty] | 39122206 | [13 empty] | <a href="https://www.lutron.com/TechnicalDocumentLibrary/369-119_Wallbox_Warranty.pdf" target="_blank">Warranty Information</a> |  |  |  |  | 0.250 L | [14 empty] | 0 | 0 | 0 | 0 | Lighting Fixtures | 2021-12-01 05:58 | 2024-07-20 11:34 | 0000-00-00 00:00:00 | 2024-07-20 11:34 | 0000-00-00 00:00:00
1 | Lutron Electronics | DVSCELV-303P-SL | 4460-10988 | 4460 | 10988 | Lutron Electronics | DVSCELV-303P-SL.jpg | 784276291552 | DIVA 300W 3WAY DIM SL | Diva Dimmer - Satin Finish, Electronic Low-Voltage, 3-way, 120V/300W in slate |  | 2.3 | 4.5 |  | DVSCELV-303P-SL.jpg | http://grandbrass.xologic.com/vendors/4460/large/DVSCELV-303P-SL.jpg | [47 empty] | 0 | 0 | 0 | [6 empty] | 0 | 1 | 1 | EA | 1 | Lighting Controls | [27 empty] | Dimmers | [242 empty] | <a href="https://www.lutron.com/TechnicalDocumentLibrary/0301295.pdf" target="_blank">Installation Instructions</a> | [23 empty] | 2.000 DW |  |  | 2.3000 IN | [89 empty] | 1.000 EA | 1.000 EA | [35 empty] | No | [42 empty] | https://assets.lutron.com/a/documents/DivaSatinColors.pdf | [7 empty] | Shelf Stock | [39 empty] | 39122206 | [13 empty] | <a href="https://www.lutron.com/TechnicalDocumentLibrary/369-119_Wallbox_Warranty.pdf" target="_blank">Warranty Information</a> |  |  |  |  | 0.250 L | [14 empty] | 0 | 0 | 0 | 0 | Lighting Fixtures | 2021-12-01 05:58 | 2024-07-20 11:31 | 0000-00-00 00:00:00 | 2024-07-20 11:31 | 0000-00-00 00:00:00
1 | Lutron Electronics | DVSCELV-303P-SD | 4460-10989 | 4460 | 10989 | Lutron Electronics | DVSCELV-303P-SD.jpg | 784276291569 | DIVA 300W 3WAY DIM SD | Diva Dimmer - Satin Finish, Electronic Low-Voltage, 3-way, 120V/300W in sand |  | 2.3 | 4.5 |  | DVSCELV-303P-SD.jpg | http://grandbrass.xologic.com/vendors/4460/large/DVSCELV-303P-SD.jpg | [47 empty] | 0 | 0 | 0 | [6 empty] | 0 | 1 | 1 | EA | 1 | Lighting Controls | [27 empty] | Dimmers | [242 empty] | <a href="https://www.lutron.com/TechnicalDocumentLibrary/0301295.pdf" target="_blank">Installation Instructions</a> | [23 empty] | 2.000 DW |  |  | 2.3000 IN | [89 empty] | 1.000 EA | 1.000 EA | [35 empty] | No | [42 empty] | https://assets.lutron.com/a/documents/DivaSatinColors.pdf | [7 empty] | Shelf Stock | [39 empty] | 39122206 | [13 empty] | <a href="https://www.lutron.com/TechnicalDocumentLibrary/369-119_Wallbox_Warranty.pdf" target="_blank">Warranty Information</a> |  |  |  |  | 0.250 L | [14 empty] | 0 | 0 | 0 | 0 | Lighting Fixtures | 2021-12-01 05:58 | 2024-07-20 11:35 | 0000-00-00 00:00:00 | 2024-07-20 11:35 | 0000-00-00 00:00:00
1 | Lutron Electronics | DVSCF-103P-277PM | 4460-10990 | 4460 | 10990 | Lutron Electronics | DVSCF-103P-277PM.jpg | 784276291910 | DIVA 277V DIM PM | Diva Dimmer - Satin Finish, Fluorescent or LED Dimming with 3-Wire Ballasts and Drivers, 3-way/single-pole, 277V/6A in pumice |  | 2.3 | 4.5 |  | DVSCF-103P-277PM.jpg | http://grandbrass.xologic.com/vendors/4460/large/DVSCF-103P-277PM.jpg | [47 empty] | 0 | 0 | 0 | [6 empty] | 0 | 1 | 1 | EA | 1 | Lighting Controls | [27 empty] | Dimmers | [242 empty] | <a href="https://www.lutron.com/TechnicalDocumentLibrary/03115901D.pdf" target="_blank">Installation Instructions</a> | [23 empty] | 2.000 DW |  |  | 2.3000 IN | [89 empty] | 1.000 EA | 1.000 EA | [35 empty] | No | [42 empty] | https://assets.lutron.com/a/documents/DivaSatinColors.pdf | [7 empty] | Shelf Stock | [39 empty] | 39122206 | [13 empty] | <a href="https://www.lutron.com/TechnicalDocumentLibrary/369-119_Wallbox_Warranty.pdf" target="_blank">Warranty Information</a> |  |  |  |  | 0.320 L | [14 empty] | 0 | 0 | 0 | 0 | Lighting Fixtures | 2021-12-01 05:58 | 2024-07-20 11:32 | 0000-00-00 00:00:00 | 2024-07-20 11:32 | 0000-00-00 00:00:00
1 | Lutron Electronics | DVSCF-103P-277CY | 4460-10991 | 4460 | 10991 | Lutron Electronics | DVSCF-103P-277CY.jpg | 784276291927 | DIVA 277V DIM CY | Diva Dimmer - Satin Finish, Fluorescent or LED Dimming with 3-Wire Ballasts and Drivers, 3-way/single-pole, 277V/6A in clay |  | 2.3 | 4.5 |  | DVSCF-103P-277CY.jpg | http://grandbrass.xologic.com/vendors/4460/large/DVSCF-103P-277CY.jpg | [47 empty] | 0 | 0 | 0 | [6 empty] | 0 | 1 | 1 | EA | 1 | Lighting Controls | [27 empty] | Dimmers | [242 empty] | <a href="https://www.lutron.com/TechnicalDocumentLibrary/03115901D.pdf" target="_blank">Installation Instructions</a> | [23 empty] | 2.000 DW |  |  | 2.3000 IN | [89 empty] | 1.000 EA | 1.000 EA | [35 empty] | No | [42 empty] | https://assets.lutron.com/a/documents/DivaSatinColors.pdf | [7 empty] | Shelf Stock | [39 empty] | 39122206 | [13 empty] | <a href="https://www.lutron.com/TechnicalDocumentLibrary/369-119_Wallbox_Warranty.pdf" target="_blank">Warranty Information</a> |  |  |  |  | 0.320 L | [14 empty] | 0 | 0 | 0 | 0 | Lighting Fixtures | 2021-12-01 05:58 | 2024-07-20 11:32 | 0000-00-00 00:00:00 | 2024-07-20 11:32 | 0000-00-00 00:00:00
1 | Lutron Electronics | DVSCLV-600P-PM | 4460-10992 | 4460 | 10992 | Lutron Electronics | DVSCLV-600P-PM.jpg | 784276292054 | DIVA 450W 1P PM | Diva Dimmer - Satin Finish, Magnetic Low-Voltage, Single-pole, 120V/600VA (450W) in pumice |  | 2.3 | 4.5 |  | DVSCLV-600P-PM.jpg | http://grandbrass.xologic.com/vendors/4460/large/DVSCLV-600P-PM.jpg | [47 empty] | 0 | 0 | 0 | [6 empty] | 0 | 1 | 1 | EA | 1 | Lighting Controls | [27 empty] | Dimmers | [242 empty] | <a href="https://www.lutron.com/TechnicalDocumentLibrary/030448c.pdf" target="_blank">Installation Instructions</a> | [23 empty] | 2.000 DW |  |  | 2.3000 IN | [89 empty] | 1.000 EA | 1.000 EA | [35 empty] | No | [42 empty] | https://assets.lutron.com/a/documents/DivaSatinColors.pdf | [7 empty] | Shelf Stock | [39 empty] | 39122206 | [13 empty] | <a href="https://www.lutron.com/TechnicalDocumentLibrary/369-119_Wallbox_Warranty.pdf" target="_blank">Warranty Information</a> |  |  |  |  | 0.300 L | [14 empty] | 0 | 0 | 0 | 0 | Lighting Fixtures | 2021-12-01 05:58 | 2024-07-20 11:31 | 0000-00-00 00:00:00 | 2024-07-20 11:31 | 0000-00-00 00:00:00
1 | Lutron Electronics | DVSCLV-600P-CY | 4460-10993 | 4460 | 10993 | Lutron Electronics | DVSCLV-600P-CY.jpg | 784276292061 | DIVA 450W 1P CY | Diva Dimmer - Satin Finish, Magnetic Low-Voltage, Single-pole, 120V/600VA (450W) in clay |  | 2.3 | 4.5 |  | DVSCLV-600P-CY.jpg | http://grandbrass.xologic.com/vendors/4460/large/DVSCLV-600P-CY.jpg | [47 empty] | 0 | 0 | 0 | [6 empty] | 0 | 1 | 1 | EA | 1 | Lighting Controls | [27 empty] | Dimmers | [242 empty] | <a href="https://www.lutron.com/TechnicalDocumentLibrary/030448c.pdf" target="_blank">Installation Instructions</a> | [23 empty] | 2.000 DW |  |  | 2.3000 IN | [89 empty] | 1.000 EA | 1.000 EA | [35 empty] | No | [42 empty] | https://assets.lutron.com/a/documents/DivaSatinColors.pdf | [7 empty] | Shelf Stock | [39 empty] | 39122206 | [13 empty] | <a href="https://www.lutron.com/TechnicalDocumentLibrary/369-119_Wallbox_Warranty.pdf" target="_blank">Warranty Information</a> |  |  |  |  | 0.300 L | [14 empty] | 0 | 0 | 0 | 0 | Lighting Fixtures | 2021-12-01 05:58 | 2024-07-20 11:38 | 0000-00-00 00:00:00 | 2024-07-20 11:38 | 0000-00-00 00:00:00
1 | Lutron Electronics | DVSCLV-603P-TF | 4460-10994 | 4460 | 10994 | Lutron Electronics | DVSCLV-603P-TF.jpg | 784276292412 | DIVA 450W 3WAY TF | Diva Dimmer - Satin Finish, Magnetic Low-Voltage, 3-way, 120V/600VA (450W) in truffle |  | 2.3 | 4.5 |  | DVSCLV-603P-TF.jpg | http://grandbrass.xologic.com/vendors/4460/large/DVSCLV-603P-TF.jpg | [47 empty] | 0 | 0 | 0 | [6 empty] | 0 | 1 | 1 | EA | 1 | Lighting Controls | [27 empty] | Dimmers | [242 empty] | <a href="https://www.lutron.com/TechnicalDocumentLibrary/030448c.pdf" target="_blank">Installation Instructions</a> | [23 empty] | 2.000 DW |  |  | 2.3000 IN | [89 empty] | 1.000 EA | 1.000 EA | [35 empty] | No | [42 empty] | https://assets.lutron.com/a/documents/DivaSatinColors.pdf | [7 empty] | Shelf Stock | [39 empty] | 39122206 | [13 empty] | <a href="https://www.lutron.com/TechnicalDocumentLibrary/369-119_Wallbox_Warranty.pdf" target="_blank">Warranty Information</a> |  |  |  |  | 0.250 L | [14 empty] | 0 | 0 | 0 | 0 | Lighting Fixtures | 2021-12-01 05:58 | 2024-07-20 11:40 | 0000-00-00 00:00:00 | 2024-07-20 11:40 | 0000-00-00 00:00:00
1 | Lutron Electronics | DVSCLV-603P-DE | 4460-10995 | 4460 | 10995 | Lutron Electronics | DVSCLV-603P-DE.jpg | 784276292429 | DIVA 450W 3WAY DE | Diva Dimmer - Satin Finish, Magnetic Low-Voltage, 3-way, 120V/600VA (450W) in deep sea |  | 2.3 | 4.5 |  | DVSCLV-603P-DE.jpg | http://grandbrass.xologic.com/vendors/4460/large/DVSCLV-603P-DE.jpg | [47 empty] | 0 | 0 | 0 | [6 empty] | 0 | 1 | 1 | EA | 1 | Lighting Controls | [27 empty] | Dimmers | [242 empty] | <a href="https://www.lutron.com/TechnicalDocumentLibrary/030448c.pdf" target="_blank">Installation Instructions</a> | [23 empty] | 2.000 DW |  |  | 2.3000 IN | [89 empty] | 1.000 EA | 1.000 EA | [35 empty] | No | [42 empty] | https://assets.lutron.com/a/documents/DivaSatinColors.pdf | [7 empty] | Shelf Stock | [39 empty] | 39122206 | [13 empty] | <a href="https://www.lutron.com/TechnicalDocumentLibrary/369-119_Wallbox_Warranty.pdf" target="_blank">Warranty Information</a> |  |  |  |  | 0.250 L | [14 empty] | 0 | 0 | 0 | 0 | Lighting Fixtures | 2021-12-01 05:58 | 2024-07-20 11:37 | 0000-00-00 00:00:00 | 2024-07-20 11:37 | 0000-00-00 00:00:00
1 | Lutron Electronics | DVSCLV-103P-EP | 4460-10996 | 4460 | 10996 | Lutron Electronics | DVSCLV-103P-EP.jpg | 784276292566 | DIVA 800W EP | Diva Dimmer - Satin Finish, Magnetic Low-Voltage, 3-way, 120V/1000VA (800W) in espresso |  | 2.3 | 4.6 |  | DVSCLV-103P-EP.jpg | http://grandbrass.xologic.com/vendors/4460/large/DVSCLV-103P-EP.jpg | [47 empty] | 0 | 0 | 0 | [6 empty] | 0 | 1 | 1 | EA | 1 | Lighting Controls | [27 empty] | Dimmers | [242 empty] | <a href="https://www.lutron.com/TechnicalDocumentLibrary/030448c.pdf" target="_blank">Installation Instructions</a> | [23 empty] | 2.000 DW |  |  | 2.3000 IN | [89 empty] | 1.000 EA | 1.000 EA | [35 empty] | No | [42 empty] | https://assets.lutron.com/a/documents/DivaSatinColors.pdf | [7 empty] | Shelf Stock | [39 empty] | 39122206 | [13 empty] | <a href="https://www.lutron.com/TechnicalDocumentLibrary/369-119_Wallbox_Warranty.pdf" target="_blank">Warranty Information</a> |  |  |  |  | 0.320 L | [14 empty] | 0 | 0 | 0 | 0 | Lighting Fixtures | 2021-12-01 05:58 | 2024-07-20 11:34 | 0000-00-00 00:00:00 | 2024-07-20 11:34 | 0000-00-00 00:00:00
1 | Lutron Electronics | RRST-W3RL-TP | 4460-10997 | 4460 | 10997 | Lutron Electronics | RRST-W3RL-TP.jpg | 784276294652 | RA3 3RL SUNNATA KEY TP | Lutron RadioRA 3 Sunnata RF 3-Button Keypad with Raise/Lower - Taupe |  | 2.25 | 4.5 |  | RRST-W3RL-TP.jpg | http://grandbrass.xologic.com/vendors/4460/large/RRST-W3RL-TP.jpg | [47 empty] | 0 | 0 | 0 | [6 empty] | 0 | 1 | 1 | EA | 1 | Lighting Controls | [27 empty] | Other Lighting Controls | [242 empty] | <a href="https://assets.lutron.com/a/documents/044373.pdf" target="_blank">Installation Instructions</a> | [23 empty] | 5.000 DW |  |  | 2.2500 IN | [89 empty] | 1.000 EA | 1.000 EA | [35 empty] | No | [42 empty] | https://assets.lutron.com/a/documents/3691168_ENG.pdf | [7 empty] | Shelf Stock | [39 empty] | 52161525 | [6 empty] | <a href="https://lutron.widen.net/content/4y4cm6o0wa/mp4/RadioRA-3-Processor-Video.mp4?w=2048" target="_blank">Product Video Clip</a> | [6 empty] | <a href="https://assets.lutron.com/a/documents/043561.pdf" target="_blank">Warranty Information</a> |  |  |  |  | 0.270 L | [14 empty] | 0 | 0 | 0 | 0 | Lighting Fixtures | 2021-12-01 05:58 | 2024-07-20 11:34 | 0000-00-00 00:00:00 | 2024-07-20 11:34 | 0000-00-00 00:00:00 | [6 empty] | Taupe
1 | Lutron Electronics | RRST-W3RL-DE | 4460-10998 | 4460 | 10998 | Lutron Electronics | RRST-W3RL-DE.jpg | 784276294676 | RA3 3RL SUNNATA KEY DE | Lutron RadioRA 3 Sunnata RF 3-Button Keypad with Raise/Lower - Deep Sea |  | 2.25 | 4.5 |  | RRST-W3RL-DE.jpg | http://grandbrass.xologic.com/vendors/4460/large/RRST-W3RL-DE.jpg | [47 empty] | 0 | 0 | 0 | [6 empty] | 0 | 1 | 1 | EA | 1 | Lighting Controls | [27 empty] | Other Lighting Controls | [242 empty] | <a href="https://assets.lutron.com/a/documents/044373.pdf" target="_blank">Installation Instructions</a> | [23 empty] | 5.000 DW |  |  | 2.2500 IN | [89 empty] | 1.000 EA | 1.000 EA | [35 empty] | No | [42 empty] | https://assets.lutron.com/a/documents/3691168_ENG.pdf | [7 empty] | Shelf Stock | [39 empty] | 52161525 | [6 empty] | <a href="https://lutron.widen.net/content/4y4cm6o0wa/mp4/RadioRA-3-Processor-Video.mp4?w=2048" target="_blank">Product Video Clip</a> | [6 empty] | <a href="https://assets.lutron.com/a/documents/043561.pdf" target="_blank">Warranty Information</a> |  |  |  |  | 0.270 L | [14 empty] | 0 | 0 | 0 | 0 | Lighting Fixtures | 2021-12-01 05:58 | 2024-07-20 11:32 | 0000-00-00 00:00:00 | 2024-07-20 11:32 | 0000-00-00 00:00:00
1 | Lutron Electronics | RRST-W2B-EP | 4460-10999 | 4460 | 10999 | Lutron Electronics | RRST-W2B-EP.jpg | 784276294942 | RA3 2B SUNNATA KEY EP | Lutron RadioRA 3 Sunnata RF 2-Button Keypad - Espresso |  | 2.25 | 4.5 |  | RRST-W2B-EP.jpg | http://grandbrass.xologic.com/vendors/4460/large/RRST-W2B-EP.jpg | [47 empty] | 0 | 0 | 0 | [6 empty] | 0 | 1 | 1 | EA | 1 | Lighting Controls | [27 empty] | Other Lighting Controls | [242 empty] | <a href="https://assets.lutron.com/a/documents/044373.pdf" target="_blank">Installation Instructions</a> | [23 empty] | 5.000 DW |  |  | 2.2500 IN | [89 empty] | 1.000 EA | 1.000 EA | [35 empty] | No | [42 empty] | https://assets.lutron.com/a/documents/3691168_ENG.pdf | [7 empty] | Shelf Stock | [39 empty] | 52161525 | [6 empty] | <a href="https://lutron.widen.net/content/4y4cm6o0wa/mp4/RadioRA-3-Processor-Video.mp4?w=2048" target="_blank">Product Video Clip</a> | [6 empty] | <a href="https://assets.lutron.com/a/documents/043561.pdf" target="_blank">Warranty Information</a> |  |  |  |  | 0.270 L | [14 empty] | 0 | 0 | 0 | 0 | Lighting Fixtures | 2021-12-01 05:58 | 2024-07-20 11:32 | 0000-00-00 00:00:00 | 2024-07-20 11:32 | 0000-00-00 00:00:00
4 | Lutron Electronics | SCRS-15-TR-PB | 4460-11000 | 4460 | 11000 | Lutron Electronics | Ecom_SCRS-15-TR-PB_NoWallPlate.jpeg | 784276809429 | SATIN 15A TR REC PB | Lutron Claro Tamper-Resistant Duplex Receptacle, 15 Amp, Pebble |  | 2.3 | 4.5 |  | Ecom_SCRS-15-TR-PB_NoWallPlate.jpeg | http://grandbrass.xologic.com/vendors/4460/large/Ecom_SCRS-15-TR-PB_NoWallPlate.jpeg | [47 empty] | 0 | 0 | 0 | [6 empty] | 0 | 1 | 1 | EA | 1 | Lighting Controls |  |  | Electrical Distribution Equipment |  | Receptacles |  | Electrical Receptacles | [20 empty] | Other Lighting Controls | [242 empty] | <a href="https://assets.lutron.com/a/documents/0301636.pdf" target="_blank">Installation Instructions</a> | [23 empty] | 2.000 DW |  |  | 2.3000 IN | [89 empty] | 1.000 EA | 1.000 EA | [35 empty] | No | [42 empty] | https://assets.lutron.com/a/documents/maestrosatincolors.pdf | [7 empty] | Shelf Stock | [39 empty] | 39121406 | [13 empty] | <a href="https://www.lutron.com/TechnicalDocumentLibrary/369-119_Wallbox_Warranty.pdf" target="_blank">Warranty Information</a> |  |  |  |  | 0.350 L | [14 empty] | 0 | 0 | 0 | 0 | Electrical | 2021-12-01 05:58 | 2024-07-20 11:39 | 0000-00-00 00:00:00 | 2025-11-29 02:00 | 0000-00-00 00:00:00
4 | Lutron Electronics | SCRS-15-TR-CS | 4460-11001 | 4460 | 11001 | Lutron Electronics | Ecom_SCRS-15-TR-CS_NoWallPlate.jpeg | 784276809436 | SATIN 15A TR REC CS | Lutron Claro Tamper-Resistant Duplex Receptacle, 15 Amp, Cobblestone |  | 2.3 | 4.5 |  | Ecom_SCRS-15-TR-CS_NoWallPlate.jpeg | http://grandbrass.xologic.com/vendors/4460/large/Ecom_SCRS-15-TR-CS_NoWallPlate.jpeg | [47 empty] | 0 | 0 | 0 | [6 empty] | 0 | 1 | 1 | EA | 1 | Lighting Controls |  |  | Electrical Distribution Equipment |  | Receptacles |  | Electrical Receptacles | [20 empty] | Other Lighting Controls | [242 empty] | <a href="https://assets.lutron.com/a/documents/0301636.pdf" target="_blank">Installation Instructions</a> | [23 empty] | 2.000 DW |  |  | 2.3000 IN | [89 empty] | 1.000 EA | 1.000 EA | [35 empty] | No | [42 empty] | https://assets.lutron.com/a/documents/maestrosatincolors.pdf | [7 empty] | Shelf Stock | [39 empty] | 39121406 | [13 empty] | <a href="https://www.lutron.com/TechnicalDocumentLibrary/369-119_Wallbox_Warranty.pdf" target="_blank">Warranty Information</a> |  |  |  |  | 0.350 L | [14 empty] | 0 | 0 | 0 | 0 | Electrical | 2021-12-01 05:58 | 2024-07-20 11:32 | 0000-00-00 00:00:00 | 2025-11-29 02:00 | 0000-00-00 00:00:00
4 | Lutron Electronics | SCRS-20-TR-SD | 4460-11002 | 4460 | 11002 | Lutron Electronics | Ecom_SCRS-20-TR-SD_NoWallPlate.jpeg | 784276809573 | SATIN 20A TR REC SD | Lutron Claro Tamper-Resistant Duplex Receptacle, 20 Amp, Sand |  | 2.3 | 4.5 |  | Ecom_SCRS-20-TR-SD_NoWallPlate.jpeg | http://grandbrass.xologic.com/vendors/4460/large/Ecom_SCRS-20-TR-SD_NoWallPlate.jpeg | [47 empty] | 0 | 0 | 0 | [6 empty] | 0 | 1 | 1 | EA | 1 | Lighting Controls |  |  | Electrical Distribution Equipment |  | Receptacles |  | Electrical Receptacles | [20 empty] | Other Lighting Controls | [242 empty] | <a href="https://assets.lutron.com/a/documents/0301636.pdf" target="_blank">Installation Instructions</a> | [23 empty] | 2.000 DW |  |  | 2.3000 IN | [89 empty] | 1.000 EA | 1.000 EA | [35 empty] | No | [42 empty] | https://assets.lutron.com/a/documents/maestrosatincolors.pdf | [7 empty] | Shelf Stock | [39 empty] | 39121406 | [13 empty] | <a href="https://www.lutron.com/TechnicalDocumentLibrary/369-119_Wallbox_Warranty.pdf" target="_blank">Warranty Information</a> |  |  |  |  | 0.240 L | [14 empty] | 0 | 0 | 0 | 0 | Electrical | 2021-12-01 05:58 | 2024-07-20 11:32 | 0000-00-00 00:00:00 | 2025-11-29 02:00 | 0000-00-00 00:00:00
4 | Lutron Electronics | SCR-15-UBTR-SL | 4460-11003 | 4460 | 11003 | Lutron Electronics | Ecom_SCR-15-UBTR-SL.jpeg | 784276809924 | SATIN 15A USB REC SL | Lutron Claro USB Type A 2.0 Duplex Receptacle, 15 Amp, Slate |  | 1.8 | 4.5 |  | Ecom_SCR-15-UBTR-SL.jpeg | http://grandbrass.xologic.com/vendors/4460/large/Ecom_SCR-15-UBTR-SL.jpeg | [47 empty] | 0 | 0 | 0 | [6 empty] | 0 | 1 | 1 | EA | 1 | Lighting Controls |  |  | Electrical Distribution Equipment |  | Receptacles |  | Electrical Receptacles | [20 empty] | Other Lighting Controls | [242 empty] | <a href="https://assets.lutron.com/a/documents/041532.pdf" target="_blank">Installation Instructions</a> | [23 empty] | 2.000 DW |  |  | 2.0000 IN | [89 empty] | 1.000 EA | 1.000 EA | [35 empty] | No | [42 empty] | https://assets.lutron.com/a/documents/369976.pdf | [7 empty] | Shelf Stock | [39 empty] | 39121406 | [13 empty] | <a href="https://www.lutron.com/TechnicalDocumentLibrary/369-119_Wallbox_Warranty.pdf" target="_blank">Warranty Information</a> |  |  |  |  | 0.500 L | [14 empty] | 0 | 0 | 0 | 0 | Electrical | 2021-12-01 05:58 | 2024-07-20 11:30 | 0000-00-00 00:00:00 | 2025-11-29 02:00 | 0000-00-00 00:00:00
4 | Lutron Electronics | SCR-15-UBTR-SD | 4460-11004 | 4460 | 11004 | Lutron Electronics | Ecom_SCR-15-UBTR-SD_NoWallPlate.jpeg | 784276809931 | SATIN 15A USB REC SD | Lutron Claro USB Type A 2.0 Duplex Receptacle, 15 Amp, Sand |  | 1.8 | 4.5 |  | Ecom_SCR-15-UBTR-SD_NoWallPlate.jpeg | http://grandbrass.xologic.com/vendors/4460/large/Ecom_SCR-15-UBTR-SD_NoWallPlate.jpeg | [47 empty] | 0 | 0 | 0 | [6 empty] | 0 | 1 | 1 | EA | 1 | Lighting Controls |  |  | Electrical Distribution Equipment |  | Receptacles |  | Electrical Receptacles | [20 empty] | Other Lighting Controls | [242 empty] | <a href="https://assets.lutron.com/a/documents/041532.pdf" target="_blank">Installation Instructions</a> | [23 empty] | 2.000 DW |  |  | 2.0000 IN | [89 empty] | 1.000 EA | 1.000 EA | [35 empty] | No | [42 empty] | https://assets.lutron.com/a/documents/369976.pdf | [7 empty] | Shelf Stock | [39 empty] | 39121406 | [13 empty] | <a href="https://www.lutron.com/TechnicalDocumentLibrary/369-119_Wallbox_Warranty.pdf" target="_blank">Warranty Information</a> |  |  |  |  | 0.500 L | [14 empty] | 0 | 0 | 0 | 0 | Electrical | 2021-12-01 05:58 | 2024-07-20 11:32 | 0000-00-00 00:00:00 | 2025-11-29 02:00 | 0000-00-00 00:00:00
4 | Lutron Electronics | SCR-20-SR | 4460-11005 | 4460 | 11005 | Lutron Electronics | Ecom_SCR-20-SR_NoWallPlate.jpeg | 784276810074 | SATIN 20A REC SR | Lutron Claro 20 Amp Duplex Outlet, Signal Red |  | 2.3 | 4.5 |  | Ecom_SCR-20-SR_NoWallPlate.jpeg | http://grandbrass.xologic.com/vendors/4460/large/Ecom_SCR-20-SR_NoWallPlate.jpeg | [47 empty] | 0 | 0 | 0 | [6 empty] | 0 | 1 | 1 | EA | 1 | Lighting Controls |  |  | Electrical Distribution Equipment |  | Receptacles |  | Electrical Receptacles | [20 empty] | Other Lighting Controls | [242 empty] | <a href="https://assets.lutron.com/a/documents/0301636.pdf" target="_blank">Installation Instructions</a> | [23 empty] | 2.000 DW |  |  | 2.3000 IN | [89 empty] | 1.000 EA | 1.000 EA | [35 empty] | No | [42 empty] | https://assets.lutron.com/a/documents/maestrosatincolors.pdf | [7 empty] | Shelf Stock | [39 empty] | 39121406 | [13 empty] | <a href="https://www.lutron.com/TechnicalDocumentLibrary/369-119_Wallbox_Warranty.pdf" target="_blank">Warranty Information</a> |  |  |  |  | 0.250 L | [14 empty] | 0 | 0 | 0 | 0 | Electrical | 2021-12-01 05:58 | 2024-07-20 11:39 | 0000-00-00 00:00:00 | 2025-11-29 02:00 | 0000-00-00 00:00:00
4 | Lutron Electronics | SC-XN-SW | 4460-11008 | 4460 | 11008 | Lutron Electronics | SC-XN-SW.jpg | 784276297271 | 2G CLARO JOSH WHITE | Claro Josh.ai ready wallplate in white |  | 5.6 | 3.9 |  | SC-XN-SW.jpg | http://grandbrass.xologic.com/vendors/4460/large/SC-XN-SW.jpg | [47 empty] | 0 | 0 | 0 | [6 empty] | 0 | 1 | 1 | EA | 1 | Lighting Controls |  |  | Fittings and Hardware |  | Electrical Hardware And Supplies |  | Wallplates | [20 empty] | Switch Plates | [242 empty] | <a href="https://assets.lutron.com/a/documents/3691225_ENG.pdf" target="_blank">Installation Instructions</a> | [23 empty] | 10.000 DW |  |  | 5.6000 IN | [89 empty] | 1.000 EA | 1.000 EA | [35 empty] | No | [42 empty] | https://www.lutron.com/TechnicalDocumentLibrary/3691225_ENG.pdf | [7 empty] | Shelf Stock | [39 empty] | 39121704 | [13 empty] | <a href="https://assets.lutron.com/a/documents/043561.pdf" target="_blank">Warranty Information</a> |  |  |  |  | 0.400 L | [14 empty] | 0 | 0 | 0 | 0 | Electrical | 2022-02-20 11:24 | 2024-07-20 11:33 | 0000-00-00 00:00:00 | 2025-11-29 02:00 | 0000-00-00 00:00:00 | [6 empty] | Snow
4 | Lutron Electronics | SC-XN-MN | 4460-11009 | 4460 | 11009 | Lutron Electronics | SC-XN-MN.jpg | 784276297059 | 2G CLARO JOSH MIDNIGHT | Claro Josh.ai ready wallplate in midnight |  | 5.6 | 3.9 |  | SC-XN-MN.jpg | http://grandbrass.xologic.com/vendors/4460/large/SC-XN-MN.jpg | [47 empty] | 0 | 0 | 0 | [6 empty] | 0 | 1 | 1 | EA | 1 | Lighting Controls |  |  | Fittings and Hardware |  | Electrical Hardware And Supplies |  | Wallplates | [20 empty] | Switch Plates | [242 empty] | <a href="https://assets.lutron.com/a/documents/3691225_ENG.pdf" target="_blank">Installation Instructions</a> | [23 empty] | 10.000 DW |  |  | 5.6000 IN | [89 empty] | 1.000 EA | 1.000 EA | [35 empty] | No | [42 empty] | https://www.lutron.com/TechnicalDocumentLibrary/3691225_ENG.pdf | [7 empty] | Shelf Stock | [39 empty] | 39121704 | [13 empty] | <a href="https://assets.lutron.com/a/documents/043561.pdf" target="_blank">Warranty Information</a> |  |  |  |  | 0.400 L | [14 empty] | 0 | 0 | 0 | 0 | Electrical | 2022-02-20 13:13 | 2024-07-20 11:40 | 0000-00-00 00:00:00 | 2025-11-29 02:00 | 0000-00-00 00:00:00 | [6 empty] | Midnight
1 | Lutron Electronics | STCL-153MR-WH-C | 4460-11011 | 4460 | 11011 | Lutron Electronics | Ecom_STCL-153MH-WH_nowallplate.jpeg | 784276298742 | SUNNATA TOUCH DIM LED+ WH RETAIL CANADA | Lutron Sunnata LED+ Touch Dimmer, Single-Pole/3-way Multi-Location Dimmer, 120V, 150W LED or 600W Incandescent/Halogen, Retail Packaging, White |  | 2.25 | 5.4 |  | Ecom_STCL-153MH-WH_nowallplate.jpeg | http://grandbrass.xologic.com/vendors/4460/large/Ecom_STCL-153MH-WH_nowallplate.jpeg | [47 empty] | 0 | 0 | 0 | [6 empty] | 0 | 1 | 1 | EA | 1 | Lighting Controls | [27 empty] | Other Lighting Controls | [49 empty] | <a href="https://lutron.widen.net/content/acvmsqvclv/pdf/Ecom_Sunnata-Comparison-Sell-Sheet.pdf" target="_blank">Manufacturer Brochure</a> | [192 empty] | <a href="https://assets.lutron.com/a/documents/0302030.pdf" target="_blank">Installation Instructions</a> | [23 empty] | 20.000 DW |  |  | 2.2500 IN | [89 empty] | 1.000 EA | 1.000 EA | [35 empty] | No | [42 empty] | https://www.lutron.com/TechnicalDocumentLibrary/3691167_SPA.pdf | [7 empty] | Shelf Stock | [39 empty] | 52161525 | [6 empty] | <a href="https://lutron.widen.net/content/8txwdz8fgz/original/Ecom_SunnataLED_benefitvideo.mp4" target="_blank">Product Video Clip</a> | [6 empty] | <a href="https://assets.lutron.com/a/documents/369-119_Wallbox_Warranty.pdf" target="_blank">Warranty Information</a> |  |  |  |  | 0.260 L | [14 empty] | 0 | 0 | 0 | 0 | Lighting Fixtures | 2022-03-20 11:33 | 2024-07-20 11:37 | 0000-00-00 00:00:00 | 2024-07-20 11:37 | 0000-00-00 00:00:00 | [6 empty] | White
1 | Lutron Electronics | P-PKG1OUT-BL-R | 4460-11012 | 4460 | 11012 | Lutron Electronics | P-PKG1OUT-BL-R | 784276298759 | OBS MAR 22-OUTDOOR PLUG AND PICO | OBSOLETE MAR 22-OUTDOOR PLUG AND PICO |  | 10.25 | 7.15 | [50 empty] | 0 | 0 | 0 | [6 empty] | 0 | 1 | 1 | EA | 1 | Lighting Controls | [27 empty] | Dimmers | [242 empty] | <a href="https://assets.lutron.com/a/documents/0301978-03.pdf" target="_blank">Installation Instructions</a> | [23 empty] | 20.000 DW |  |  | 3.1600 IN | [89 empty] | 1.000 EA | 1.000 EA | [35 empty] | No | [50 empty] | Shelf Stock | [39 empty] | 39122206 | [13 empty] | <a href="https://assets.lutron.com/a/documents/369-119_Wallbox_Warranty.pdf" target="_blank">Warranty Information</a> |  |  |  |  | 0.900 L | [14 empty] | 0 | 0 | 0 | 0 | Lighting Fixtures | 2022-03-20 11:42 | 2024-07-20 11:33 | 0000-00-00 00:00:00 | 2024-07-20 11:33 | 0000-00-00 00:00:00 | [6 empty] | Black
1 | Lutron Electronics | STCL-153MRH-WH-C | 4460-11013 | 4460 | 11013 | Lutron Electronics | Ecom_STCL-153MH-WH_nowallplate.jpeg | 784276298735 | SUNNATA TOUCH DIMMER LED+ WH RETAIL CAD | Lutron Sunnata LED+ Touch Dimmer, Single-Pole/3-way Multi-Location Dimmer, 120V, 150W LED or 600W Incandescent/Halogen; with Retail Clamshell Packaging, White |  | 0.51 | 7.13 |  | Ecom_STCL-153MH-WH_nowallplate.jpeg | http://grandbrass.xologic.com/vendors/4460/large/Ecom_STCL-153MH-WH_nowallplate.jpeg | [47 empty] | 0 | 0 | 0 | [6 empty] | 0 | 1 | 1 | EA | 1 | Lighting Controls | [27 empty] | Other Lighting Controls | [49 empty] | <a href="https://lutron.widen.net/content/acvmsqvclv/pdf/Ecom_Sunnata-Comparison-Sell-Sheet.pdf" target="_blank">Manufacturer Brochure</a> | [192 empty] | <a href="https://assets.lutron.com/a/documents/0302030.pdf" target="_blank">Installation Instructions</a> | [23 empty] | 20.000 DW |  |  | 2.5000 IN | [89 empty] | 1.000 EA | 1.000 EA | [35 empty] | No | [42 empty] | https://www.lutron.com/TechnicalDocumentLibrary/3691167_SPA.pdf | [7 empty] | Shelf Stock | [39 empty] | 52161525 | [6 empty] | <a href="https://lutron.widen.net/content/8txwdz8fgz/original/Ecom_SunnataLED_benefitvideo.mp4" target="_blank">Product Video Clip</a> | [6 empty] | <a href="https://assets.lutron.com/a/documents/369-119_Wallbox_Warranty.pdf" target="_blank">Warranty Information</a> |  |  |  |  | 0.510 L | [14 empty] | 0 | 0 | 0 | 0 | Lighting Fixtures | 2022-03-20 13:45 | 2024-07-20 11:31 | 0000-00-00 00:00:00 | 2024-07-20 11:31 | 0000-00-00 00:00:00 | [6 empty] | White
4 | Lutron Electronics | NT-R3R3S-FB-WH | 4460-11023 | 4460 | 11023 | Lutron Electronics | VWP-2NFB-WH.jpg | 27557064453 | NOVA T 3GNG R-OPEN,R-OPEN,SM | Nova T Wallplate Kit, 3-gang, small, small, small openings, fins broken, white |  | 8.9 | 1.4 |  | VWP-2NFB-WH.jpg | http://grandbrass.xologic.com/vendors/4460/large/VWP-2NFB-WH.jpg | [47 empty] | 0 | 0 | 0 | [6 empty] | 0 | 1 | 1 | EA | 1 | Lighting Controls |  |  | Fittings and Hardware |  | Electrical Hardware And Supplies |  | Wallplates | [20 empty] | Switch Plates | [242 empty] | <a href="https://assets.lutron.com/a/documents/030825E.pdf" target="_blank">Installation Instructions</a> | [23 empty] | 2.000 DW |  |  | 6.1000 IN | [89 empty] | 1.000 EA | 1.000 EA | [35 empty] | No | [42 empty] | https://www.lutron.com/TechnicalDocumentLibrary/3682811b_Volume%201%20Addendum-Wallplates.pdf | [7 empty] | Shelf Stock | [39 empty] | 39121704 | [13 empty] | <a href="https://assets.lutron.com/a/documents/369-119_Wallbox_Warranty.pdf" target="_blank">Warranty Information</a> |  |  |  |  | 0.300 L | [14 empty] | 0 | 0 | 0 | 0 | Electrical | 2022-06-20 13:00 | 2024-07-20 11:37 | 0000-00-00 00:00:00 | 2025-11-29 02:00 | 0000-00-00 00:00:00 | [6 empty] | White
4 | Lutron Electronics | NT-SSS-NFB-WH | 4460-11024 | 4460 | 11024 | Lutron Electronics | VWP-2NFB-WH.jpg | 27557683784 | 356-003 SM,SM,SM N.F.B. | Nova T Wallplate Kit, 3-gang, small, small openings, no fins broken, White |  | 6.2 | 1.4 |  | VWP-2NFB-WH.jpg | http://grandbrass.xologic.com/vendors/4460/large/VWP-2NFB-WH.jpg | [47 empty] | 0 | 0 | 0 | [6 empty] | 0 | 1 | 1 | EA | 1 | Lighting Controls |  |  | Fittings and Hardware |  | Electrical Hardware And Supplies |  | Wallplates | [20 empty] | Switch Plates | [242 empty] | <a href="https://assets.lutron.com/a/documents/030825E.pdf" target="_blank">Installation Instructions</a> | [23 empty] | 10.000 DW |  |  | 12.2000 IN | [89 empty] | 1.000 EA | 1.000 EA | [35 empty] | No | [42 empty] | https://www.lutron.com/TechnicalDocumentLibrary/3682811b_Volume%201%20Addendum-Wallplates.pdf | [7 empty] | Shelf Stock | [39 empty] | 39121704 | [13 empty] | <a href="https://assets.lutron.com/a/documents/369-119_Wallbox_Warranty.pdf" target="_blank">Warranty Information</a> |  |  |  |  | 0.600 L | [14 empty] | 0 | 0 | 0 | 0 | Electrical | 2022-06-20 13:00 | 2024-07-20 11:37 | 0000-00-00 00:00:00 | 2025-11-29 02:00 | 0000-00-00 00:00:00 | [6 empty] | White
4 | Lutron Electronics | NT-K-NFB-IV | 4460-11025 | 4460 | 11025 | Lutron Electronics | VWP-2NFB-WH.jpg | 27557723084 | NTETS-R FACEPLATE KIT IVORY | Nova T single-gang wallplate, small opening, no fins broken, ivory |  | 2.9 | 0.7 |  | VWP-2NFB-WH.jpg | http://grandbrass.xologic.com/vendors/4460/large/VWP-2NFB-WH.jpg | [47 empty] | 0 | 0 | 0 | [6 empty] | 0 | 1 | 1 | EA | 1 | Lighting Controls |  |  | Fittings and Hardware |  | Electrical Hardware And Supplies |  | Wallplates | [20 empty] | Switch Plates | [242 empty] | <a href="https://assets.lutron.com/a/documents/030825E.pdf" target="_blank">Installation Instructions</a> | [23 empty] | 2.000 DW |  |  | 4.6000 IN | [89 empty] | 1.000 EA | 1.000 EA | [35 empty] | No | [42 empty] | https://www.lutron.com/TechnicalDocumentLibrary/3682811b_Volume%201%20Addendum-Wallplates.pdf | [7 empty] | Shelf Stock | [39 empty] | 39121704 | [13 empty] | <a href="https://assets.lutron.com/a/documents/369-119_Wallbox_Warranty.pdf" target="_blank">Warranty Information</a> |  |  |  |  | 0.010 L | [14 empty] | 0 | 0 | 0 | 0 | Electrical | 2022-06-20 13:00 | 2024-07-20 11:37 | 0000-00-00 00:00:00 | 2025-11-29 02:00 | 0000-00-00 00:00:00 | [6 empty] | Ivory
4 | Lutron Electronics | NT-KKK-FB-WH | 4460-11026 | 4460 | 11026 | Lutron Electronics | VWP-2NFB-WH.jpg | 27557723633 | NOVA T 3GNG NTETS-R,NTETS-R, | Nova T Wallplate Kit, 3-gang, small, small, small openings, fins broken, White |  | 9 | 1.25 |  | VWP-2NFB-WH.jpg | http://grandbrass.xologic.com/vendors/4460/large/VWP-2NFB-WH.jpg | [47 empty] | 0 | 0 | 0 | [6 empty] | 0 | 1 | 1 | EA | 1 | Lighting Controls |  |  | Fittings and Hardware |  | Electrical Hardware And Supplies |  | Wallplates | [20 empty] | Switch Plates | [242 empty] | <a href="https://assets.lutron.com/a/documents/030825E.pdf" target="_blank">Installation Instructions</a> | [23 empty] | 2.000 DW |  |  | 6.2500 IN | [89 empty] | 1.000 EA | 1.000 EA | [35 empty] | No | [42 empty] | https://www.lutron.com/TechnicalDocumentLibrary/3682811b_Volume%201%20Addendum-Wallplates.pdf | [7 empty] | Shelf Stock | [39 empty] | 39121704 | [13 empty] | <a href="https://assets.lutron.com/a/documents/369-119_Wallbox_Warranty.pdf" target="_blank">Warranty Information</a> |  |  |  |  | 0.300 L | [14 empty] | 0 | 0 | 0 | 0 | Electrical | 2022-06-20 13:00 | 2024-07-20 11:37 | 0000-00-00 00:00:00 | 2025-11-29 02:00 | 0000-00-00 00:00:00 | [6 empty] | White
4 | Lutron Electronics | NT-SS-NFB-IV | 4460-11027 | 4460 | 11027 | Lutron Electronics | VWP-2NFB-WH.jpg | 27557736008 | NOVA T 2GNG PLATE NFB IVORY | Nova T Wallplate Kit, 2-gang, small, small openings, no fins broken, Ivory |  | 6.2 | 1.4 |  | VWP-2NFB-WH.jpg | http://grandbrass.xologic.com/vendors/4460/large/VWP-2NFB-WH.jpg | [47 empty] | 0 | 0 | 0 | [6 empty] | 0 | 1 | 1 | EA | 1 | Lighting Controls |  |  | Fittings and Hardware |  | Electrical Hardware And Supplies |  | Wallplates | [20 empty] | Switch Plates | [242 empty] | <a href="https://assets.lutron.com/a/documents/030825E.pdf" target="_blank">Installation Instructions</a> | [23 empty] | 10.000 DW |  |  | 8.9000 IN | [89 empty] | 1.000 EA | 1.000 EA | [35 empty] | No | [42 empty] | https://www.lutron.com/TechnicalDocumentLibrary/3682811b_Volume%201%20Addendum-Wallplates.pdf | [7 empty] | Shelf Stock | [39 empty] | 39121704 | [13 empty] | <a href="https://assets.lutron.com/a/documents/369-119_Wallbox_Warranty.pdf" target="_blank">Warranty Information</a> |  |  |  |  | 0.500 L | [14 empty] | 0 | 0 | 0 | 0 | Electrical | 2022-06-20 13:00 | 2024-07-20 11:37 | 0000-00-00 00:00:00 | 2025-11-29 02:00 | 0000-00-00 00:00:00 | [6 empty] | Ivory
4 | Lutron Electronics | NT-SSS-FB-GR | 4460-11028 | 4460 | 11028 | Lutron Electronics | VWP-2NFB-WH.jpg | 27557736992 | 356-145 SM,SM,SM F.B. GR | Nova T Wallplate Kit, 3-gang, small, small, small openings, fins broken, Gray |  | 6.2 | 1.4 |  | VWP-2NFB-WH.jpg | http://grandbrass.xologic.com/vendors/4460/large/VWP-2NFB-WH.jpg | [47 empty] | 0 | 0 | 0 | [6 empty] | 0 | 1 | 1 | EA | 1 | Lighting Controls |  |  | Fittings and Hardware |  | Electrical Hardware And Supplies |  | Wallplates | [20 empty] | Switch Plates | [242 empty] | <a href="https://assets.lutron.com/a/documents/030825E.pdf" target="_blank">Installation Instructions</a> | [23 empty] | 10.000 DW |  |  | 9.0000 IN | [89 empty] | 1.000 EA | 1.000 EA | [35 empty] | No | [42 empty] | https://www.lutron.com/TechnicalDocumentLibrary/3682811b_Volume%201%20Addendum-Wallplates.pdf | [7 empty] | Shelf Stock | [39 empty] | 39121704 | [13 empty] | <a href="https://assets.lutron.com/a/documents/369-119_Wallbox_Warranty.pdf" target="_blank">Warranty Information</a> |  |  |  |  | 0.850 L | [14 empty] | 0 | 0 | 0 | 0 | Electrical | 2022-06-20 13:00 | 2024-07-20 11:37 | 0000-00-00 00:00:00 | 2025-11-29 02:00 | 0000-00-00 00:00:00 | [6 empty] | Gray
4 | Lutron Electronics | NT-SSSS-NFB-IV | 4460-11029 | 4460 | 11029 | Lutron Electronics | VWP-2NFB-WH.jpg | 27557737661 | NOVA T 4GNG SM,SM,SM,SM NFB IV | Nova T Wallplate Kit, 4-gang, small, small, small, small openings, no fins broken, Ivory |  | 6.1 | 1.4 |  | VWP-2NFB-WH.jpg | http://grandbrass.xologic.com/vendors/4460/large/VWP-2NFB-WH.jpg | [47 empty] | 0 | 0 | 0 | [6 empty] | 0 | 1 | 1 | EA | 1 | Lighting Controls |  |  | Fittings and Hardware |  | Electrical Hardware And Supplies |  | Wallplates | [20 empty] | Switch Plates | [242 empty] | <a href="https://assets.lutron.com/a/documents/030825E.pdf" target="_blank">Installation Instructions</a> | [23 empty] | 10.000 DW |  |  | 12.2000 IN | [89 empty] | 1.000 EA | 1.000 EA | [35 empty] | No | [42 empty] | https://www.lutron.com/TechnicalDocumentLibrary/3682811b_Volume%201%20Addendum-Wallplates.pdf | [7 empty] | Shelf Stock | [39 empty] | 39121704 | [13 empty] | <a href="https://assets.lutron.com/a/documents/369-119_Wallbox_Warranty.pdf" target="_blank">Warranty Information</a> |  |  |  |  | 0.600 L | [14 empty] | 0 | 0 | 0 | 0 | Electrical | 2022-06-20 13:00 | 2024-07-20 11:37 | 0000-00-00 00:00:00 | 2025-11-29 02:00 | 0000-00-00 00:00:00 | [6 empty] | Ivory
4 | Lutron Electronics | NT-SSSSS-NFB-WH | 4460-11030 | 4460 | 11030 | Lutron Electronics | VWP-2NFB-WH.jpg | 27557738101 | 356-014 SM,SM,SM,SM,SM NFB | Nova T Wallplate Kit, 5-gang, small, small, small, small openings, no fins broken, White |  |  |  |  | VWP-2NFB-WH.jpg | http://grandbrass.xologic.com/vendors/4460/large/VWP-2NFB-WH.jpg | [47 empty] | 0 | 0 | 0 | [6 empty] | 0 | 1 | 1 | EA | 1 | Lighting Controls |  |  | Fittings and Hardware |  | Electrical Hardware And Supplies |  | Wallplates | [20 empty] | Switch Plates | [242 empty] | <a href="https://assets.lutron.com/a/documents/030825E.pdf" target="_blank">Installation Instructions</a> | [23 empty] | 10.000 DW | [92 empty] | 1.000 EA | 1.000 EA | [35 empty] | No | [42 empty] | https://www.lutron.com/TechnicalDocumentLibrary/3682811b_Volume%201%20Addendum-Wallplates.pdf | [7 empty] | Shelf Stock | [39 empty] | 39121704 | [13 empty] | <a href="https://assets.lutron.com/a/documents/369-119_Wallbox_Warranty.pdf" target="_blank">Warranty Information</a> |  |  |  |  | 0.500 L | [14 empty] | 0 | 0 | 0 | 0 | Electrical | 2022-06-20 13:00 | 2024-07-20 11:37 | 0000-00-00 00:00:00 | 2025-11-29 02:00 | 0000-00-00 00:00:00 | [6 empty] | White
4 | Lutron Electronics | NT-R3R3-FB-IV | 4460-11031 | 4460 | 11031 | Lutron Electronics | VWP-2NFB-WH.jpg | 27557801133 | NOVA T 2 GANG AIR R OPENING | Nova T Wallplate Kit, 2-gang, small, small openings, fins broken, ivory |  | 6.3 | 1.4 |  | VWP-2NFB-WH.jpg | http://grandbrass.xologic.com/vendors/4460/large/VWP-2NFB-WH.jpg | [47 empty] | 0 | 0 | 0 | [6 empty] | 0 | 1 | 1 | EA | 1 | Lighting Controls |  |  | Fittings and Hardware |  | Electrical Hardware And Supplies |  | Wallplates | [20 empty] | Switch Plates | [242 empty] | <a href="https://assets.lutron.com/a/documents/030825E.pdf" target="_blank">Installation Instructions</a> | [23 empty] | 10.000 DW |  |  | 8.9000 IN | [89 empty] | 1.000 EA | 1.000 EA | [35 empty] | No | [42 empty] | https://www.lutron.com/TechnicalDocumentLibrary/3682811b_Volume%201%20Addendum-Wallplates.pdf | [7 empty] | Shelf Stock | [39 empty] | 39121704 | [13 empty] | <a href="https://assets.lutron.com/a/documents/369-119_Wallbox_Warranty.pdf" target="_blank">Warranty Information</a> |  |  |  |  | 0.300 L | [14 empty] | 0 | 0 | 0 | 0 | Electrical | 2022-06-20 13:00 | 2024-07-20 11:37 | 0000-00-00 00:00:00 | 2025-11-29 02:00 | 0000-00-00 00:00:00 | [6 empty] | Ivory
4 | Lutron Electronics | FP-HOM2-MLMT | 4460-11032 | 4460 | 11032 | Lutron Electronics | FP-HOM2-MLMT | 27557817769 | . | . |  | 6.1 | 1.5 | [50 empty] | 0 | 0 | 0 | [6 empty] | 0 | 1 | 1 | EA | 1 |  |  |  | Fittings and Hardware |  | Electrical Hardware And Supplies |  | Wallplates | [287 empty] | 10.000 DW |  |  | 8.9000 IN | [89 empty] | 1.000 EA | 1.000 EA | [35 empty] | No | [50 empty] | Shelf Stock | [39 empty] | 39121704 | [18 empty] | 0.300 L | [14 empty] | 0 | 0 | 0 | 0 | Electrical | 2022-06-20 13:00 | 2024-07-20 11:39 | 0000-00-00 00:00:00 | 2024-07-20 11:39 | 0000-00-00 00:00:00
0 | Lutron Electronics | FP-WBX4-MLMT | 4460-11033 | 4460 | 11033 | Lutron Electronics | FP-WBX4-MLMT | 27557819008 | . | . |  | 6.1 | 1.5 | [50 empty] | 0 | 0 | 0 | [6 empty] | 0 | 1 | 1 | EA | 1 | [295 empty] | 15.000 DW |  |  | 8.9000 IN | [89 empty] | 1.000 EA | 1.000 EA | [35 empty] | No | [50 empty] | Shelf Stock | [58 empty] | 1.000 L | [14 empty] | 0 | 0 | 0 | 0 |  | 2022-06-20 13:00 | 2024-07-20 11:39 | 0000-00-00 00:00:00 | 2024-07-20 11:39 | 0000-00-00 00:00:00
0 | Lutron Electronics | FP-WBX6-MLMT | 4460-11034 | 4460 | 11034 | Lutron Electronics | FP-WBX6-MLMT | 27557819305 | . | . |  | 6.1 | 1.5 | [50 empty] | 0 | 0 | 0 | [6 empty] | 0 | 1 | 1 | EA | 1 | [295 empty] | 20.000 DW |  |  | 8.9000 IN | [89 empty] | 1.000 EA | 1.000 EA | [35 empty] | No | [50 empty] | Shelf Stock | [58 empty] | 0.300 L | [14 empty] | 0 | 0 | 0 | 0 |  | 2022-06-20 13:00 | 2024-07-20 11:39 | 0000-00-00 00:00:00 | 2024-07-20 11:39 | 0000-00-00 00:00:00
0 | Lutron Electronics | FP-WBX5-MLMT2 | 4460-11035 | 4460 | 11035 | Lutron Electronics | FP-WBX5-MLMT2 | 27557828017 | . | . | [53 empty] | 0 | 0 | 0 | [6 empty] | 0 | 1 | 1 | EA | 1 | [295 empty] | 10.000 DW | [92 empty] | 1.000 EA | 1.000 EA | [35 empty] | No | [50 empty] | Shelf Stock | [73 empty] | 0 | 0 | 0 | 0 |  | 2022-06-20 13:00 | 2024-07-20 11:39 | 0000-00-00 00:00:00 | 2024-07-20 11:39 | 0000-00-00 00:00:00
4 | Lutron Electronics | NT-SSS-FB-LA | 4460-11036 | 4460 | 11036 | Lutron Electronics | VWP-2NFB-WH.jpg | 27557020855 | NOVA T, 3 GANG, SM, SM, SM | Nova T Wallplate Kit, 3-gang, small, small, small openings, fins broken, Light Almond |  | 8.9 | 1.4 |  | VWP-2NFB-WH.jpg | http://grandbrass.xologic.com/vendors/4460/large/VWP-2NFB-WH.jpg | [47 empty] | 0 | 0 | 0 | [6 empty] | 0 | 1 | 1 | EA | 1 | Lighting Controls |  |  | Fittings and Hardware |  | Electrical Hardware And Supplies |  | Wallplates | [20 empty] | Switch Plates | [242 empty] | <a href="https://assets.lutron.com/a/documents/030825E.pdf" target="_blank">Installation Instructions</a> | [23 empty] | 10.000 DW |  |  | 6.1000 IN | [89 empty] | 1.000 EA | 1.000 EA | [35 empty] | No | [42 empty] | https://www.lutron.com/TechnicalDocumentLibrary/3682811b_Volume%201%20Addendum-Wallplates.pdf | [7 empty] | Shelf Stock | [39 empty] | 39121704 | [13 empty] | <a href="https://assets.lutron.com/a/documents/369-119_Wallbox_Warranty.pdf" target="_blank">Warranty Information</a> |  |  |  |  | 0.450 L | [14 empty] | 0 | 0 | 0 | 0 | Electrical | 2022-06-20 13:16 | 2024-07-20 11:44 | 0000-00-00 00:00:00 | 2025-11-29 02:00 | 0000-00-00 00:00:00
4 | Lutron Electronics | NT-A-NFB-SN | 4460-11037 | 4460 | 11037 | Lutron Electronics | VWP-2NFB-WH.jpg | 27557054478 | NOVA T IGNG NTGRX-4S, NFB | Nova T single-gang wallplate, small, opening, no fins broken, Satin Nickel |  | 6.1 | 1.4 |  | VWP-2NFB-WH.jpg | http://grandbrass.xologic.com/vendors/4460/large/VWP-2NFB-WH.jpg | [47 empty] | 0 | 0 | 0 | [6 empty] | 0 | 1 | 1 | EA | 1 | Lighting Controls |  |  | Fittings and Hardware |  | Electrical Hardware And Supplies |  | Wallplates | [20 empty] | Switch Plates | [242 empty] | <a href="https://assets.lutron.com/a/documents/030825E.pdf" target="_blank">Installation Instructions</a> | [23 empty] | 10.000 DW |  |  | 8.9000 IN | [89 empty] | 1.000 EA | 1.000 EA | [35 empty] | No | [42 empty] | https://www.lutron.com/TechnicalDocumentLibrary/3682811b_Volume%201%20Addendum-Wallplates.pdf | [7 empty] | Shelf Stock | [39 empty] | 39121704 | [13 empty] | <a href="https://assets.lutron.com/a/documents/369-119_Wallbox_Warranty.pdf" target="_blank">Warranty Information</a> |  |  |  |  | 0.500 L | [14 empty] | 0 | 0 | 0 | 0 | Electrical | 2022-06-20 13:16 | 2024-07-20 11:44 | 0000-00-00 00:00:00 | 2025-11-29 02:00 | 0000-00-00 00:00:00
4 | Lutron Electronics | NT-O-NFB-WH | 4460-11038 | 4460 | 11038 | Lutron Electronics | VWP-2NFB-WH.jpg | 27557726665 | NOVA T VAREO FACEPLATE SM KIT WH | Single-gang Nova T wallplate, small (Vareo), opening, no fins broken, White |  | 4.6 | 0.7 |  | VWP-2NFB-WH.jpg | http://grandbrass.xologic.com/vendors/4460/large/VWP-2NFB-WH.jpg | [47 empty] | 0 | 0 | 0 | [6 empty] | 0 | 1 | 1 | EA | 1 | Lighting Controls |  |  | Fittings and Hardware |  | Electrical Hardware And Supplies |  | Wallplates | [20 empty] | Switch Plates | [242 empty] | <a href="https://assets.lutron.com/a/documents/030825E.pdf" target="_blank">Installation Instructions</a> | [23 empty] | 2.000 DW |  |  | 2.7000 IN | [89 empty] | 1.000 EA | 1.000 EA | [35 empty] | No | [42 empty] | https://www.lutron.com/TechnicalDocumentLibrary/3682811b_Volume%201%20Addendum-Wallplates.pdf | [7 empty] | Shelf Stock | [39 empty] | 39121704 | [13 empty] | <a href="https://assets.lutron.com/a/documents/369-119_Wallbox_Warranty.pdf" target="_blank">Warranty Information</a> |  |  |  |  | 0.100 L | [14 empty] | 0 | 0 | 0 | 0 | Electrical | 2022-06-20 13:16 | 2024-07-20 11:44 | 0000-00-00 00:00:00 | 2025-11-29 02:00 | 0000-00-00 00:00:00 | [6 empty] | White
4 | Lutron Electronics | NT-SSS-NFB-BL | 4460-11039 | 4460 | 11039 | Lutron Electronics | VWP-2NFB-WH.jpg | 27557737050 | 356-142 SM,SM,SM NFB BL | Nova T Wallplate Kit, 3-gang, small, small, small openings, no fins broken, Black |  | 6.2 | 1.4 |  | VWP-2NFB-WH.jpg | http://grandbrass.xologic.com/vendors/4460/large/VWP-2NFB-WH.jpg | [47 empty] | 0 | 0 | 0 | [6 empty] | 0 | 1 | 1 | EA | 1 | Lighting Controls |  |  | Fittings and Hardware |  | Electrical Hardware And Supplies |  | Wallplates | [20 empty] | Switch Plates | [242 empty] | <a href="https://assets.lutron.com/a/documents/030825E.pdf" target="_blank">Installation Instructions</a> | [23 empty] | 10.000 DW |  |  | 12.2000 IN | [89 empty] | 1.000 EA | 1.000 EA | [35 empty] | No | [42 empty] | https://www.lutron.com/TechnicalDocumentLibrary/3682811b_Volume%201%20Addendum-Wallplates.pdf | [7 empty] | Shelf Stock | [39 empty] | 39121704 | [13 empty] | <a href="https://assets.lutron.com/a/documents/369-119_Wallbox_Warranty.pdf" target="_blank">Warranty Information</a> |  |  |  |  | 0.600 L | [14 empty] | 0 | 0 | 0 | 0 | Electrical | 2022-06-20 13:16 | 2024-07-20 11:44 | 0000-00-00 00:00:00 | 2025-11-29 02:00 | 0000-00-00 00:00:00 | [6 empty] | Black
4 | Lutron Electronics | NT-SSS-NFB-BR | 4460-11040 | 4460 | 11040 | Lutron Electronics | VWP-2NFB-WH.jpg | 27557737067 | 356-269 SM,SM,SM NFB BR | Nova T Wallplate Kit, 3-gang, small, small, small openings, no fins broken, Brown |  | 6.2 | 1.4 |  | VWP-2NFB-WH.jpg | http://grandbrass.xologic.com/vendors/4460/large/VWP-2NFB-WH.jpg | [47 empty] | 0 | 0 | 0 | [6 empty] | 0 | 1 | 1 | EA | 1 | Lighting Controls |  |  | Fittings and Hardware |  | Electrical Hardware And Supplies |  | Wallplates | [20 empty] | Switch Plates | [242 empty] | <a href="https://assets.lutron.com/a/documents/030825E.pdf" target="_blank">Installation Instructions</a> | [23 empty] | 10.000 DW |  |  | 12.2000 IN | [89 empty] | 1.000 EA | 1.000 EA | [35 empty] | No | [42 empty] | https://www.lutron.com/TechnicalDocumentLibrary/3682811b_Volume%201%20Addendum-Wallplates.pdf | [7 empty] | Shelf Stock | [39 empty] | 39121704 | [13 empty] | <a href="https://assets.lutron.com/a/documents/369-119_Wallbox_Warranty.pdf" target="_blank">Warranty Information</a> |  |  |  |  | 0.600 L | [14 empty] | 0 | 0 | 0 | 0 | Electrical | 2022-06-20 13:16 | 2024-07-20 11:44 | 0000-00-00 00:00:00 | 2025-11-29 02:00 | 0000-00-00 00:00:00 | [6 empty] | Brown
4 | Lutron Electronics | FP-HOM1-MLMT | 4460-11041 | 4460 | 11041 | Lutron Electronics | FP-HOM1-MLMT | 27557817301 | .. | .. |  | 6.1 | 1.4 | [50 empty] | 0 | 0 | 0 | [6 empty] | 0 | 1 | 1 | EA | 1 |  |  |  | Fittings and Hardware |  | Electrical Hardware And Supplies |  | Wallplates | [287 empty] | 20.000 DW |  |  | 9.0000 IN | [89 empty] | 1.000 EA | 1.000 EA | [35 empty] | No | [50 empty] | Shelf Stock | [39 empty] | 39121704 | [18 empty] | 0.450 L | [14 empty] | 0 | 0 | 0 | 0 | Electrical | 2022-06-20 13:17 | 2024-07-20 11:44 | 0000-00-00 00:00:00 | 2024-07-20 11:44 | 0000-00-00 00:00:00
4 | Lutron Electronics | NT-O-NFB-BB | 4460-11042 | 4460 | 11042 | Lutron Electronics | VWP-2NFB-WH.jpg | 27557726580 | NOVA T VAREO NFB BRT BRASS | Single-gang Nova T wallplate, small (Vareo), opening, no fins broken, Bright Brass |  | 6.3 | 1.5 |  | VWP-2NFB-WH.jpg | http://grandbrass.xologic.com/vendors/4460/large/VWP-2NFB-WH.jpg | [47 empty] | 0 | 0 | 0 | [6 empty] | 0 | 1 | 1 | EA | 1 | Lighting Controls |  |  | Fittings and Hardware |  | Electrical Hardware And Supplies |  | Wallplates | [20 empty] | Switch Plates | [242 empty] | <a href="https://assets.lutron.com/a/documents/030825E.pdf" target="_blank">Installation Instructions</a> | [23 empty] | 10.000 DW |  |  | 8.9000 IN | [89 empty] | 1.000 EA | 1.000 EA | [35 empty] | No | [42 empty] | https://www.lutron.com/TechnicalDocumentLibrary/3682811b_Volume%201%20Addendum-Wallplates.pdf | [7 empty] | Shelf Stock | [39 empty] | 39121704 | [13 empty] | <a href="https://assets.lutron.com/a/documents/369-119_Wallbox_Warranty.pdf" target="_blank">Warranty Information</a> |  |  |  |  | 0.450 L | [14 empty] | 0 | 0 | 0 | 0 | Electrical | 2022-06-20 13:18 | 2024-07-20 11:33 | 0000-00-00 00:00:00 | 2025-11-29 02:00 | 0000-00-00 00:00:00
4 | Lutron Electronics | NT-SSS-FB-BC | 4460-11043 | 4460 | 11043 | Lutron Electronics | VWP-2NFB-WH.jpg | 27557736954 | NOVA T 3GNG SM,SM,SM FB BRT | Nova T Wallplate Kit, 3-gang, small, small, small openings, fins broken, Bright Chrome |  | 6.2 | 1.4 |  | VWP-2NFB-WH.jpg | http://grandbrass.xologic.com/vendors/4460/large/VWP-2NFB-WH.jpg | [47 empty] | 0 | 0 | 0 | [6 empty] | 0 | 1 | 1 | EA | 1 | Lighting Controls |  |  | Fittings and Hardware |  | Electrical Hardware And Supplies |  | Wallplates | [20 empty] | Switch Plates | [242 empty] | <a href="https://assets.lutron.com/a/documents/030825E.pdf" target="_blank">Installation Instructions</a> | [23 empty] | 10.000 DW |  |  | 9.0000 IN | [89 empty] | 1.000 EA | 1.000 EA | [35 empty] | No | [42 empty] | https://www.lutron.com/TechnicalDocumentLibrary/3682811b_Volume%201%20Addendum-Wallplates.pdf | [7 empty] | Shelf Stock | [39 empty] | 39121704 | [13 empty] | <a href="https://assets.lutron.com/a/documents/369-119_Wallbox_Warranty.pdf" target="_blank">Warranty Information</a> |  |  |  |  | 0.850 L | [14 empty] | 0 | 0 | 0 | 0 | Electrical | 2022-06-20 13:18 | 2024-07-20 11:33 | 0000-00-00 00:00:00 | 2025-11-29 02:00 | 0000-00-00 00:00:00
4 | Lutron Electronics | NTR3R3R3R3R3FBWH | 4460-11044 | 4460 | 11044 | Lutron Electronics | VWP-2NFB-WH.jpg | 27557064682 | NOVA T 5GNG R-OPEN,R-OPEN, | Nova T Wallplate Kit, 5-gang, small, small, small, small, small openings, fins broken, white |  | 8.9 | 1.4 |  | VWP-2NFB-WH.jpg | http://grandbrass.xologic.com/vendors/4460/large/VWP-2NFB-WH.jpg | [47 empty] | 0 | 0 | 0 | [6 empty] | 0 | 1 | 1 | EA | 1 | Lighting Controls |  |  | Fittings and Hardware |  | Electrical Hardware And Supplies |  | Wallplates | [20 empty] | Switch Plates | [242 empty] | <a href="https://assets.lutron.com/a/documents/030825E.pdf" target="_blank">Installation Instructions</a> | [23 empty] | 10.000 DW |  |  | 6.1000 IN | [89 empty] | 1.000 EA | 1.000 EA | [35 empty] | No | [42 empty] | https://www.lutron.com/TechnicalDocumentLibrary/3682811b_Volume%201%20Addendum-Wallplates.pdf | [7 empty] | Shelf Stock | [39 empty] | 39121704 | [13 empty] | <a href="https://assets.lutron.com/a/documents/369-119_Wallbox_Warranty.pdf" target="_blank">Warranty Information</a> |  |  |  |  | 0.500 L | [14 empty] | 0 | 0 | 0 | 0 | Electrical | 2022-06-20 13:20 | 2024-07-20 11:40 | 0000-00-00 00:00:00 | 2025-11-29 02:00 | 0000-00-00 00:00:00
4 | Lutron Electronics | NT-A-NFB-WH | 4460-11045 | 4460 | 11045 | Lutron Electronics | VWP-2NFB-WH.jpg | 27557719742 | NOVA T 1GNG NTGRX-4S NFB WH | Nova T single-gang wallplate, small, opening, no fins broken, White |  | 8.9 | 1.4 |  | VWP-2NFB-WH.jpg | http://grandbrass.xologic.com/vendors/4460/large/VWP-2NFB-WH.jpg | [47 empty] | 0 | 0 | 0 | [6 empty] | 0 | 1 | 1 | EA | 1 | Lighting Controls |  |  | Fittings and Hardware |  | Electrical Hardware And Supplies |  | Wallplates | [20 empty] | Switch Plates | [242 empty] | <a href="https://assets.lutron.com/a/documents/030825E.pdf" target="_blank">Installation Instructions</a> | [23 empty] | 2.000 DW |  |  | 6.1000 IN | [89 empty] | 1.000 EA | 1.000 EA | [35 empty] | No | [42 empty] | https://www.lutron.com/TechnicalDocumentLibrary/3682811b_Volume%201%20Addendum-Wallplates.pdf | [7 empty] | Shelf Stock | [39 empty] | 39121704 | [13 empty] | <a href="https://assets.lutron.com/a/documents/369-119_Wallbox_Warranty.pdf" target="_blank">Warranty Information</a> |  |  |  |  | 0.400 L | [14 empty] | 0 | 0 | 0 | 0 | Electrical | 2022-06-20 13:20 | 2024-07-20 11:40 | 0000-00-00 00:00:00 | 2025-11-29 02:00 | 0000-00-00 00:00:00 | [6 empty] | White
4 | Lutron Electronics | NT-R3R3-FB-BC | 4460-11046 | 4460 | 11046 | Lutron Electronics | VWP-2NFB-WH.jpg | 27557022002 | NOVA T, 2GNG, R-OPEN,R-OPEN, | Nova T Wallplate Kit, 2-gang, small, small openings, fins broken, bright chrome |  | 8.9 | 1.4 |  | VWP-2NFB-WH.jpg | http://grandbrass.xologic.com/vendors/4460/large/VWP-2NFB-WH.jpg | [47 empty] | 0 | 0 | 0 | [6 empty] | 0 | 1 | 1 | EA | 1 | Lighting Controls |  |  | Fittings and Hardware |  | Electrical Hardware And Supplies |  | Wallplates | [20 empty] | Switch Plates | [242 empty] | <a href="https://assets.lutron.com/a/documents/030825E.pdf" target="_blank">Installation Instructions</a> | [23 empty] | 15.000 DW |  |  | 6.1000 IN | [89 empty] | 1.000 EA | 1.000 EA | [35 empty] | No | [42 empty] | https://www.lutron.com/TechnicalDocumentLibrary/3682811b_Volume%201%20Addendum-Wallplates.pdf | [7 empty] | Shelf Stock | [39 empty] | 39121704 | [13 empty] | <a href="https://assets.lutron.com/a/documents/369-119_Wallbox_Warranty.pdf" target="_blank">Warranty Information</a> |  |  |  |  | 0.300 L | [14 empty] | 0 | 0 | 0 | 0 | Electrical | 2022-06-20 13:23 | 2024-07-20 11:33 | 0000-00-00 00:00:00 | 2025-11-29 02:00 | 0000-00-00 00:00:00
0 | Lutron Electronics | FP-HOM2-MPLLP | 4460-11047 | 4460 | 11047 | Lutron Electronics | FP-HOM2-MPLLP | 27557817820 | . | . |  | 6.4 | 1.4 | [50 empty] | 0 | 0 | 0 | [6 empty] | 0 | 1 | 1 | EA | 1 | [295 empty] | 15.000 DW |  |  | 8.9000 IN | [89 empty] | 1.000 EA | 1.000 EA | [35 empty] | No | [50 empty] | Shelf Stock | [58 empty] | 0.500 L | [14 empty] | 0 | 0 | 0 | 0 |  | 2022-06-20 13:23 | 2024-07-20 11:37 | 0000-00-00 00:00:00 | 2024-07-20 11:37 | 0000-00-00 00:00:00
0 | Lutron Electronics | FP-WBX3-A | 4460-11048 | 4460 | 11048 | Lutron Electronics | FP-WBX3-A | 27557818360 | . | . |  | 6.1 | 1.5 | [50 empty] | 0 | 0 | 0 | [6 empty] | 0 | 1 | 1 | EA | 1 | [295 empty] | 10.000 DW |  |  | 8.9000 IN | [89 empty] | 1.000 EA | 1.000 EA | [35 empty] | No | [50 empty] | Shelf Stock | [58 empty] | 0.300 L | [14 empty] | 0 | 0 | 0 | 0 |  | 2022-06-20 13:23 | 2024-07-20 11:33 | 0000-00-00 00:00:00 | 2024-07-20 11:33 | 0000-00-00 00:00:00
4 | Lutron Electronics | NT-AA-NFB-WH | 4460-11049 | 4460 | 11049 | Lutron Electronics | VWP-2NFB-WH.jpg | 27557719810 | NOVAT 2GNG NTGRX-4S,NTGRX-4S, | Nova T Wallplate Kit, 2-gang, small, small openings, no fins broken, White |  | 8.9 | 1.4 |  | VWP-2NFB-WH.jpg | http://grandbrass.xologic.com/vendors/4460/large/VWP-2NFB-WH.jpg | [47 empty] | 0 | 0 | 0 | [6 empty] | 0 | 1 | 1 | EA | 1 | Lighting Controls |  |  | Fittings and Hardware |  | Electrical Hardware And Supplies |  | Wallplates | [20 empty] | Switch Plates | [242 empty] | <a href="https://assets.lutron.com/a/documents/030825E.pdf" target="_blank">Installation Instructions</a> | [23 empty] | 2.000 DW |  |  | 6.1000 IN | [89 empty] | 1.000 EA | 1.000 EA | [35 empty] | No | [42 empty] | https://www.lutron.com/TechnicalDocumentLibrary/3682811b_Volume%201%20Addendum-Wallplates.pdf | [7 empty] | Shelf Stock | [39 empty] | 39121704 | [13 empty] | <a href="https://assets.lutron.com/a/documents/369-119_Wallbox_Warranty.pdf" target="_blank">Warranty Information</a> |  |  |  |  | 0.300 L | [14 empty] | 0 | 0 | 0 | 0 | Electrical | 2022-06-20 13:23 | 2024-07-20 11:40 | 0000-00-00 00:00:00 | 2025-11-29 02:00 | 0000-00-00 00:00:00 | [6 empty] | White
4 | Lutron Electronics | NT-E-NFB-WH | 4460-11050 | 4460 | 11050 | Lutron Electronics | VWP-2NFB-WH.jpg | 27557721769 | NOVA/NOVA T(350-970)SM BLANK | Nova T single-gang wallplate, small blank insert, opening, no fins broken, white |  | 8.9 | 1.4 |  | VWP-2NFB-WH.jpg | http://grandbrass.xologic.com/vendors/4460/large/VWP-2NFB-WH.jpg | [47 empty] | 0 | 0 | 0 | [6 empty] | 0 | 1 | 1 | EA | 1 | Lighting Controls |  |  | Fittings and Hardware |  | Electrical Hardware And Supplies |  | Wallplates | [20 empty] | Switch Plates | [242 empty] | <a href="https://assets.lutron.com/a/documents/030825E.pdf" target="_blank">Installation Instructions</a> | [23 empty] | 10.000 DW |  |  | 6.1000 IN | [89 empty] | 1.000 EA | 1.000 EA | [35 empty] | No | [42 empty] | https://www.lutron.com/TechnicalDocumentLibrary/3682811b_Volume%201%20Addendum-Wallplates.pdf | [7 empty] | Shelf Stock | [39 empty] | 39121704 | [13 empty] | <a href="https://assets.lutron.com/a/documents/369-119_Wallbox_Warranty.pdf" target="_blank">Warranty Information</a> |  |  |  |  | 0.400 L | [14 empty] | 0 | 0 | 0 | 0 | Electrical | 2022-06-20 13:23 | 2024-07-20 11:40 | 0000-00-00 00:00:00 | 2025-11-29 02:00 | 0000-00-00 00:00:00 | [6 empty] | White
4 | Lutron Electronics | NT-OO-FB-IV | 4460-11051 | 4460 | 11051 | Lutron Electronics | VWP-2NFB-WH.jpg | 27557727938 | NOVA T 2GNG VAREO,VAREO FB IV | Nova T Wallplate Kit, 2-gang, small (Vareo), small (Vareo) openings, fins broken, Ivory |  | 6.2 | 1.5 |  | VWP-2NFB-WH.jpg | http://grandbrass.xologic.com/vendors/4460/large/VWP-2NFB-WH.jpg | [47 empty] | 0 | 0 | 0 | [6 empty] | 0 | 1 | 1 | EA | 1 | Lighting Controls |  |  | Fittings and Hardware |  | Electrical Hardware And Supplies |  | Wallplates | [20 empty] | Switch Plates | [242 empty] | <a href="https://assets.lutron.com/a/documents/030825E.pdf" target="_blank">Installation Instructions</a> | [23 empty] | 2.000 DW |  |  | 8.9000 IN | [89 empty] | 1.000 EA | 1.000 EA | [35 empty] | No | [42 empty] | https://www.lutron.com/TechnicalDocumentLibrary/3682811b_Volume%201%20Addendum-Wallplates.pdf | [7 empty] | Shelf Stock | [39 empty] | 39121704 | [13 empty] | <a href="https://assets.lutron.com/a/documents/369-119_Wallbox_Warranty.pdf" target="_blank">Warranty Information</a> |  |  |  |  | 0.350 L | [14 empty] | 0 | 0 | 0 | 0 | Electrical | 2022-06-20 13:23 | 2024-07-20 11:40 | 0000-00-00 00:00:00 | 2025-11-29 02:00 | 0000-00-00 00:00:00 | [6 empty] | Ivory
4 | Lutron Electronics | NT-SSSS-FB-BR | 4460-11052 | 4460 | 11052 | Lutron Electronics | VWP-2NFB-WH.jpg | 27557737562 | 356-123 SM,SM,SM,SM FB B | Nova T Wallplate Kit, 4-gang, small, small, small, small openings, fins broken, Brown |  | 6.2 | 1.4 |  | VWP-2NFB-WH.jpg | http://grandbrass.xologic.com/vendors/4460/large/VWP-2NFB-WH.jpg | [47 empty] | 0 | 0 | 0 | [6 empty] | 0 | 1 | 1 | EA | 1 | Lighting Controls |  |  | Fittings and Hardware |  | Electrical Hardware And Supplies |  | Wallplates | [20 empty] | Switch Plates | [242 empty] | <a href="https://assets.lutron.com/a/documents/030825E.pdf" target="_blank">Installation Instructions</a> | [23 empty] | 10.000 DW |  |  | 12.2000 IN | [89 empty] | 1.000 EA | 1.000 EA | [35 empty] | No | [42 empty] | https://www.lutron.com/TechnicalDocumentLibrary/3682811b_Volume%201%20Addendum-Wallplates.pdf | [7 empty] | Shelf Stock | [39 empty] | 39121704 | [13 empty] | <a href="https://assets.lutron.com/a/documents/369-119_Wallbox_Warranty.pdf" target="_blank">Warranty Information</a> |  |  |  |  | 0.500 L | [14 empty] | 0 | 0 | 0 | 0 | Electrical | 2022-06-20 13:23 | 2024-07-20 11:40 | 0000-00-00 00:00:00 | 2025-11-29 02:00 | 0000-00-00 00:00:00 | [6 empty] | Brown
4 | Lutron Electronics | NT-SSSS-NFB-BR | 4460-11053 | 4460 | 11053 | Lutron Electronics | VWP-2NFB-WH.jpg | 27557737647 | 356-271 SM,SM,SM,SM NFB BR | Nova T Wallplate Kit, 4-gang, small, small, small, small openings, no fins broken, Brown |  | 6.1 | 1.4 |  | VWP-2NFB-WH.jpg | http://grandbrass.xologic.com/vendors/4460/large/VWP-2NFB-WH.jpg | [47 empty] | 0 | 0 | 0 | [6 empty] | 0 | 1 | 1 | EA | 1 | Lighting Controls |  |  | Fittings and Hardware |  | Electrical Hardware And Supplies |  | Wallplates | [20 empty] | Switch Plates | [242 empty] | <a href="https://assets.lutron.com/a/documents/030825E.pdf" target="_blank">Installation Instructions</a> | [23 empty] | 10.000 DW |  |  | 12.2000 IN | [89 empty] | 1.000 EA | 1.000 EA | [35 empty] | No | [42 empty] | https://www.lutron.com/TechnicalDocumentLibrary/3682811b_Volume%201%20Addendum-Wallplates.pdf | [7 empty] | Shelf Stock | [39 empty] | 39121704 | [13 empty] | <a href="https://assets.lutron.com/a/documents/369-119_Wallbox_Warranty.pdf" target="_blank">Warranty Information</a> |  |  |  |  | 0.600 L | [14 empty] | 0 | 0 | 0 | 0 | Electrical | 2022-06-20 13:23 | 2024-07-20 11:40 | 0000-00-00 00:00:00 | 2025-11-29 02:00 | 0000-00-00 00:00:00 | [6 empty] | Brown
0 | Lutron Electronics | FP-WBX5-MPLLP | 4460-11054 | 4460 | 11054 | Lutron Electronics | FP-WBX5-MPLLP | 27557819220 | . | . |  | 6.2 | 1.4 | [50 empty] | 0 | 0 | 0 | [6 empty] | 0 | 1 | 1 | EA | 1 | [295 empty] | 10.000 DW |  |  | 12.2000 IN | [89 empty] | 1.000 EA | 1.000 EA | [35 empty] | No | [50 empty] | Shelf Stock | [58 empty] | 0.550 L | [14 empty] | 0 | 0 | 0 | 0 |  | 2022-06-20 13:23 | 2024-07-20 11:40 | 0000-00-00 00:00:00 | 2024-07-20 11:40 | 0000-00-00 00:00:00
4 | Lutron Electronics | NT-SS-FB-BL | 4460-11055 | 4460 | 11055 | Lutron Electronics | VWP-2NFB-WH.jpg | 27557681629 | NOVA T 2GNG SM,SM, FB BLACK | Nova T Wallplate Kit, 2-gang, small, small openings, fins broken, Black |  | 8.9 | 1.4 |  | VWP-2NFB-WH.jpg | http://grandbrass.xologic.com/vendors/4460/large/VWP-2NFB-WH.jpg | [47 empty] | 0 | 0 | 0 | [6 empty] | 0 | 1 | 1 | EA | 1 | Lighting Controls |  |  | Fittings and Hardware |  | Electrical Hardware And Supplies |  | Wallplates | [20 empty] | Switch Plates | [242 empty] | <a href="https://assets.lutron.com/a/documents/030825E.pdf" target="_blank">Installation Instructions</a> | [23 empty] | 10.000 DW |  |  | 6.1000 IN | [89 empty] | 1.000 EA | 1.000 EA | [35 empty] | No | [42 empty] | https://www.lutron.com/TechnicalDocumentLibrary/3682811b_Volume%201%20Addendum-Wallplates.pdf | [7 empty] | Shelf Stock | [39 empty] | 39121704 | [13 empty] | <a href="https://assets.lutron.com/a/documents/369-119_Wallbox_Warranty.pdf" target="_blank">Warranty Information</a> |  |  |  |  | 0.300 L | [14 empty] | 0 | 0 | 0 | 0 | Electrical | 2022-06-20 13:25 | 2024-07-20 11:38 | 0000-00-00 00:00:00 | 2025-11-29 02:00 | 0000-00-00 00:00:00 | [6 empty] | Black
4 | Lutron Electronics | NT-KK-FB-WH | 4460-11056 | 4460 | 11056 | Lutron Electronics | VWP-2NFB-WH.jpg | 27557723428 | NOVA T 2GNG NTETS-3, NTETS-3 | Nova T Wallplate Kit, 2-gang, small, small openings, fins broken, White |  | 6 | 1.5 |  | VWP-2NFB-WH.jpg | http://grandbrass.xologic.com/vendors/4460/large/VWP-2NFB-WH.jpg | [47 empty] | 0 | 0 | 0 | [6 empty] | 0 | 1 | 1 | EA | 1 | Lighting Controls |  |  | Fittings and Hardware |  | Electrical Hardware And Supplies |  | Wallplates | [20 empty] | Switch Plates | [242 empty] | <a href="https://assets.lutron.com/a/documents/030825E.pdf" target="_blank">Installation Instructions</a> | [23 empty] | 2.000 DW |  |  | 8.9000 IN | [89 empty] | 1.000 EA | 1.000 EA | [35 empty] | No | [42 empty] | https://www.lutron.com/TechnicalDocumentLibrary/3682811b_Volume%201%20Addendum-Wallplates.pdf | [7 empty] | Shelf Stock | [39 empty] | 39121704 | [13 empty] | <a href="https://assets.lutron.com/a/documents/369-119_Wallbox_Warranty.pdf" target="_blank">Warranty Information</a> |  |  |  |  | 0.300 L | [14 empty] | 0 | 0 | 0 | 0 | Electrical | 2022-06-20 13:25 | 2024-07-20 11:38 | 0000-00-00 00:00:00 | 2025-11-29 02:00 | 0000-00-00 00:00:00 | [6 empty] | White
4 | Lutron Electronics | NT-OOOO-FB-WH | 4460-11057 | 4460 | 11057 | Lutron Electronics | VWP-2NFB-WH.jpg | 27557729031 | NOVA T 4GNG VAREO,VAREO,VAREO, | Nova T Wallplate Kit, 4-gang, small (Vareo), small (Vareo), small (Vareo), small (Vareo) openings, fins broken, White |  | 6.2 | 12.3 |  | VWP-2NFB-WH.jpg | http://grandbrass.xologic.com/vendors/4460/large/VWP-2NFB-WH.jpg | [47 empty] | 0 | 0 | 0 | [6 empty] | 0 | 1 | 1 | EA | 1 | Lighting Controls |  |  | Fittings and Hardware |  | Electrical Hardware And Supplies |  | Wallplates | [20 empty] | Switch Plates | [242 empty] | <a href="https://assets.lutron.com/a/documents/030825E.pdf" target="_blank">Installation Instructions</a> | [23 empty] | 2.000 DW |  |  | 1.5000 IN | [89 empty] | 1.000 EA | 1.000 EA | [35 empty] | No | [42 empty] | https://www.lutron.com/TechnicalDocumentLibrary/3682811b_Volume%201%20Addendum-Wallplates.pdf | [7 empty] | Shelf Stock | [39 empty] | 39121704 | [13 empty] | <a href="https://assets.lutron.com/a/documents/369-119_Wallbox_Warranty.pdf" target="_blank">Warranty Information</a> |  |  |  |  | 0.550 L | [14 empty] | 0 | 0 | 0 | 0 | Electrical | 2022-06-20 13:26 | 2024-07-20 11:38 | 0000-00-00 00:00:00 | 2025-11-29 02:00 | 0000-00-00 00:00:00 | [6 empty] | White
4 | Lutron Electronics | NT-PPP-FB-WH | 4460-11058 | 4460 | 11058 | Lutron Electronics | VWP-2NFB-WH.jpg | 27557730815 | NOVA T 3GNG SM P,SM P,SM P FB | Nova T Wallplate Kit, 3-gang, small, small, small openings, fins broken, White |  | 8.9 | 1.4 |  | VWP-2NFB-WH.jpg | http://grandbrass.xologic.com/vendors/4460/large/VWP-2NFB-WH.jpg | [47 empty] | 0 | 0 | 0 | [6 empty] | 0 | 1 | 1 | EA | 1 | Lighting Controls |  |  | Fittings and Hardware |  | Electrical Hardware And Supplies |  | Wallplates | [20 empty] | Switch Plates | [242 empty] | <a href="https://assets.lutron.com/a/documents/030825E.pdf" target="_blank">Installation Instructions</a> | [23 empty] | 2.000 DW |  |  | 6.1000 IN | [89 empty] | 1.000 EA | 1.000 EA | [35 empty] | No | [42 empty] | https://www.lutron.com/TechnicalDocumentLibrary/3682811b_Volume%201%20Addendum-Wallplates.pdf | [7 empty] | Shelf Stock | [39 empty] | 39121704 | [13 empty] | <a href="https://assets.lutron.com/a/documents/369-119_Wallbox_Warranty.pdf" target="_blank">Warranty Information</a> |  |  |  |  | 0.300 L | [14 empty] | 0 | 0 | 0 | 0 | Electrical | 2022-06-20 13:26 | 2024-07-20 11:38 | 0000-00-00 00:00:00 | 2025-11-29 02:00 | 0000-00-00 00:00:00 | [6 empty] | White
4 | Lutron Electronics | NT-SSS-NFB-BE | 4460-11059 | 4460 | 11059 | Lutron Electronics | VWP-2NFB-WH.jpg | 27557737043 | 356-047 SM,SM,SM, NFB BE | Nova T Wallplate Kit, 3-gang, small, small, small openings, no fins broken, Beige |  | 6.2 | 1.4 |  | VWP-2NFB-WH.jpg | http://grandbrass.xologic.com/vendors/4460/large/VWP-2NFB-WH.jpg | [47 empty] | 0 | 0 | 0 | [6 empty] | 0 | 1 | 1 | EA | 1 | Lighting Controls |  |  | Fittings and Hardware |  | Electrical Hardware And Supplies |  | Wallplates | [20 empty] | Switch Plates | [242 empty] | <a href="https://assets.lutron.com/a/documents/030825E.pdf" target="_blank">Installation Instructions</a> | [23 empty] | 10.000 DW |  |  | 12.2000 IN | [89 empty] | 1.000 EA | 1.000 EA | [35 empty] | No | [42 empty] | https://www.lutron.com/TechnicalDocumentLibrary/3682811b_Volume%201%20Addendum-Wallplates.pdf | [7 empty] | Shelf Stock | [39 empty] | 39121704 | [13 empty] | <a href="https://assets.lutron.com/a/documents/369-119_Wallbox_Warranty.pdf" target="_blank">Warranty Information</a> |  |  |  |  | 0.600 L | [14 empty] | 0 | 0 | 0 | 0 | Electrical | 2022-06-20 13:26 | 2024-07-20 11:38 | 0000-00-00 00:00:00 | 2025-11-29 02:00 | 0000-00-00 00:00:00 | [6 empty] | Beige
4 | Lutron Electronics | NT-SSS-NFB-IV | 4460-11060 | 4460 | 11060 | Lutron Electronics | VWP-2NFB-WH.jpg | 27557737081 | NOVA T 3GNG SM,SM,SM, NFB IV | Nova T Wallplate Kit, 3-gang, small, small, small openings, no fins broken, Ivory |  | 6.2 | 1.4 |  | VWP-2NFB-WH.jpg | http://grandbrass.xologic.com/vendors/4460/large/VWP-2NFB-WH.jpg | [47 empty] | 0 | 0 | 0 | [6 empty] | 0 | 1 | 1 | EA | 1 | Lighting Controls |  |  | Fittings and Hardware |  | Electrical Hardware And Supplies |  | Wallplates | [20 empty] | Switch Plates | [242 empty] | <a href="https://assets.lutron.com/a/documents/030825E.pdf" target="_blank">Installation Instructions</a> | [23 empty] | 10.000 DW |  |  | 12.2000 IN | [89 empty] | 1.000 EA | 1.000 EA | [35 empty] | No | [42 empty] | https://www.lutron.com/TechnicalDocumentLibrary/3682811b_Volume%201%20Addendum-Wallplates.pdf | [7 empty] | Shelf Stock | [39 empty] | 39121704 | [13 empty] | <a href="https://assets.lutron.com/a/documents/369-119_Wallbox_Warranty.pdf" target="_blank">Warranty Information</a> |  |  |  |  | 0.600 L | [14 empty] | 0 | 0 | 0 | 0 | Electrical | 2022-06-20 13:26 | 2024-07-20 11:38 | 0000-00-00 00:00:00 | 2025-11-29 02:00 | 0000-00-00 00:00:00 | [6 empty] | Ivory
4 | Lutron Electronics | NT-A-NFB-SC | 4460-11061 | 4460 | 11061 | Lutron Electronics | VWP-2NFB-WH.jpg | 27557750103 | NOVAT 1GNG NTGRX-RL, NFB SC | Nova T single-gang wallplate, small, opening, no fins broken, Satin Chrome |  | 6.1 | 9 |  | VWP-2NFB-WH.jpg | http://grandbrass.xologic.com/vendors/4460/large/VWP-2NFB-WH.jpg | [47 empty] | 0 | 0 | 0 | [6 empty] | 0 | 1 | 1 | EA | 1 | Lighting Controls |  |  | Fittings and Hardware |  | Electrical Hardware And Supplies |  | Wallplates | [20 empty] | Switch Plates | [242 empty] | <a href="https://assets.lutron.com/a/documents/030825E.pdf" target="_blank">Installation Instructions</a> | [23 empty] | 2.000 DW |  |  | 1.4000 IN | [89 empty] | 1.000 EA | 1.000 EA | [35 empty] | No | [42 empty] | https://www.lutron.com/TechnicalDocumentLibrary/3682811b_Volume%201%20Addendum-Wallplates.pdf | [7 empty] | Shelf Stock | [39 empty] | 39121704 | [13 empty] | <a href="https://assets.lutron.com/a/documents/369-119_Wallbox_Warranty.pdf" target="_blank">Warranty Information</a> |  |  |  |  | 0.400 L | [14 empty] | 0 | 0 | 0 | 0 | Electrical | 2022-06-20 13:26 | 2024-07-20 11:38 | 0000-00-00 00:00:00 | 2025-11-29 02:00 | 0000-00-00 00:00:00
0 | Lutron Electronics | FP-WBX1-A | 4460-11062 | 4460 | 11062 | Lutron Electronics | FP-WBX1-A | 27557817448 | . | . |  | 6.1 | 1.4 | [50 empty] | 0 | 0 | 0 | [6 empty] | 0 | 1 | 1 | EA | 1 | [295 empty] | 15.000 DW |  |  | 9.0000 IN | [89 empty] | 1.000 EA | 1.000 EA | [35 empty] | No | [50 empty] | Shelf Stock | [58 empty] | 0.250 L | [14 empty] | 0 | 0 | 0 | 0 |  | 2022-06-20 13:26 | 2024-07-20 11:35 | 0000-00-00 00:00:00 | 2024-07-20 11:35 | 0000-00-00 00:00:00
0 | Lutron Electronics | FP-HOM4-MPLLP | 4460-11063 | 4460 | 11063 | Lutron Electronics | FP-HOM4-MPLLP | 27557818766 | . | . |  | 6.1 | 1.5 | [50 empty] | 0 | 0 | 0 | [6 empty] | 0 | 1 | 1 | EA | 1 | [295 empty] | 15.000 DW |  |  | 8.9000 IN | [89 empty] | 1.000 EA | 1.000 EA | [35 empty] | No | [50 empty] | Shelf Stock | [58 empty] | 0.300 L | [14 empty] | 0 | 0 | 0 | 0 |  | 2022-06-20 13:26 | 2024-07-20 11:38 | 0000-00-00 00:00:00 | 2024-07-20 11:38 | 0000-00-00 00:00:00
0 | Lutron Electronics | FP-HOM3-MLMT2 | 4460-11064 | 4460 | 11064 | Lutron Electronics | FP-HOM3-MLMT2 | 27557827751 | . | . | [53 empty] | 0 | 0 | 0 | [6 empty] | 0 | 1 | 1 | EA | 1 | [295 empty] | 10.000 DW | [92 empty] | 1.000 EA | 1.000 EA | [35 empty] | No | [50 empty] | Shelf Stock | [73 empty] | 0 | 0 | 0 | 0 |  | 2022-06-20 13:26 | 2024-07-20 11:38 | 0000-00-00 00:00:00 | 2024-07-20 11:38 | 0000-00-00 00:00:00
4 | Lutron Electronics | NT-SS-NFB-LA | 4460-11065 | 4460 | 11065 | Lutron Electronics | VWP-2NFB-WH.jpg | 27557098182 | NOVA T 2GANG FPLT KIT NFB | Nova T Wallplate Kit, 2-gang, small, small openings, no fins broken, Light Almond |  | 8.9 | 1.4 |  | VWP-2NFB-WH.jpg | http://grandbrass.xologic.com/vendors/4460/large/VWP-2NFB-WH.jpg | [47 empty] | 0 | 0 | 0 | [6 empty] | 0 | 1 | 1 | EA | 1 | Lighting Controls |  |  | Fittings and Hardware |  | Electrical Hardware And Supplies |  | Wallplates | [20 empty] | Switch Plates | [242 empty] | <a href="https://assets.lutron.com/a/documents/030825E.pdf" target="_blank">Installation Instructions</a> | [23 empty] | 10.000 DW |  |  | 6.1000 IN | [89 empty] | 1.000 EA | 1.000 EA | [35 empty] | No | [42 empty] | https://www.lutron.com/TechnicalDocumentLibrary/3682811b_Volume%201%20Addendum-Wallplates.pdf | [7 empty] | Shelf Stock | [39 empty] | 39121704 | [13 empty] | <a href="https://assets.lutron.com/a/documents/369-119_Wallbox_Warranty.pdf" target="_blank">Warranty Information</a> |  |  |  |  | 0.300 L | [14 empty] | 0 | 0 | 0 | 0 | Electrical | 2022-06-20 13:26 | 2024-07-20 11:36 | 0000-00-00 00:00:00 | 2025-11-29 02:00 | 0000-00-00 00:00:00 | [6 empty] | Stainless Steel
4 | Lutron Electronics | NT-K-NFB-LA | 4460-11066 | 4460 | 11066 | Lutron Electronics | VWP-2NFB-WH.jpg | 27557098069 | NOVA T K NFB FPLT KIT | Nova T single-gang wallplate, small opening, no fins broken, light almond |  | 5 | 0.7 |  | VWP-2NFB-WH.jpg | http://grandbrass.xologic.com/vendors/4460/large/VWP-2NFB-WH.jpg | [47 empty] | 0 | 0 | 0 | [6 empty] | 0 | 1 | 1 | EA | 1 | Lighting Controls |  |  | Fittings and Hardware |  | Electrical Hardware And Supplies |  | Wallplates | [20 empty] | Switch Plates | [242 empty] | <a href="https://assets.lutron.com/a/documents/030825E.pdf" target="_blank">Installation Instructions</a> | [23 empty] | 10.000 DW |  |  | 3.5000 IN | [89 empty] | 1.000 EA | 1.000 EA | [35 empty] | No | [42 empty] | https://www.lutron.com/TechnicalDocumentLibrary/3682811b_Volume%201%20Addendum-Wallplates.pdf | [7 empty] | Shelf Stock | [39 empty] | 39121704 | [13 empty] | <a href="https://assets.lutron.com/a/documents/369-119_Wallbox_Warranty.pdf" target="_blank">Warranty Information</a> |  |  |  |  | 0.100 L | [14 empty] | 0 | 0 | 0 | 0 | Electrical | 2022-06-20 13:30 | 2024-07-20 11:34 | 0000-00-00 00:00:00 | 2025-11-29 02:00 | 0000-00-00 00:00:00
4 | Lutron Electronics | NT-K-NFB-SB | 4460-11067 | 4460 | 11067 | Lutron Electronics | VWP-2NFB-WH.jpg | 27557723091 | NOVA T SINGLE GNG NTETS R NFB | Nova T single-gang wallplate, small opening, no fins broken, satin brass |  | 2.9 | 0.7 |  | VWP-2NFB-WH.jpg | http://grandbrass.xologic.com/vendors/4460/large/VWP-2NFB-WH.jpg | [47 empty] | 0 | 0 | 0 | [6 empty] | 0 | 1 | 1 | EA | 1 | Lighting Controls |  |  | Fittings and Hardware |  | Electrical Hardware And Supplies |  | Wallplates | [20 empty] | Switch Plates | [242 empty] | <a href="https://assets.lutron.com/a/documents/030825E.pdf" target="_blank">Installation Instructions</a> | [23 empty] | 5.000 DW |  |  | 4.6000 IN | [89 empty] | 1.000 EA | 1.000 EA | [35 empty] | No | [42 empty] | https://www.lutron.com/TechnicalDocumentLibrary/3682811b_Volume%201%20Addendum-Wallplates.pdf | [7 empty] | Shelf Stock | [39 empty] | 39121704 | [13 empty] | <a href="https://assets.lutron.com/a/documents/369-119_Wallbox_Warranty.pdf" target="_blank">Warranty Information</a> |  |  |  |  | 0.010 L | [14 empty] | 0 | 0 | 0 | 0 | Electrical | 2022-06-20 13:30 | 2024-07-20 11:34 | 0000-00-00 00:00:00 | 2025-11-29 02:00 | 0000-00-00 00:00:00
4 | Lutron Electronics | NT-KK-FB-BE | 4460-11068 | 4460 | 11068 | Lutron Electronics | VWP-2NFB-WH.jpg | 27557723367 | NOVA T 2GNG NTETS-3,NTETS-3 FB | Nova T Wallplate Kit, 2-gang, small, small openings, fins broken, Beige |  | 6.2 | 1.4 |  | VWP-2NFB-WH.jpg | http://grandbrass.xologic.com/vendors/4460/large/VWP-2NFB-WH.jpg | [47 empty] | 0 | 0 | 0 | [6 empty] | 0 | 1 | 1 | EA | 1 | Lighting Controls |  |  | Fittings and Hardware |  | Electrical Hardware And Supplies |  | Wallplates | [20 empty] | Switch Plates | [242 empty] | <a href="https://assets.lutron.com/a/documents/030825E.pdf" target="_blank">Installation Instructions</a> | [23 empty] | 2.000 DW |  |  | 8.9000 IN | [89 empty] | 1.000 EA | 1.000 EA | [35 empty] | No | [42 empty] | https://www.lutron.com/TechnicalDocumentLibrary/3682811b_Volume%201%20Addendum-Wallplates.pdf | [7 empty] | Shelf Stock | [39 empty] | 39121704 | [13 empty] | <a href="https://assets.lutron.com/a/documents/369-119_Wallbox_Warranty.pdf" target="_blank">Warranty Information</a> |  |  |  |  | 0.500 L | [14 empty] | 0 | 0 | 0 | 0 | Electrical | 2022-06-20 13:30 | 2024-07-20 11:34 | 0000-00-00 00:00:00 | 2025-11-29 02:00 | 0000-00-00 00:00:00 | [6 empty] | Beige
4 | Lutron Electronics | NT-O-NFB-IV | 4460-11069 | 4460 | 11069 | Lutron Electronics | VWP-2NFB-WH.jpg | 27557726641 | NOVA T VAREO FACEPLATE SM KIT IV | Single-gang Nova T wallplate, small (Vareo), opening, no fins broken, Ivory |  | 6.3 | 1.5 |  | VWP-2NFB-WH.jpg | http://grandbrass.xologic.com/vendors/4460/large/VWP-2NFB-WH.jpg | [47 empty] | 0 | 0 | 0 | [6 empty] | 0 | 1 | 1 | EA | 1 | Lighting Controls |  |  | Fittings and Hardware |  | Electrical Hardware And Supplies |  | Wallplates | [20 empty] | Switch Plates | [242 empty] | <a href="https://assets.lutron.com/a/documents/030825E.pdf" target="_blank">Installation Instructions</a> | [23 empty] | 10.000 DW |  |  | 8.9000 IN | [89 empty] | 1.000 EA | 1.000 EA | [35 empty] | No | [42 empty] | https://www.lutron.com/TechnicalDocumentLibrary/3682811b_Volume%201%20Addendum-Wallplates.pdf | [7 empty] | Shelf Stock | [39 empty] | 39121704 | [13 empty] | <a href="https://assets.lutron.com/a/documents/369-119_Wallbox_Warranty.pdf" target="_blank">Warranty Information</a> |  |  |  |  | 0.450 L | [14 empty] | 0 | 0 | 0 | 0 | Electrical | 2022-06-20 13:30 | 2024-07-20 11:34 | 0000-00-00 00:00:00 | 2025-11-29 02:00 | 0000-00-00 00:00:00 | [6 empty] | Ivory
4 | Lutron Electronics | NT-P-NFB-IV | 4460-11070 | 4460 | 11070 | Lutron Electronics | VWP-2NFB-WH.jpg | 27557730419 | NOVA T KIT SM PRESET IVORY | Nova T single-gang wallplate, small, opening, no fins broken, Ivory |  | 8.9 | 1.4 |  | VWP-2NFB-WH.jpg | http://grandbrass.xologic.com/vendors/4460/large/VWP-2NFB-WH.jpg | [47 empty] | 0 | 0 | 0 | [6 empty] | 0 | 1 | 1 | EA | 1 | Lighting Controls |  |  | Fittings and Hardware |  | Electrical Hardware And Supplies |  | Wallplates | [20 empty] | Switch Plates | [242 empty] | <a href="https://assets.lutron.com/a/documents/030825E.pdf" target="_blank">Installation Instructions</a> | [23 empty] | 2.000 DW |  |  | 6.1000 IN | [89 empty] | 1.000 EA | 1.000 EA | [35 empty] | No | [42 empty] | https://www.lutron.com/TechnicalDocumentLibrary/3682811b_Volume%201%20Addendum-Wallplates.pdf | [7 empty] | Shelf Stock | [39 empty] | 39121704 | [13 empty] | <a href="https://assets.lutron.com/a/documents/369-119_Wallbox_Warranty.pdf" target="_blank">Warranty Information</a> |  |  |  |  | 0.400 L | [14 empty] | 0 | 0 | 0 | 0 | Electrical | 2022-06-20 13:30 | 2024-07-20 11:34 | 0000-00-00 00:00:00 | 2025-11-29 02:00 | 0000-00-00 00:00:00 | [6 empty] | Ivory
4 | Lutron Electronics | NT-SS-FB-SB | 4460-11071 | 4460 | 11071 | Lutron Electronics | VWP-2NFB-WH.jpg | 27557735919 | NOVA T 2GNG SM,SM, FB SATIN | Nova T Wallplate Kit, 2-gang, small, small openings, fins broken, Satin Brass |  | 6 | 1.4 |  | VWP-2NFB-WH.jpg | http://grandbrass.xologic.com/vendors/4460/large/VWP-2NFB-WH.jpg | [47 empty] | 0 | 0 | 0 | [6 empty] | 0 | 1 | 1 | EA | 1 | Lighting Controls |  |  | Fittings and Hardware |  | Electrical Hardware And Supplies |  | Wallplates | [20 empty] | Switch Plates | [242 empty] | <a href="https://assets.lutron.com/a/documents/030825E.pdf" target="_blank">Installation Instructions</a> | [23 empty] | 10.000 DW |  |  | 8.9000 IN | [89 empty] | 1.000 EA | 1.000 EA | [35 empty] | No | [42 empty] | https://www.lutron.com/TechnicalDocumentLibrary/3682811b_Volume%201%20Addendum-Wallplates.pdf | [7 empty] | Shelf Stock | [39 empty] | 39121704 | [13 empty] | <a href="https://assets.lutron.com/a/documents/369-119_Wallbox_Warranty.pdf" target="_blank">Warranty Information</a> |  |  |  |  | 0.250 L | [14 empty] | 0 | 0 | 0 | 0 | Electrical | 2022-06-20 13:30 | 2024-07-20 11:34 | 0000-00-00 00:00:00 | 2025-11-29 02:00 | 0000-00-00 00:00:00 | [6 empty] | Stainless Steel
4 | Lutron Electronics | NT-SS-NFB-GR | 4460-11072 | 4460 | 11072 | Lutron Electronics | VWP-2NFB-WH.jpg | 27557735995 | NOVA T 2GNG PLATE NFB GRAY | Nova T Wallplate Kit, 2-gang, small, small openings, no fins broken, Gray |  | 6.2 | 1.4 |  | VWP-2NFB-WH.jpg | http://grandbrass.xologic.com/vendors/4460/large/VWP-2NFB-WH.jpg | [47 empty] | 0 | 0 | 0 | [6 empty] | 0 | 1 | 1 | EA | 1 | Lighting Controls |  |  | Fittings and Hardware |  | Electrical Hardware And Supplies |  | Wallplates | [20 empty] | Switch Plates | [242 empty] | <a href="https://assets.lutron.com/a/documents/030825E.pdf" target="_blank">Installation Instructions</a> | [23 empty] | 10.000 DW |  |  | 8.9000 IN | [89 empty] | 1.000 EA | 1.000 EA | [35 empty] | No | [42 empty] | https://www.lutron.com/TechnicalDocumentLibrary/3682811b_Volume%201%20Addendum-Wallplates.pdf | [7 empty] | Shelf Stock | [39 empty] | 39121704 | [13 empty] | <a href="https://assets.lutron.com/a/documents/369-119_Wallbox_Warranty.pdf" target="_blank">Warranty Information</a> |  |  |  |  | 0.500 L | [14 empty] | 0 | 0 | 0 | 0 | Electrical | 2022-06-20 13:30 | 2024-07-20 11:34 | 0000-00-00 00:00:00 | 2025-11-29 02:00 | 0000-00-00 00:00:00 | [6 empty] | Gray
4 | Lutron Electronics | NT-SSS-FB-IV | 4460-11073 | 4460 | 11073 | Lutron Electronics | VWP-2NFB-WH.jpg | 27557737005 | NOVA T 3GNG SM,SM,SM FB IVORY | Nova T Wallplate Kit, 3-gang, small, small, small openings, fins broken, Ivory |  | 6.2 | 1.4 |  | VWP-2NFB-WH.jpg | http://grandbrass.xologic.com/vendors/4460/large/VWP-2NFB-WH.jpg | [47 empty] | 0 | 0 | 0 | [6 empty] | 0 | 1 | 1 | EA | 1 | Lighting Controls |  |  | Fittings and Hardware |  | Electrical Hardware And Supplies |  | Wallplates | [20 empty] | Switch Plates | [242 empty] | <a href="https://assets.lutron.com/a/documents/030825E.pdf" target="_blank">Installation Instructions</a> | [23 empty] | 10.000 DW |  |  | 9.0000 IN | [89 empty] | 1.000 EA | 1.000 EA | [35 empty] | No | [42 empty] | https://www.lutron.com/TechnicalDocumentLibrary/3682811b_Volume%201%20Addendum-Wallplates.pdf | [7 empty] | Shelf Stock | [39 empty] | 39121704 | [13 empty] | <a href="https://assets.lutron.com/a/documents/369-119_Wallbox_Warranty.pdf" target="_blank">Warranty Information</a> |  |  |  |  | 0.850 L | [14 empty] | 0 | 0 | 0 | 0 | Electrical | 2022-06-20 13:30 | 2024-07-20 11:34 | 0000-00-00 00:00:00 | 2025-11-29 02:00 | 0000-00-00 00:00:00 | [6 empty] | Ivory
4 | Lutron Electronics | NT-SSSS-FB-WH | 4460-11074 | 4460 | 11074 | Lutron Electronics | VWP-2NFB-WH.jpg | 27557737609 | 356-033 SM,SM,SM,SM FB | Nova T Wallplate Kit, 4-gang, small, small, small, small openings, fins broken, White |  | 6.2 | 1.4 |  | VWP-2NFB-WH.jpg | http://grandbrass.xologic.com/vendors/4460/large/VWP-2NFB-WH.jpg | [47 empty] | 0 | 0 | 0 | [6 empty] | 0 | 1 | 1 | EA | 1 | Lighting Controls |  |  | Fittings and Hardware |  | Electrical Hardware And Supplies |  | Wallplates | [20 empty] | Switch Plates | [242 empty] | <a href="https://assets.lutron.com/a/documents/030825E.pdf" target="_blank">Installation Instructions</a> | [23 empty] | 10.000 DW |  |  | 12.2000 IN | [89 empty] | 1.000 EA | 1.000 EA | [35 empty] | No | [42 empty] | https://www.lutron.com/TechnicalDocumentLibrary/3682811b_Volume%201%20Addendum-Wallplates.pdf | [7 empty] | Shelf Stock | [39 empty] | 39121704 | [13 empty] | <a href="https://assets.lutron.com/a/documents/369-119_Wallbox_Warranty.pdf" target="_blank">Warranty Information</a> |  |  |  |  | 0.500 L | [14 empty] | 0 | 0 | 0 | 0 | Electrical | 2022-06-20 13:30 | 2024-07-20 11:34 | 0000-00-00 00:00:00 | 2025-11-29 02:00 | 0000-00-00 00:00:00 | [6 empty] | White
4 | Lutron Electronics | NT-SSSSS-FB-WH | 4460-11075 | 4460 | 11075 | Lutron Electronics | VWP-2NFB-WH.jpg | 27557738033 | 356-011 SM,SM,SM,SM,SM FB | Nova T Wallplate Kit, 5-gang, small, small, small, small openings, fins broken, White |  |  |  |  | VWP-2NFB-WH.jpg | http://grandbrass.xologic.com/vendors/4460/large/VWP-2NFB-WH.jpg | [47 empty] | 0 | 0 | 0 | [6 empty] | 0 | 1 | 1 | EA | 1 | Lighting Controls |  |  | Fittings and Hardware |  | Electrical Hardware And Supplies |  | Wallplates | [20 empty] | Switch Plates | [242 empty] | <a href="https://assets.lutron.com/a/documents/030825E.pdf" target="_blank">Installation Instructions</a> | [23 empty] | 10.000 DW | [92 empty] | 1.000 EA | 1.000 EA | [35 empty] | No | [42 empty] | https://www.lutron.com/TechnicalDocumentLibrary/3682811b_Volume%201%20Addendum-Wallplates.pdf | [7 empty] | Shelf Stock | [39 empty] | 39121704 | [13 empty] | <a href="https://assets.lutron.com/a/documents/369-119_Wallbox_Warranty.pdf" target="_blank">Warranty Information</a> |  |  |  |  | 0.500 L | [14 empty] | 0 | 0 | 0 | 0 | Electrical | 2022-06-20 13:30 | 2024-07-20 11:34 | 0000-00-00 00:00:00 | 2025-11-29 02:00 | 0000-00-00 00:00:00 | [6 empty] | White
4 | Lutron Electronics | NT-R3R3-FB-WH | 4460-11076 | 4460 | 11076 | Lutron Electronics | VWP-2NFB-WH.jpg | 27557801140 | NOVA T 2 GNG AIR R OPENING | Nova T Wallplate Kit, 2-gang, small, small openings, fins broken, white |  | 5 | 0.5 |  | VWP-2NFB-WH.jpg | http://grandbrass.xologic.com/vendors/4460/large/VWP-2NFB-WH.jpg | [47 empty] | 0 | 0 | 0 | [6 empty] | 0 | 1 | 1 | EA | 1 | Lighting Controls |  |  | Fittings and Hardware |  | Electrical Hardware And Supplies |  | Wallplates | [20 empty] | Switch Plates | [242 empty] | <a href="https://assets.lutron.com/a/documents/030825E.pdf" target="_blank">Installation Instructions</a> | [23 empty] | 10.000 DW |  |  | 5.0000 IN | [89 empty] | 1.000 EA | 1.000 EA | [35 empty] | No | [42 empty] | https://www.lutron.com/TechnicalDocumentLibrary/3682811b_Volume%201%20Addendum-Wallplates.pdf | [7 empty] | Shelf Stock | [39 empty] | 39121704 | [13 empty] | <a href="https://assets.lutron.com/a/documents/369-119_Wallbox_Warranty.pdf" target="_blank">Warranty Information</a> |  |  |  |  | 0.300 L | [14 empty] | 0 | 0 | 0 | 0 | Electrical | 2022-06-20 13:30 | 2024-07-20 11:39 | 0000-00-00 00:00:00 | 2025-11-29 02:00 | 0000-00-00 00:00:00 | [6 empty] | White
0 | Lutron Electronics | FP-WBX3-MPLLP | 4460-11077 | 4460 | 11077 | Lutron Electronics | FP-WBX3-MPLLP | 27557818544 | . | . |  | 6.25 | 8.75 | [50 empty] | 0 | 0 | 0 | [6 empty] | 0 | 1 | 1 | EA | 1 | [295 empty] | 15.000 DW |  |  | 1.2500 IN | [89 empty] | 1.000 EA | 1.000 EA | [35 empty] | No | [50 empty] | Shelf Stock | [58 empty] | 0.250 L | [14 empty] | 0 | 0 | 0 | 0 |  | 2022-06-20 13:30 | 2024-07-20 11:34 | 0000-00-00 00:00:00 | 2024-07-20 11:34 | 0000-00-00 00:00:00
0 | Lutron Electronics | FP-WBX2-MLMT2 | 4460-11078 | 4460 | 11078 | Lutron Electronics | FP-WBX2-MLMT2 | 27557827935 | .... | .... |  | 6.1 | 8.8 | [50 empty] | 0 | 0 | 0 | [6 empty] | 0 | 1 | 1 | EA | 1 | [295 empty] | 20.000 DW |  |  | 1.3000 IN | [89 empty] | 1.000 EA | 1.000 EA | [35 empty] | No | [50 empty] | Shelf Stock | [58 empty] | 0.300 L | [14 empty] | 0 | 0 | 0 | 0 |  | 2022-06-20 13:30 | 2024-07-20 11:34 | 0000-00-00 00:00:00 | 2024-07-20 11:34 | 0000-00-00 00:00:00
0 | Lutron Electronics | FP-WBX4-MLMT2 | 4460-11079 | 4460 | 11079 | Lutron Electronics | FP-WBX4-MLMT2 | 27557827973 | . | . |  | 6.1 | 1.5 | [50 empty] | 0 | 0 | 0 | [6 empty] | 0 | 1 | 1 | EA | 1 | [295 empty] | 10.000 DW |  |  | 8.9000 IN | [89 empty] | 1.000 EA | 1.000 EA | [35 empty] | No | [50 empty] | Shelf Stock | [58 empty] | 0.800 L | [14 empty] | 0 | 0 | 0 | 0 |  | 2022-06-20 13:30 | 2024-07-20 11:34 | 0000-00-00 00:00:00 | 2024-07-20 11:34 | 0000-00-00 00:00:00
0 | Lutron Electronics | FP-WBX6-MLMT2 | 4460-11080 | 4460 | 11080 | Lutron Electronics | FP-WBX6-MLMT2 | 27557828031 | . | . | [53 empty] | 0 | 0 | 0 | [6 empty] | 0 | 1 | 1 | EA | 1 | [295 empty] | 20.000 DW | [92 empty] | 1.000 EA | 1.000 EA | [35 empty] | No | [50 empty] | Shelf Stock | [73 empty] | 0 | 0 | 0 | 0 |  | 2022-06-20 13:30 | 2024-07-20 11:34 | 0000-00-00 00:00:00 | 2024-07-20 11:34 | 0000-00-00 00:00:00
0 | Lutron Electronics | FP-WBX4-MPLLP | 4460-11081 | 4460 | 11081 | Lutron Electronics | FP-WBX4-MPLLP | 27557871693 | . | . |  | 6.1 | 1.5 | [50 empty] | 0 | 0 | 0 | [6 empty] | 0 | 1 | 1 | EA | 1 | [295 empty] | 10.000 DW |  |  | 8.9000 IN | [89 empty] | 1.000 EA | 1.000 EA | [35 empty] | No | [50 empty] | Shelf Stock | [58 empty] | 0.300 L | [14 empty] | 0 | 0 | 0 | 0 |  | 2022-06-20 13:30 | 2024-07-20 11:34 | 0000-00-00 00:00:00 | 2024-07-20 11:34 | 0000-00-00 00:00:00
4 | Lutron Electronics | NT-SS-FB-BE | 4460-11082 | 4460 | 11082 | Lutron Electronics | VWP-2NFB-WH.jpg | 27557681612 | NOVA T 2GNG SM,SM, FB BEIGE | Nova T Wallplate Kit, 2-gang, small, small openings, fins broken, Beige |  | 6 | 1.4 |  | VWP-2NFB-WH.jpg | http://grandbrass.xologic.com/vendors/4460/large/VWP-2NFB-WH.jpg | [47 empty] | 0 | 0 | 0 | [6 empty] | 0 | 1 | 1 | EA | 1 | Lighting Controls |  |  | Fittings and Hardware |  | Electrical Hardware And Supplies |  | Wallplates | [20 empty] | Switch Plates | [242 empty] | <a href="https://assets.lutron.com/a/documents/030825E.pdf" target="_blank">Installation Instructions</a> | [23 empty] | 10.000 DW |  |  | 8.9000 IN | [89 empty] | 1.000 EA | 1.000 EA | [35 empty] | No | [42 empty] | https://www.lutron.com/TechnicalDocumentLibrary/3682811b_Volume%201%20Addendum-Wallplates.pdf | [7 empty] | Shelf Stock | [39 empty] | 39121704 | [13 empty] | <a href="https://assets.lutron.com/a/documents/369-119_Wallbox_Warranty.pdf" target="_blank">Warranty Information</a> |  |  |  |  | 0.250 L | [14 empty] | 0 | 0 | 0 | 0 | Electrical | 2022-06-20 13:30 | 2024-07-20 11:36 | 0000-00-00 00:00:00 | 2025-11-29 02:00 | 0000-00-00 00:00:00 | [6 empty] | Beige
4 | Lutron Electronics | NT-SS-FB-BR | 4460-11083 | 4460 | 11083 | Lutron Electronics | VWP-2NFB-WH.jpg | 27557681636 | NOVA T 2GNG SM,SM, FB BROWN | Nova T Wallplate Kit, 2-gang, small, small openings, fins broken, Brown |  | 6 | 1.4 |  | VWP-2NFB-WH.jpg | http://grandbrass.xologic.com/vendors/4460/large/VWP-2NFB-WH.jpg | [47 empty] | 0 | 0 | 0 | [6 empty] | 0 | 1 | 1 | EA | 1 | Lighting Controls |  |  | Fittings and Hardware |  | Electrical Hardware And Supplies |  | Wallplates | [20 empty] | Switch Plates | [242 empty] | <a href="https://assets.lutron.com/a/documents/030825E.pdf" target="_blank">Installation Instructions</a> | [23 empty] | 10.000 DW |  |  | 8.9000 IN | [89 empty] | 1.000 EA | 1.000 EA | [35 empty] | No | [42 empty] | https://www.lutron.com/TechnicalDocumentLibrary/3682811b_Volume%201%20Addendum-Wallplates.pdf | [7 empty] | Shelf Stock | [39 empty] | 39121704 | [13 empty] | <a href="https://assets.lutron.com/a/documents/369-119_Wallbox_Warranty.pdf" target="_blank">Warranty Information</a> |  |  |  |  | 0.250 L | [14 empty] | 0 | 0 | 0 | 0 | Electrical | 2022-06-20 13:30 | 2024-07-20 11:36 | 0000-00-00 00:00:00 | 2025-11-29 02:00 | 0000-00-00 00:00:00 | [6 empty] | Brown
4 | Lutron Electronics | NT-K-NFB-BB | 4460-11084 | 4460 | 11084 | Lutron Electronics | VWP-2NFB-WH.jpg | 27557723015 | NOVA T 2GNG NTETS-R NFB BRT | Nova T single-gang wallplate, small opening, no fins broken, bright brass |  | 2.9 | 0.7 |  | VWP-2NFB-WH.jpg | http://grandbrass.xologic.com/vendors/4460/large/VWP-2NFB-WH.jpg | [47 empty] | 0 | 0 | 0 | [6 empty] | 0 | 1 | 1 | EA | 1 | Lighting Controls |  |  | Fittings and Hardware |  | Electrical Hardware And Supplies |  | Wallplates | [20 empty] | Switch Plates | [242 empty] | <a href="https://assets.lutron.com/a/documents/030825E.pdf" target="_blank">Installation Instructions</a> | [23 empty] | 2.000 DW |  |  | 4.6000 IN | [89 empty] | 1.000 EA | 1.000 EA | [35 empty] | No | [42 empty] | https://www.lutron.com/TechnicalDocumentLibrary/3682811b_Volume%201%20Addendum-Wallplates.pdf | [7 empty] | Shelf Stock | [39 empty] | 39121704 | [13 empty] | <a href="https://assets.lutron.com/a/documents/369-119_Wallbox_Warranty.pdf" target="_blank">Warranty Information</a> |  |  |  |  | 0.010 L | [14 empty] | 0 | 0 | 0 | 0 | Electrical | 2022-06-20 13:30 | 2024-07-20 11:36 | 0000-00-00 00:00:00 | 2025-11-29 02:00 | 0000-00-00 00:00:00
4 | Lutron Electronics | NT-KK-FB-IV | 4460-11085 | 4460 | 11085 | Lutron Electronics | VWP-2NFB-WH.jpg | 27557723381 | NOVA T 2GNG NTETS-R,NTETS-R | Nova T Wallplate Kit, 2-gang, small, small openings, fins broken, Ivory |  | 6.2 | 8.9 |  | VWP-2NFB-WH.jpg | http://grandbrass.xologic.com/vendors/4460/large/VWP-2NFB-WH.jpg | [47 empty] | 0 | 0 | 0 | [6 empty] | 0 | 1 | 1 | EA | 1 | Lighting Controls |  |  | Fittings and Hardware |  | Electrical Hardware And Supplies |  | Wallplates | [20 empty] | Switch Plates | [242 empty] | <a href="https://assets.lutron.com/a/documents/030825E.pdf" target="_blank">Installation Instructions</a> | [23 empty] | 10.000 DW |  |  | 1.4000 IN | [89 empty] | 1.000 EA | 1.000 EA | [35 empty] | No | [42 empty] | https://www.lutron.com/TechnicalDocumentLibrary/3682811b_Volume%201%20Addendum-Wallplates.pdf | [7 empty] | Shelf Stock | [39 empty] | 39121704 | [13 empty] | <a href="https://assets.lutron.com/a/documents/369-119_Wallbox_Warranty.pdf" target="_blank">Warranty Information</a> |  |  |  |  | 0.350 L | [14 empty] | 0 | 0 | 0 | 0 | Electrical | 2022-06-20 13:30 | 2024-07-20 11:36 | 0000-00-00 00:00:00 | 2025-11-29 02:00 | 0000-00-00 00:00:00 | [6 empty] | Ivory
4 | Lutron Electronics | NT-KO-FB-WH | 4460-11086 | 4460 | 11086 | Lutron Electronics | VWP-2NFB-WH.jpg | 27557724517 | NOVA T 2GNG PLATE,NTGRX-1S,SM | Nova T Wallplate Kit, 2-gang, small, small (Vareo) openings, fins broken, White |  | 9 | 1.25 |  | VWP-2NFB-WH.jpg | http://grandbrass.xologic.com/vendors/4460/large/VWP-2NFB-WH.jpg | [47 empty] | 0 | 0 | 0 | [6 empty] | 0 | 1 | 1 | EA | 1 | Lighting Controls |  |  | Fittings and Hardware |  | Electrical Hardware And Supplies |  | Wallplates | [20 empty] | Switch Plates | [242 empty] | <a href="https://assets.lutron.com/a/documents/030825E.pdf" target="_blank">Installation Instructions</a> | [23 empty] | 2.000 DW |  |  | 6.2500 IN | [89 empty] | 1.000 EA | 1.000 EA | [35 empty] | No | [42 empty] | https://www.lutron.com/TechnicalDocumentLibrary/3682811b_Volume%201%20Addendum-Wallplates.pdf | [7 empty] | Shelf Stock | [39 empty] | 39121704 | [13 empty] | <a href="https://assets.lutron.com/a/documents/369-119_Wallbox_Warranty.pdf" target="_blank">Warranty Information</a> |  |  |  |  | 0.400 L | [14 empty] | 0 | 0 | 0 | 0 | Electrical | 2022-06-20 13:30 | 2024-07-20 11:36 | 0000-00-00 00:00:00 | 2025-11-29 02:00 | 0000-00-00 00:00:00 | [6 empty] | White
4 | Lutron Electronics | NT-OO-FB-BE | 4460-11087 | 4460 | 11087 | Lutron Electronics | VWP-2NFB-WH.jpg | 27557727891 | NOVA T 2GNG VAREO,VAREO FB BE | Nova T Wallplate Kit, 2-gang, small (Vareo), small (Vareo) openings, fins broken, Beige |  | 6.2 | 1.5 |  | VWP-2NFB-WH.jpg | http://grandbrass.xologic.com/vendors/4460/large/VWP-2NFB-WH.jpg | [47 empty] | 0 | 0 | 0 | [6 empty] | 0 | 1 | 1 | EA | 1 | Lighting Controls |  |  | Fittings and Hardware |  | Electrical Hardware And Supplies |  | Wallplates | [20 empty] | Switch Plates | [242 empty] | <a href="https://assets.lutron.com/a/documents/030825E.pdf" target="_blank">Installation Instructions</a> | [23 empty] | 2.000 DW |  |  | 8.9000 IN | [89 empty] | 1.000 EA | 1.000 EA | [35 empty] | No | [42 empty] | https://www.lutron.com/TechnicalDocumentLibrary/3682811b_Volume%201%20Addendum-Wallplates.pdf | [7 empty] | Shelf Stock | [39 empty] | 39121704 | [13 empty] | <a href="https://assets.lutron.com/a/documents/369-119_Wallbox_Warranty.pdf" target="_blank">Warranty Information</a> |  |  |  |  | 0.350 L | [14 empty] | 0 | 0 | 0 | 0 | Electrical | 2022-06-20 13:30 | 2024-07-20 11:36 | 0000-00-00 00:00:00 | 2025-11-29 02:00 | 0000-00-00 00:00:00 | [6 empty] | Beige
4 | Lutron Electronics | NT-P-NFB-WH | 4460-11088 | 4460 | 11088 | Lutron Electronics | VWP-2NFB-WH.jpg | 27557730433 | NOVA T KIT SM PRESET WHITE | Nova T single-gang wallplate, small, opening, no fins broken, White |  | 8.9 | 1.4 |  | VWP-2NFB-WH.jpg | http://grandbrass.xologic.com/vendors/4460/large/VWP-2NFB-WH.jpg | [47 empty] | 0 | 0 | 0 | [6 empty] | 0 | 1 | 1 | EA | 1 | Lighting Controls |  |  | Fittings and Hardware |  | Electrical Hardware And Supplies |  | Wallplates | [20 empty] | Switch Plates | [242 empty] | <a href="https://assets.lutron.com/a/documents/030825E.pdf" target="_blank">Installation Instructions</a> | [23 empty] | 10.000 DW |  |  | 6.1000 IN | [89 empty] | 1.000 EA | 1.000 EA | [35 empty] | No | [42 empty] | https://www.lutron.com/TechnicalDocumentLibrary/3682811b_Volume%201%20Addendum-Wallplates.pdf | [7 empty] | Shelf Stock | [39 empty] | 39121704 | [13 empty] | <a href="https://assets.lutron.com/a/documents/369-119_Wallbox_Warranty.pdf" target="_blank">Warranty Information</a> |  |  |  |  | 0.400 L | [14 empty] | 0 | 0 | 0 | 0 | Electrical | 2022-06-20 13:30 | 2024-07-20 11:36 | 0000-00-00 00:00:00 | 2025-11-29 02:00 | 0000-00-00 00:00:00 | [6 empty] | White
4 | Lutron Electronics | NT-SSSS-FB-IV | 4460-11089 | 4460 | 11089 | Lutron Electronics | VWP-2NFB-WH.jpg | 27557737586 | NOVA T 4GNG SM,SM,SM,SM F.B | Nova T Wallplate Kit, 4-gang, small, small, small, small openings, fins broken, Ivory |  | 6.2 | 1.4 |  | VWP-2NFB-WH.jpg | http://grandbrass.xologic.com/vendors/4460/large/VWP-2NFB-WH.jpg | [47 empty] | 0 | 0 | 0 | [6 empty] | 0 | 1 | 1 | EA | 1 | Lighting Controls |  |  | Fittings and Hardware |  | Electrical Hardware And Supplies |  | Wallplates | [20 empty] | Switch Plates | [242 empty] | <a href="https://assets.lutron.com/a/documents/030825E.pdf" target="_blank">Installation Instructions</a> | [23 empty] | 10.000 DW |  |  | 12.2000 IN | [89 empty] | 1.000 EA | 1.000 EA | [35 empty] | No | [42 empty] | https://www.lutron.com/TechnicalDocumentLibrary/3682811b_Volume%201%20Addendum-Wallplates.pdf | [7 empty] | Shelf Stock | [39 empty] | 39121704 | [13 empty] | <a href="https://assets.lutron.com/a/documents/369-119_Wallbox_Warranty.pdf" target="_blank">Warranty Information</a> |  |  |  |  | 0.500 L | [14 empty] | 0 | 0 | 0 | 0 | Electrical | 2022-06-20 13:30 | 2024-07-20 11:36 | 0000-00-00 00:00:00 | 2025-11-29 02:00 | 0000-00-00 00:00:00 | [6 empty] | Ivory
0 | Lutron Electronics | FP-WBX7-MPLLP | 4460-11090 | 4460 | 11090 | Lutron Electronics | FP-WBX7-MPLLP | 27557819503 | . | . |  | 6.1 | 1.5 | [50 empty] | 0 | 0 | 0 | [6 empty] | 0 | 1 | 1 | EA | 1 | [295 empty] | 15.000 DW |  |  | 8.9000 IN | [89 empty] | 1.000 EA | 1.000 EA | [35 empty] | No | [50 empty] | Shelf Stock | [58 empty] | 0.300 L | [14 empty] | 0 | 0 | 0 | 0 |  | 2022-06-20 13:30 | 2024-07-20 11:36 | 0000-00-00 00:00:00 | 2024-07-20 11:36 | 0000-00-00 00:00:00
0 | Lutron Electronics | FP-HOM2-MLMT2 | 4460-11091 | 4460 | 11091 | Lutron Electronics | FP-HOM2-MLMT2 | 27557827737 | .. | .. |  | 6.1 | 1.5 | [50 empty] | 0 | 0 | 0 | [6 empty] | 0 | 1 | 1 | EA | 1 | [295 empty] | 15.000 DW |  |  | 8.9000 IN | [89 empty] | 1.000 EA | 1.000 EA | [35 empty] | No | [50 empty] | Shelf Stock | [58 empty] | 0.300 L | [14 empty] | 0 | 0 | 0 | 0 |  | 2022-06-20 13:30 | 2024-07-20 11:37 | 0000-00-00 00:00:00 | 2024-07-20 11:37 | 0000-00-00 00:00:00
0 | Lutron Electronics | FP-WBX1-MLMT2 | 4460-11092 | 4460 | 11092 | Lutron Electronics | FP-WBX1-MLMT2 | 27557827904 | . | . |  | 6.1 | 8.8 | [50 empty] | 0 | 0 | 0 | [6 empty] | 0 | 1 | 1 | EA | 1 | [295 empty] | 40.000 DW |  |  | 1.3000 IN | [89 empty] | 1.000 EA | 1.000 EA | [35 empty] | No | [50 empty] | Shelf Stock | [58 empty] | 0.300 L | [14 empty] | 0 | 0 | 0 | 0 |  | 2022-06-20 13:30 | 2024-07-20 11:42 | 0000-00-00 00:00:00 | 2024-07-20 11:42 | 0000-00-00 00:00:00
0 | Lutron Electronics | FP-HOM4-MLMT | 4460-11093 | 4460 | 11093 | Lutron Electronics | FP-HOM4-MLMT | 27557871525 | . | . | [53 empty] | 0 | 0 | 0 | [6 empty] | 0 | 1 | 1 | EA | 1 | [295 empty] | 20.000 DW | [92 empty] | 1.000 EA | 1.000 EA | [35 empty] | No | [50 empty] | Shelf Stock | [73 empty] | 0 | 0 | 0 | 0 |  | 2022-06-20 13:30 | 2024-07-20 11:36 | 0000-00-00 00:00:00 | 2024-07-20 11:36 | 0000-00-00 00:00:00
0 | Lutron Electronics | FP-WBX4-A | 4460-11094 | 4460 | 11094 | Lutron Electronics | FP-WBX4-A | 27557871679 | . | . |  | 6.1 | 1.5 | [50 empty] | 0 | 0 | 0 | [6 empty] | 0 | 1 | 1 | EA | 1 | [295 empty] | 15.000 DW |  |  | 8.9000 IN | [89 empty] | 1.000 EA | 1.000 EA | [35 empty] | No | [50 empty] | Shelf Stock | [58 empty] | 0.300 L | [14 empty] | 0 | 0 | 0 | 0 |  | 2022-06-20 13:30 | 2024-07-20 11:36 | 0000-00-00 00:00:00 | 2024-07-20 11:36 | 0000-00-00 00:00:00
4 | Lutron Electronics | NT-R3R3-FB-LA | 4460-11095 | 4460 | 11095 | Lutron Electronics | VWP-2NFB-WH.jpg | 27557040365 | NOVA T, 2 GANG, R-OPEN, R-OPEN | Nova T Wallplate Kit, 2-gang, small, small openings, fins broken, Light Almond |  | 8.9 | 1.4 |  | VWP-2NFB-WH.jpg | http://grandbrass.xologic.com/vendors/4460/large/VWP-2NFB-WH.jpg | [47 empty] | 0 | 0 | 0 | [6 empty] | 0 | 1 | 1 | EA | 1 | Lighting Controls |  |  | Fittings and Hardware |  | Electrical Hardware And Supplies |  | Wallplates | [20 empty] | Switch Plates | [242 empty] | <a href="https://assets.lutron.com/a/documents/030825E.pdf" target="_blank">Installation Instructions</a> | [23 empty] | 10.000 DW |  |  | 6.1000 IN | [89 empty] | 1.000 EA | 1.000 EA | [35 empty] | No | [42 empty] | https://www.lutron.com/TechnicalDocumentLibrary/3682811b_Volume%201%20Addendum-Wallplates.pdf | [7 empty] | Shelf Stock | [39 empty] | 39121704 | [13 empty] | <a href="https://assets.lutron.com/a/documents/369-119_Wallbox_Warranty.pdf" target="_blank">Warranty Information</a> |  |  |  |  | 0.300 L | [14 empty] | 0 | 0 | 0 | 0 | Electrical | 2022-06-20 13:30 | 2024-07-20 11:39 | 0000-00-00 00:00:00 | 2025-11-29 02:00 | 0000-00-00 00:00:00
4 | Lutron Electronics | NT-AAAA-FB-WH | 4460-11096 | 4460 | 11096 | Lutron Electronics | VWP-2NFB-WH.jpg | 27557719865 | NOVAT 4GNG NTGRX-4S,NTGRX-4S, | Nova T Wallplate Kit, 4-gang, small, small, small, small openings, fins broken, White |  | 12.2 | 1.4 |  | VWP-2NFB-WH.jpg | http://grandbrass.xologic.com/vendors/4460/large/VWP-2NFB-WH.jpg | [47 empty] | 0 | 0 | 0 | [6 empty] | 0 | 1 | 1 | EA | 1 | Lighting Controls |  |  | Fittings and Hardware |  | Electrical Hardware And Supplies |  | Wallplates | [20 empty] | Switch Plates | [242 empty] | <a href="https://assets.lutron.com/a/documents/030825E.pdf" target="_blank">Installation Instructions</a> | [23 empty] | 10.000 DW |  |  | 6.1000 IN | [89 empty] | 1.000 EA | 1.000 EA | [35 empty] | No | [42 empty] | https://www.lutron.com/TechnicalDocumentLibrary/3682811b_Volume%201%20Addendum-Wallplates.pdf | [7 empty] | Shelf Stock | [39 empty] | 39121704 | [13 empty] | <a href="https://assets.lutron.com/a/documents/369-119_Wallbox_Warranty.pdf" target="_blank">Warranty Information</a> |  |  |  |  | 0.400 L | [14 empty] | 0 | 0 | 0 | 0 | Electrical | 2022-06-20 13:30 | 2024-07-20 11:39 | 0000-00-00 00:00:00 | 2025-11-29 02:00 | 0000-00-00 00:00:00 | [6 empty] | White
4 | Lutron Electronics | NT-O-NFB-BR | 4460-11097 | 4460 | 11097 | Lutron Electronics | VWP-2NFB-WH.jpg | 27557726627 | NOVA T VAREO FACEPLATE SM KIT BR | Single-gang Nova T wallplate, small (Vareo), opening, no fins broken, Brown |  | 5 | 0.7 |  | VWP-2NFB-WH.jpg | http://grandbrass.xologic.com/vendors/4460/large/VWP-2NFB-WH.jpg | [47 empty] | 0 | 0 | 0 | [6 empty] | 0 | 1 | 1 | EA | 1 | Lighting Controls |  |  | Fittings and Hardware |  | Electrical Hardware And Supplies |  | Wallplates | [20 empty] | Switch Plates | [242 empty] | <a href="https://assets.lutron.com/a/documents/030825E.pdf" target="_blank">Installation Instructions</a> | [23 empty] | 5.000 DW |  |  | 3.5000 IN | [89 empty] | 1.000 EA | 1.000 EA | [35 empty] | No | [42 empty] | https://www.lutron.com/TechnicalDocumentLibrary/3682811b_Volume%201%20Addendum-Wallplates.pdf | [7 empty] | Shelf Stock | [39 empty] | 39121704 | [13 empty] | <a href="https://assets.lutron.com/a/documents/369-119_Wallbox_Warranty.pdf" target="_blank">Warranty Information</a> |  |  |  |  | 0.100 L | [14 empty] | 0 | 0 | 0 | 0 | Electrical | 2022-06-20 13:30 | 2024-07-20 11:39 | 0000-00-00 00:00:00 | 2025-11-29 02:00 | 0000-00-00 00:00:00 | [6 empty] | Brown
4 | Lutron Electronics | NT-OOO-FB-WH | 4460-11098 | 4460 | 11098 | Lutron Electronics | VWP-2NFB-WH.jpg | 27557728652 | NOVA T 3GNG VAREO,VAREO,VAREO | Nova T Wallplate Kit, 3-gang, small (Vareo), small (Vareo), small (Vareo) openings, fins broken, White |  | 6.2 | 1.5 |  | VWP-2NFB-WH.jpg | http://grandbrass.xologic.com/vendors/4460/large/VWP-2NFB-WH.jpg | [47 empty] | 0 | 0 | 0 | [6 empty] | 0 | 1 | 1 | EA | 1 | Lighting Controls |  |  | Fittings and Hardware |  | Electrical Hardware And Supplies |  | Wallplates | [20 empty] | Switch Plates | [242 empty] | <a href="https://assets.lutron.com/a/documents/030825E.pdf" target="_blank">Installation Instructions</a> | [23 empty] | 2.000 DW |  |  | 8.9000 IN | [89 empty] | 1.000 EA | 1.000 EA | [35 empty] | No | [42 empty] | https://www.lutron.com/TechnicalDocumentLibrary/3682811b_Volume%201%20Addendum-Wallplates.pdf | [7 empty] | Shelf Stock | [39 empty] | 39121704 | [13 empty] | <a href="https://assets.lutron.com/a/documents/369-119_Wallbox_Warranty.pdf" target="_blank">Warranty Information</a> |  |  |  |  | 0.350 L | [14 empty] | 0 | 0 | 0 | 0 | Electrical | 2022-06-20 13:30 | 2024-07-20 11:39 | 0000-00-00 00:00:00 | 2025-11-29 02:00 | 0000-00-00 00:00:00 | [6 empty] | White
4 | Lutron Electronics | NT-R3R3-NFB-WH | 4460-11099 | 4460 | 11099 | Lutron Electronics | VWP-2NFB-WH.jpg | 27557801836 | NOVA T 2GNG, R-OPEN,R-OPEN | Nova T Wallplate Kit, 2-gang, small, small openings, no fins broken, white |  | 8.9 | 1.4 |  | VWP-2NFB-WH.jpg | http://grandbrass.xologic.com/vendors/4460/large/VWP-2NFB-WH.jpg | [47 empty] | 0 | 0 | 0 | [6 empty] | 0 | 1 | 1 | EA | 1 | Lighting Controls |  |  | Fittings and Hardware |  | Electrical Hardware And Supplies |  | Wallplates | [20 empty] | Switch Plates | [242 empty] | <a href="https://assets.lutron.com/a/documents/030825E.pdf" target="_blank">Installation Instructions</a> | [23 empty] | 10.000 DW |  |  | 6.1000 IN | [89 empty] | 1.000 EA | 1.000 EA | [35 empty] | No | [42 empty] | https://www.lutron.com/TechnicalDocumentLibrary/3682811b_Volume%201%20Addendum-Wallplates.pdf | [7 empty] | Shelf Stock | [39 empty] | 39121704 | [13 empty] | <a href="https://assets.lutron.com/a/documents/369-119_Wallbox_Warranty.pdf" target="_blank">Warranty Information</a> |  |  |  |  | 0.300 L | [14 empty] | 0 | 0 | 0 | 0 | Electrical | 2022-06-20 13:30 | 2024-07-20 11:39 | 0000-00-00 00:00:00 | 2025-11-29 02:00 | 0000-00-00 00:00:00 | [6 empty] | White
4 | Lutron Electronics | NT-R3S-FB-WH | 4460-11100 | 4460 | 11100 | Lutron Electronics | VWP-2NFB-WH.jpg | 27557032315 | NOVA T 2GN R-OPEN, SM FB WHITE | Nova T Wallplate Kit, 2-gang, small, small openings, fins broken, white |  | 8.9 | 1.4 |  | VWP-2NFB-WH.jpg | http://grandbrass.xologic.com/vendors/4460/large/VWP-2NFB-WH.jpg | [47 empty] | 0 | 0 | 0 | [6 empty] | 0 | 1 | 1 | EA | 1 | Lighting Controls |  |  | Fittings and Hardware |  | Electrical Hardware And Supplies |  | Wallplates | [20 empty] | Switch Plates | [242 empty] | <a href="https://assets.lutron.com/a/documents/030825E.pdf" target="_blank">Installation Instructions</a> | [23 empty] | 2.000 DW |  |  | 6.1000 IN | [89 empty] | 1.000 EA | 1.000 EA | [35 empty] | No | [42 empty] | https://www.lutron.com/TechnicalDocumentLibrary/3682811b_Volume%201%20Addendum-Wallplates.pdf | [7 empty] | Shelf Stock | [39 empty] | 39121704 | [13 empty] | <a href="https://assets.lutron.com/a/documents/369-119_Wallbox_Warranty.pdf" target="_blank">Warranty Information</a> |  |  |  |  | 0.300 L | [14 empty] | 0 | 0 | 0 | 0 | Electrical | 2022-06-20 13:31 | 2024-07-20 11:36 | 0000-00-00 00:00:00 | 2025-11-29 02:00 | 0000-00-00 00:00:00 | [6 empty] | White
4 | Lutron Electronics | NT-TF-NFB-IV | 4460-11101 | 4460 | 11101 | Lutron Electronics | VWP-2NFB-WH.jpg | 27557407069 | NOVA T 1 GANG NT-2000 | Nova T single-gang wallplate, large, opening, no fins broken, Ivory |  | 5.3 | 3.9 |  | VWP-2NFB-WH.jpg | http://grandbrass.xologic.com/vendors/4460/large/VWP-2NFB-WH.jpg | [47 empty] | 0 | 0 | 0 | [6 empty] | 0 | 1 | 1 | EA | 1 | Lighting Controls |  |  | Fittings and Hardware |  | Electrical Hardware And Supplies |  | Wallplates | [20 empty] | Switch Plates | [242 empty] | <a href="https://assets.lutron.com/a/documents/030825E.pdf" target="_blank">Installation Instructions</a> | [23 empty] | 2.000 DW |  |  | 5.4000 IN | [89 empty] | 1.000 EA | 1.000 EA | [35 empty] | No | [42 empty] | https://www.lutron.com/TechnicalDocumentLibrary/3682811b_Volume%201%20Addendum-Wallplates.pdf | [7 empty] | Shelf Stock | [39 empty] | 39121704 | [13 empty] | <a href="https://assets.lutron.com/a/documents/369-119_Wallbox_Warranty.pdf" target="_blank">Warranty Information</a> |  |  |  |  | 0.100 L | [14 empty] | 0 | 0 | 0 | 0 | Electrical | 2022-06-20 13:31 | 2024-07-20 11:36 | 0000-00-00 00:00:00 | 2025-11-29 02:00 | 0000-00-00 00:00:00 | [6 empty] | Ivory
4 | Lutron Electronics | NT-SS-FB-LA | 4460-11102 | 4460 | 11102 | Lutron Electronics | VWP-2NFB-WH.jpg | 27557405485 | NOVA T 2GNG SM,SM FB LIGHT | Nova T Wallplate Kit, 2-gang, small, small openings, fins broken, Light Almond |  | 8.9 | 1.4 |  | VWP-2NFB-WH.jpg | http://grandbrass.xologic.com/vendors/4460/large/VWP-2NFB-WH.jpg | [47 empty] | 0 | 0 | 0 | [6 empty] | 0 | 1 | 1 | EA | 1 | Lighting Controls |  |  | Fittings and Hardware |  | Electrical Hardware And Supplies |  | Wallplates | [20 empty] | Switch Plates | [242 empty] | <a href="https://assets.lutron.com/a/documents/030825E.pdf" target="_blank">Installation Instructions</a> | [23 empty] | 10.000 DW |  |  | 6.1000 IN | [89 empty] | 1.000 EA | 1.000 EA | [35 empty] | No | [42 empty] | https://www.lutron.com/TechnicalDocumentLibrary/3682811b_Volume%201%20Addendum-Wallplates.pdf | [7 empty] | Shelf Stock | [39 empty] | 39121704 | [13 empty] | <a href="https://assets.lutron.com/a/documents/369-119_Wallbox_Warranty.pdf" target="_blank">Warranty Information</a> |  |  |  |  | 0.300 L | [14 empty] | 0 | 0 | 0 | 0 | Electrical | 2022-06-20 13:31 | 2024-07-20 11:40 | 0000-00-00 00:00:00 | 2025-11-29 02:00 | 0000-00-00 00:00:00 | [6 empty] | Stainless Steel
4 | Lutron Electronics | NT-SS-FB-SC | 4460-11103 | 4460 | 11103 | Lutron Electronics | VWP-2NFB-WH.jpg | 27557528085 | NOVA T 2GNG SM,SM,FB STN | Nova T Wallplate Kit, 2-gang, small, small openings, fins broken, Satin Chrome |  | 6 | 1.4 |  | VWP-2NFB-WH.jpg | http://grandbrass.xologic.com/vendors/4460/large/VWP-2NFB-WH.jpg | [47 empty] | 0 | 0 | 0 | [6 empty] | 0 | 1 | 1 | EA | 1 | Lighting Controls |  |  | Fittings and Hardware |  | Electrical Hardware And Supplies |  | Wallplates | [20 empty] | Switch Plates | [242 empty] | <a href="https://assets.lutron.com/a/documents/030825E.pdf" target="_blank">Installation Instructions</a> | [23 empty] | 10.000 DW |  |  | 8.9000 IN | [89 empty] | 1.000 EA | 1.000 EA | [35 empty] | No | [42 empty] | https://www.lutron.com/TechnicalDocumentLibrary/3682811b_Volume%201%20Addendum-Wallplates.pdf | [7 empty] | Shelf Stock | [39 empty] | 39121704 | [13 empty] | <a href="https://assets.lutron.com/a/documents/369-119_Wallbox_Warranty.pdf" target="_blank">Warranty Information</a> |  |  |  |  | 0.250 L | [14 empty] | 0 | 0 | 0 | 0 | Electrical | 2022-06-20 13:31 | 2024-07-20 11:40 | 0000-00-00 00:00:00 | 2025-11-29 02:00 | 0000-00-00 00:00:00 | [6 empty] | Stainless Steel
4 | Lutron Electronics | NT-A-NFB-BC | 4460-11104 | 4460 | 11104 | Lutron Electronics | VWP-2NFB-WH.jpg | 27557719674 | NOVAT 1GNG NTGRX-4S,NFB BC | Nova T single-gang wallplate, small, opening, no fins broken, Bright Chrome |  | 6.1 | 9 |  | VWP-2NFB-WH.jpg | http://grandbrass.xologic.com/vendors/4460/large/VWP-2NFB-WH.jpg | [47 empty] | 0 | 0 | 0 | [6 empty] | 0 | 1 | 1 | EA | 1 | Lighting Controls |  |  | Fittings and Hardware |  | Electrical Hardware And Supplies |  | Wallplates | [20 empty] | Switch Plates | [242 empty] | <a href="https://assets.lutron.com/a/documents/030825E.pdf" target="_blank">Installation Instructions</a> | [23 empty] | 2.000 DW |  |  | 1.4000 IN | [89 empty] | 1.000 EA | 1.000 EA | [35 empty] | No | [42 empty] | https://www.lutron.com/TechnicalDocumentLibrary/3682811b_Volume%201%20Addendum-Wallplates.pdf | [7 empty] | Shelf Stock | [39 empty] | 39121704 | [13 empty] | <a href="https://assets.lutron.com/a/documents/369-119_Wallbox_Warranty.pdf" target="_blank">Warranty Information</a> |  |  |  |  | 0.400 L | [14 empty] | 0 | 0 | 0 | 0 | Electrical | 2022-06-20 13:31 | 2024-07-20 11:41 | 0000-00-00 00:00:00 | 2025-11-29 02:00 | 0000-00-00 00:00:00
4 | Lutron Electronics | NT-SS-NFB-BL | 4460-11105 | 4460 | 11105 | Lutron Electronics | VWP-2NFB-WH.jpg | 27557735971 | NOVA T 2GNG PLATE NFB BLACK | Nova T Wallplate Kit, 2-gang, small, small openings, no fins broken, Black |  | 6.2 | 1.4 |  | VWP-2NFB-WH.jpg | http://grandbrass.xologic.com/vendors/4460/large/VWP-2NFB-WH.jpg | [47 empty] | 0 | 0 | 0 | [6 empty] | 0 | 1 | 1 | EA | 1 | Lighting Controls |  |  | Fittings and Hardware |  | Electrical Hardware And Supplies |  | Wallplates | [20 empty] | Switch Plates | [242 empty] | <a href="https://assets.lutron.com/a/documents/030825E.pdf" target="_blank">Installation Instructions</a> | [23 empty] | 10.000 DW |  |  | 8.9000 IN | [89 empty] | 1.000 EA | 1.000 EA | [35 empty] | No | [42 empty] | https://www.lutron.com/TechnicalDocumentLibrary/3682811b_Volume%201%20Addendum-Wallplates.pdf | [7 empty] | Shelf Stock | [39 empty] | 39121704 | [13 empty] | <a href="https://assets.lutron.com/a/documents/369-119_Wallbox_Warranty.pdf" target="_blank">Warranty Information</a> |  |  |  |  | 0.500 L | [14 empty] | 0 | 0 | 0 | 0 | Electrical | 2022-06-20 13:31 | 2024-07-20 11:41 | 0000-00-00 00:00:00 | 2025-11-29 02:00 | 0000-00-00 00:00:00 | [6 empty] | Black
4 | Lutron Electronics | NT-SSSS-FB-GR | 4460-11106 | 4460 | 11106 | Lutron Electronics | VWP-2NFB-WH.jpg | 27557737579 | 356-054 SM,SM,SM,SM FB GR | Nova T Wallplate Kit, 4-gang, small, small, small, small openings, fins broken, Gray |  | 6.2 | 1.4 |  | VWP-2NFB-WH.jpg | http://grandbrass.xologic.com/vendors/4460/large/VWP-2NFB-WH.jpg | [47 empty] | 0 | 0 | 0 | [6 empty] | 0 | 1 | 1 | EA | 1 | Lighting Controls |  |  | Fittings and Hardware |  | Electrical Hardware And Supplies |  | Wallplates | [20 empty] | Switch Plates | [242 empty] | <a href="https://assets.lutron.com/a/documents/030825E.pdf" target="_blank">Installation Instructions</a> | [23 empty] | 10.000 DW |  |  | 12.2000 IN | [89 empty] | 1.000 EA | 1.000 EA | [35 empty] | No | [42 empty] | https://www.lutron.com/TechnicalDocumentLibrary/3682811b_Volume%201%20Addendum-Wallplates.pdf | [7 empty] | Shelf Stock | [39 empty] | 39121704 | [13 empty] | <a href="https://assets.lutron.com/a/documents/369-119_Wallbox_Warranty.pdf" target="_blank">Warranty Information</a> |  |  |  |  | 0.500 L | [14 empty] | 0 | 0 | 0 | 0 | Electrical | 2022-06-20 13:31 | 2024-07-20 11:41 | 0000-00-00 00:00:00 | 2025-11-29 02:00 | 0000-00-00 00:00:00 | [6 empty] | Gray
0 | Lutron Electronics | FP-HOM3-MLMT | 4460-11107 | 4460 | 11107 | Lutron Electronics | FP-HOM3-MLMT | 27557818261 | . | . |  | 6.1 | 1.5 | [50 empty] | 0 | 0 | 0 | [6 empty] | 0 | 1 | 1 | EA | 1 | [295 empty] | 15.000 DW |  |  | 8.9000 IN | [89 empty] | 1.000 EA | 1.000 EA | [35 empty] | No | [50 empty] | Shelf Stock | [58 empty] | 0.300 L | [14 empty] | 0 | 0 | 0 | 0 |  | 2022-06-20 13:31 | 2024-07-20 11:41 | 0000-00-00 00:00:00 | 2024-07-20 11:41 | 0000-00-00 00:00:00
0 | Lutron Electronics | FP-HOM4-MLMT2 | 4460-11108 | 4460 | 11108 | Lutron Electronics | FP-HOM4-MLMT2 | 27557827775 | . | . | [53 empty] | 0 | 0 | 0 | [6 empty] | 0 | 1 | 1 | EA | 1 | [295 empty] | 20.000 DW | [92 empty] | 1.000 EA | 1.000 EA | [35 empty] | No | [50 empty] | Shelf Stock | [73 empty] | 0 | 0 | 0 | 0 |  | 2022-06-20 13:31 | 2024-07-20 11:41 | 0000-00-00 00:00:00 | 2024-07-20 11:41 | 0000-00-00 00:00:00
4 | Lutron Electronics | NT-R3-NFB-BB | 4460-11109 | 4460 | 11109 | Lutron Electronics | VWP-2NFB-WH.jpg | 784276072380 | NOVA T 1GNG AIG R OPENING BB | Nova T single-gang wallplate, small opening, no fins broken, in bright brass |  | 6.2 | 1.5 |  | VWP-2NFB-WH.jpg | http://grandbrass.xologic.com/vendors/4460/large/VWP-2NFB-WH.jpg | [47 empty] | 0 | 0 | 0 | [6 empty] | 0 | 1 | 1 | EA | 1 | Lighting Controls |  |  | Fittings and Hardware |  | Electrical Hardware And Supplies |  | Wallplates | [20 empty] | Switch Plates | [242 empty] | <a href="https://assets.lutron.com/a/documents/030825E.pdf" target="_blank">Installation Instructions</a> | [23 empty] | 10.000 DW |  |  | 8.9000 IN | [89 empty] | 1.000 EA | 1.000 EA | [35 empty] | No | [42 empty] | https://www.lutron.com/TechnicalDocumentLibrary/3682811b_Volume%201%20Addendum-Wallplates.pdf | [7 empty] | Shelf Stock | [39 empty] | 39121704 | [13 empty] | <a href="https://www.lutron.com/TechnicalDocumentLibrary/369-119_Wallbox_Warranty.pdf" target="_blank">Warranty Information</a> |  |  |  |  | 0.400 L | [14 empty] | 0 | 0 | 0 | 0 | Electrical | 2022-06-20 13:31 | 2024-07-20 11:41 | 0000-00-00 00:00:00 | 2025-11-29 02:00 | 0000-00-00 00:00:00
4 | Lutron Electronics | NT-SS-FB-WH | 4460-11110 | 4460 | 11110 | Lutron Electronics | VWP-2NFB-WH.jpg | 27557683807 | NOVA T 2GNG PLATE FB WHITE | Nova T Wallplate Kit, 2-gang, small, small openings, fins broken, White |  | 6 | 1.4 |  | VWP-2NFB-WH.jpg | http://grandbrass.xologic.com/vendors/4460/large/VWP-2NFB-WH.jpg | [47 empty] | 0 | 0 | 0 | [6 empty] | 0 | 1 | 1 | EA | 1 | Lighting Controls |  |  | Fittings and Hardware |  | Electrical Hardware And Supplies |  | Wallplates | [20 empty] | Switch Plates | [242 empty] | <a href="https://assets.lutron.com/a/documents/030825E.pdf" target="_blank">Installation Instructions</a> | [23 empty] | 10.000 DW |  |  | 8.9000 IN | [89 empty] | 1.000 EA | 1.000 EA | [35 empty] | No | [42 empty] | https://www.lutron.com/TechnicalDocumentLibrary/3682811b_Volume%201%20Addendum-Wallplates.pdf | [7 empty] | Shelf Stock | [39 empty] | 39121704 | [13 empty] | <a href="https://assets.lutron.com/a/documents/369-119_Wallbox_Warranty.pdf" target="_blank">Warranty Information</a> |  |  |  |  | 0.250 L | [14 empty] | 0 | 0 | 0 | 0 | Electrical | 2022-06-20 13:32 | 2024-07-20 11:36 | 0000-00-00 00:00:00 | 2025-11-29 02:00 | 0000-00-00 00:00:00 | [6 empty] | Stainless Steel
4 | Lutron Electronics | NT-A-NFB-SB | 4460-11111 | 4460 | 11111 | Lutron Electronics | VWP-2NFB-WH.jpg | 27557719735 | NOVA T 1 GNG NTGRX-4S NFB SB | Nova T single-gang wallplate, small, opening, no fins broken, Satin Brass |  | 6.1 | 9 |  | VWP-2NFB-WH.jpg | http://grandbrass.xologic.com/vendors/4460/large/VWP-2NFB-WH.jpg | [47 empty] | 0 | 0 | 0 | [6 empty] | 0 | 1 | 1 | EA | 1 | Lighting Controls |  |  | Fittings and Hardware |  | Electrical Hardware And Supplies |  | Wallplates | [20 empty] | Switch Plates | [242 empty] | <a href="https://assets.lutron.com/a/documents/030825E.pdf" target="_blank">Installation Instructions</a> | [23 empty] | 2.000 DW |  |  | 1.4000 IN | [89 empty] | 1.000 EA | 1.000 EA | [35 empty] | No | [42 empty] | https://www.lutron.com/TechnicalDocumentLibrary/3682811b_Volume%201%20Addendum-Wallplates.pdf | [7 empty] | Shelf Stock | [39 empty] | 39121704 | [13 empty] | <a href="https://assets.lutron.com/a/documents/369-119_Wallbox_Warranty.pdf" target="_blank">Warranty Information</a> |  |  |  |  | 0.400 L | [14 empty] | 0 | 0 | 0 | 0 | Electrical | 2022-06-20 13:32 | 2024-07-20 11:36 | 0000-00-00 00:00:00 | 2025-11-29 02:00 | 0000-00-00 00:00:00
4 | Lutron Electronics | NT-KOO-FB-WH | 4460-11112 | 4460 | 11112 | Lutron Electronics | VWP-2NFB-WH.jpg | 27557724715 | NOVA T 2GNG NTETS-3 VAREO, | Nova T Wallplate Kit, 3-gang, small, small (Vareo), small (Vareo) openings, fins broken, White |  | 6.2 | 12.3 |  | VWP-2NFB-WH.jpg | http://grandbrass.xologic.com/vendors/4460/large/VWP-2NFB-WH.jpg | [47 empty] | 0 | 0 | 0 | [6 empty] | 0 | 1 | 1 | EA | 1 | Lighting Controls |  |  | Fittings and Hardware |  | Electrical Hardware And Supplies |  | Wallplates | [20 empty] | Switch Plates | [242 empty] | <a href="https://assets.lutron.com/a/documents/030825E.pdf" target="_blank">Installation Instructions</a> | [23 empty] | 2.000 DW |  |  | 1.4000 IN | [89 empty] | 1.000 EA | 1.000 EA | [35 empty] | No | [42 empty] | https://www.lutron.com/TechnicalDocumentLibrary/3682811b_Volume%201%20Addendum-Wallplates.pdf | [7 empty] | Shelf Stock | [39 empty] | 39121704 | [13 empty] | <a href="https://assets.lutron.com/a/documents/369-119_Wallbox_Warranty.pdf" target="_blank">Warranty Information</a> |  |  |  |  | 0.450 L | [14 empty] | 0 | 0 | 0 | 0 | Electrical | 2022-06-20 13:32 | 2024-07-20 11:36 | 0000-00-00 00:00:00 | 2025-11-29 02:00 | 0000-00-00 00:00:00 | [6 empty] | White
4 | Lutron Electronics | NT-OOO-FB-BE | 4460-11113 | 4460 | 11113 | Lutron Electronics | VWP-2NFB-WH.jpg | 27557728591 | NOVA T 3GNG VAREO,VAREO,VAREO, | Nova T Wallplate Kit, 3-gang, small (Vareo), small (Vareo), small (Vareo) openings, fins broken, Beige |  | 6.2 | 1.5 |  | VWP-2NFB-WH.jpg | http://grandbrass.xologic.com/vendors/4460/large/VWP-2NFB-WH.jpg | [47 empty] | 0 | 0 | 0 | [6 empty] | 0 | 1 | 1 | EA | 1 | Lighting Controls |  |  | Fittings and Hardware |  | Electrical Hardware And Supplies |  | Wallplates | [20 empty] | Switch Plates | [242 empty] | <a href="https://assets.lutron.com/a/documents/030825E.pdf" target="_blank">Installation Instructions</a> | [23 empty] | 2.000 DW |  |  | 8.9000 IN | [89 empty] | 1.000 EA | 1.000 EA | [35 empty] | No | [42 empty] | https://www.lutron.com/TechnicalDocumentLibrary/3682811b_Volume%201%20Addendum-Wallplates.pdf | [7 empty] | Shelf Stock | [39 empty] | 39121704 | [13 empty] | <a href="https://assets.lutron.com/a/documents/369-119_Wallbox_Warranty.pdf" target="_blank">Warranty Information</a> |  |  |  |  | 0.350 L | [14 empty] | 0 | 0 | 0 | 0 | Electrical | 2022-06-20 13:32 | 2024-07-20 11:36 | 0000-00-00 00:00:00 | 2025-11-29 02:00 | 0000-00-00 00:00:00 | [6 empty] | Beige
4 | Lutron Electronics | NT-SSS-FB-BE | 4460-11114 | 4460 | 11114 | Lutron Electronics | VWP-2NFB-WH.jpg | 27557736961 | 356-027 SM,SM,SM, FB BE | Nova T Wallplate Kit, 3-gang, small, small, small openings, fins broken, Beige |  | 6.2 | 1.4 |  | VWP-2NFB-WH.jpg | http://grandbrass.xologic.com/vendors/4460/large/VWP-2NFB-WH.jpg | [47 empty] | 0 | 0 | 0 | [6 empty] | 0 | 1 | 1 | EA | 1 | Lighting Controls |  |  | Fittings and Hardware |  | Electrical Hardware And Supplies |  | Wallplates | [20 empty] | Switch Plates | [242 empty] | <a href="https://assets.lutron.com/a/documents/030825E.pdf" target="_blank">Installation Instructions</a> | [23 empty] | 10.000 DW |  |  | 9.0000 IN | [89 empty] | 1.000 EA | 1.000 EA | [35 empty] | No | [42 empty] | https://www.lutron.com/TechnicalDocumentLibrary/3682811b_Volume%201%20Addendum-Wallplates.pdf | [7 empty] | Shelf Stock | [39 empty] | 39121704 | [13 empty] | <a href="https://assets.lutron.com/a/documents/369-119_Wallbox_Warranty.pdf" target="_blank">Warranty Information</a> |  |  |  |  | 0.850 L | [14 empty] | 0 | 0 | 0 | 0 | Electrical | 2022-06-20 13:32 | 2024-07-20 11:36 | 0000-00-00 00:00:00 | 2025-11-29 02:00 | 0000-00-00 00:00:00 | [6 empty] | Beige
4 | Lutron Electronics | NT-R3R3-FB-AL | 4460-11115 | 4460 | 11115 | Lutron Electronics | VWP-2NFB-WH.jpg | 27557062602 | NOVA T, 2 GANG, R-OPEN, | Nova T Wallplate Kit, 2-gang, small, small openings, fins broken, almond |  | 8.9 | 1.4 |  | VWP-2NFB-WH.jpg | http://grandbrass.xologic.com/vendors/4460/large/VWP-2NFB-WH.jpg | [47 empty] | 0 | 0 | 0 | [6 empty] | 0 | 1 | 1 | EA | 1 | Lighting Controls |  |  | Fittings and Hardware |  | Electrical Hardware And Supplies |  | Wallplates | [20 empty] | Switch Plates | [242 empty] | <a href="https://assets.lutron.com/a/documents/030825E.pdf" target="_blank">Installation Instructions</a> | [23 empty] | 10.000 DW |  |  | 6.1000 IN | [89 empty] | 1.000 EA | 1.000 EA | [35 empty] | No | [42 empty] | https://www.lutron.com/TechnicalDocumentLibrary/3682811b_Volume%201%20Addendum-Wallplates.pdf | [7 empty] | Shelf Stock | [39 empty] | 39121704 | [13 empty] | <a href="https://assets.lutron.com/a/documents/369-119_Wallbox_Warranty.pdf" target="_blank">Warranty Information</a> |  |  |  |  | 0.300 L | [14 empty] | 0 | 0 | 0 | 0 | Electrical | 2022-06-20 13:32 | 2024-07-20 11:40 | 0000-00-00 00:00:00 | 2025-11-29 02:00 | 0000-00-00 00:00:00 | [6 empty] | Almond
4 | Lutron Electronics | NT-SSS-NFB-LA | 4460-11116 | 4460 | 11116 | Lutron Electronics | VWP-2NFB-WH.jpg | 27557096027 | NOVA T 3GNG SM,SM,SM NFB | Nova T Wallplate Kit, 3-gang, small, small, small openings, no fins broken, Light Almond |  | 12.2 | 1.4 |  | VWP-2NFB-WH.jpg | http://grandbrass.xologic.com/vendors/4460/large/VWP-2NFB-WH.jpg | [47 empty] | 0 | 0 | 0 | [6 empty] | 0 | 1 | 1 | EA | 1 | Lighting Controls |  |  | Fittings and Hardware |  | Electrical Hardware And Supplies |  | Wallplates | [20 empty] | Switch Plates | [242 empty] | <a href="https://assets.lutron.com/a/documents/030825E.pdf" target="_blank">Installation Instructions</a> | [23 empty] | 5.000 DW |  |  | 6.1000 IN | [89 empty] | 1.000 EA | 1.000 EA | [35 empty] | No | [42 empty] | https://www.lutron.com/TechnicalDocumentLibrary/3682811b_Volume%201%20Addendum-Wallplates.pdf | [7 empty] | Shelf Stock | [39 empty] | 39121704 | [13 empty] | <a href="https://assets.lutron.com/a/documents/369-119_Wallbox_Warranty.pdf" target="_blank">Warranty Information</a> |  |  |  |  | 0.280 L | [14 empty] | 0 | 0 | 0 | 0 | Electrical | 2022-06-20 13:33 | 2024-07-20 11:40 | 0000-00-00 00:00:00 | 2025-11-29 02:00 | 0000-00-00 00:00:00
4 | Lutron Electronics | NT-SSS-FB-WH | 4460-11117 | 4460 | 11117 | Lutron Electronics | VWP-2NFB-WH.jpg | 27557440646 | 356-046 SM,SM,SM, FB | Nova T Wallplate Kit, 3-gang, small, small, small openings, fins broken, White |  | 6.2 | 1.4 |  | VWP-2NFB-WH.jpg | http://grandbrass.xologic.com/vendors/4460/large/VWP-2NFB-WH.jpg | [47 empty] | 0 | 0 | 0 | [6 empty] | 0 | 1 | 1 | EA | 1 | Lighting Controls |  |  | Fittings and Hardware |  | Electrical Hardware And Supplies |  | Wallplates | [20 empty] | Switch Plates | [242 empty] | <a href="https://assets.lutron.com/a/documents/030825E.pdf" target="_blank">Installation Instructions</a> | [23 empty] | 10.000 DW |  |  | 9.0000 IN | [89 empty] | 1.000 EA | 1.000 EA | [35 empty] | No | [42 empty] | https://www.lutron.com/TechnicalDocumentLibrary/3682811b_Volume%201%20Addendum-Wallplates.pdf | [7 empty] | Shelf Stock | [39 empty] | 39121704 | [13 empty] | <a href="https://assets.lutron.com/a/documents/369-119_Wallbox_Warranty.pdf" target="_blank">Warranty Information</a> |  |  |  |  | 0.850 L | [14 empty] | 0 | 0 | 0 | 0 | Electrical | 2022-06-20 13:33 | 2024-07-20 11:40 | 0000-00-00 00:00:00 | 2025-11-29 02:00 | 0000-00-00 00:00:00 | [6 empty] | White
4 | Lutron Electronics | NT-K-NFB-WH | 4460-11118 | 4460 | 11118 | Lutron Electronics | VWP-2NFB-WH.jpg | 27557723107 | NTETS-R FACEPLATE KIT WHITE | Nova T single-gang wallplate, smallopening, no fins broken, white |  | 2.9 | 0.7 |  | VWP-2NFB-WH.jpg | http://grandbrass.xologic.com/vendors/4460/large/VWP-2NFB-WH.jpg | [47 empty] | 0 | 0 | 0 | [6 empty] | 0 | 1 | 1 | EA | 1 | Lighting Controls |  |  | Fittings and Hardware |  | Electrical Hardware And Supplies |  | Wallplates | [20 empty] | Switch Plates | [242 empty] | <a href="https://assets.lutron.com/a/documents/030825E.pdf" target="_blank">Installation Instructions</a> | [23 empty] | 10.000 DW |  |  | 4.6000 IN | [89 empty] | 1.000 EA | 1.000 EA | [35 empty] | No | [42 empty] | https://www.lutron.com/TechnicalDocumentLibrary/3682811b_Volume%201%20Addendum-Wallplates.pdf | [7 empty] | Shelf Stock | [39 empty] | 39121704 | [13 empty] | <a href="https://assets.lutron.com/a/documents/369-119_Wallbox_Warranty.pdf" target="_blank">Warranty Information</a> |  |  |  |  | 0.010 L | [14 empty] | 0 | 0 | 0 | 0 | Electrical | 2022-06-20 13:33 | 2024-07-20 11:40 | 0000-00-00 00:00:00 | 2025-11-29 02:00 | 0000-00-00 00:00:00 | [6 empty] | White
4 | Lutron Electronics | NT-O-NFB-BE | 4460-11119 | 4460 | 11119 | Lutron Electronics | VWP-2NFB-WH.jpg | 27557726603 | NOVA T VAREO FACEPLATE SM KIT BE | Single-gang Nova T wallplate, small (Vareo), opening, no fins broken, Beige |  | 5 | 0.7 |  | VWP-2NFB-WH.jpg | http://grandbrass.xologic.com/vendors/4460/large/VWP-2NFB-WH.jpg | [47 empty] | 0 | 0 | 0 | [6 empty] | 0 | 1 | 1 | EA | 1 | Lighting Controls |  |  | Fittings and Hardware |  | Electrical Hardware And Supplies |  | Wallplates | [20 empty] | Switch Plates | [242 empty] | <a href="https://assets.lutron.com/a/documents/030825E.pdf" target="_blank">Installation Instructions</a> | [23 empty] | 2.000 DW |  |  | 3.5000 IN | [89 empty] | 1.000 EA | 1.000 EA | [35 empty] | No | [42 empty] | https://www.lutron.com/TechnicalDocumentLibrary/3682811b_Volume%201%20Addendum-Wallplates.pdf | [7 empty] | Shelf Stock | [39 empty] | 39121704 | [13 empty] | <a href="https://assets.lutron.com/a/documents/369-119_Wallbox_Warranty.pdf" target="_blank">Warranty Information</a> |  |  |  |  | 0.100 L | [14 empty] | 0 | 0 | 0 | 0 | Electrical | 2022-06-20 13:33 | 2024-07-20 11:40 | 0000-00-00 00:00:00 | 2025-11-29 02:00 | 0000-00-00 00:00:00 | [6 empty] | Beige
4 | Lutron Electronics | NT-OK-FB-WH | 4460-11120 | 4460 | 11120 | Lutron Electronics | VWP-2NFB-WH.jpg | 27557727303 | NOVA T 2 GNG VAREO,NTETS-3 FB | Nova T Wallplate Kit, 2-gang, small (Vareo), small openings, fins broken, White |  | 6 | 1.5 |  | VWP-2NFB-WH.jpg | http://grandbrass.xologic.com/vendors/4460/large/VWP-2NFB-WH.jpg | [47 empty] | 0 | 0 | 0 | [6 empty] | 0 | 1 | 1 | EA | 1 | Lighting Controls |  |  | Fittings and Hardware |  | Electrical Hardware And Supplies |  | Wallplates | [20 empty] | Switch Plates | [242 empty] | <a href="https://assets.lutron.com/a/documents/030825E.pdf" target="_blank">Installation Instructions</a> | [23 empty] | 2.000 DW |  |  | 8.9000 IN | [89 empty] | 1.000 EA | 1.000 EA | [35 empty] | No | [42 empty] | https://www.lutron.com/TechnicalDocumentLibrary/3682811b_Volume%201%20Addendum-Wallplates.pdf | [7 empty] | Shelf Stock | [39 empty] | 39121704 | [13 empty] | <a href="https://assets.lutron.com/a/documents/369-119_Wallbox_Warranty.pdf" target="_blank">Warranty Information</a> |  |  |  |  | 0.350 L | [14 empty] | 0 | 0 | 0 | 0 | Electrical | 2022-06-20 13:33 | 2024-07-20 11:40 | 0000-00-00 00:00:00 | 2025-11-29 02:00 | 0000-00-00 00:00:00 | [6 empty] | White
4 | Lutron Electronics | NT-SS-NFB-BR | 4460-11121 | 4460 | 11121 | Lutron Electronics | VWP-2NFB-WH.jpg | 27557735988 | NOVA T 2GNG PLATE NFB BROWN | Nova T Wallplate Kit, 2-gang, small, small openings, no fins broken, Brown |  | 6.2 | 1.4 |  | VWP-2NFB-WH.jpg | http://grandbrass.xologic.com/vendors/4460/large/VWP-2NFB-WH.jpg | [47 empty] | 0 | 0 | 0 | [6 empty] | 0 | 1 | 1 | EA | 1 | Lighting Controls |  |  | Fittings and Hardware |  | Electrical Hardware And Supplies |  | Wallplates | [20 empty] | Switch Plates | [242 empty] | <a href="https://assets.lutron.com/a/documents/030825E.pdf" target="_blank">Installation Instructions</a> | [23 empty] | 10.000 DW |  |  | 8.9000 IN | [89 empty] | 1.000 EA | 1.000 EA | [35 empty] | No | [42 empty] | https://www.lutron.com/TechnicalDocumentLibrary/3682811b_Volume%201%20Addendum-Wallplates.pdf | [7 empty] | Shelf Stock | [39 empty] | 39121704 | [13 empty] | <a href="https://assets.lutron.com/a/documents/369-119_Wallbox_Warranty.pdf" target="_blank">Warranty Information</a> |  |  |  |  | 0.500 L | [14 empty] | 0 | 0 | 0 | 0 | Electrical | 2022-06-20 13:33 | 2024-07-20 11:40 | 0000-00-00 00:00:00 | 2025-11-29 02:00 | 0000-00-00 00:00:00 | [6 empty] | Brown
4 | Lutron Electronics | NT-SSSS-FB-BE | 4460-11122 | 4460 | 11122 | Lutron Electronics | VWP-2NFB-WH.jpg | 27557737548 | 356-070 SM,SM,SM,SM FB BEIGE | Nova T Wallplate Kit, 4-gang, small, small, small, small openings, fins broken, Beige |  | 6.2 | 1.4 |  | VWP-2NFB-WH.jpg | http://grandbrass.xologic.com/vendors/4460/large/VWP-2NFB-WH.jpg | [47 empty] | 0 | 0 | 0 | [6 empty] | 0 | 1 | 1 | EA | 1 | Lighting Controls |  |  | Fittings and Hardware |  | Electrical Hardware And Supplies |  | Wallplates | [20 empty] | Switch Plates | [242 empty] | <a href="https://assets.lutron.com/a/documents/030825E.pdf" target="_blank">Installation Instructions</a> | [23 empty] | 10.000 DW |  |  | 12.2000 IN | [89 empty] | 1.000 EA | 1.000 EA | [35 empty] | No | [42 empty] | https://www.lutron.com/TechnicalDocumentLibrary/3682811b_Volume%201%20Addendum-Wallplates.pdf | [7 empty] | Shelf Stock | [39 empty] | 39121704 | [13 empty] | <a href="https://assets.lutron.com/a/documents/369-119_Wallbox_Warranty.pdf" target="_blank">Warranty Information</a> |  |  |  |  | 0.500 L | [14 empty] | 0 | 0 | 0 | 0 | Electrical | 2022-06-20 13:33 | 2024-07-20 11:40 | 0000-00-00 00:00:00 | 2025-11-29 02:00 | 0000-00-00 00:00:00 | [6 empty] | Beige
4 | Lutron Electronics | NT-R3R3-FB-BE | 4460-11123 | 4460 | 11123 | Lutron Electronics | VWP-2NFB-WH.jpg | 27557801096 | NOVA T 2 GNG AIG R OPENING BE | Nova T Wallplate Kit, 2-gang, small, small openings, fins broken, beige |  | 6.3 | 1.4 |  | VWP-2NFB-WH.jpg | http://grandbrass.xologic.com/vendors/4460/large/VWP-2NFB-WH.jpg | [47 empty] | 0 | 0 | 0 | [6 empty] | 0 | 1 | 1 | EA | 1 | Lighting Controls |  |  | Fittings and Hardware |  | Electrical Hardware And Supplies |  | Wallplates | [20 empty] | Switch Plates | [242 empty] | <a href="https://assets.lutron.com/a/documents/030825E.pdf" target="_blank">Installation Instructions</a> | [23 empty] | 2.000 DW |  |  | 8.9000 IN | [89 empty] | 1.000 EA | 1.000 EA | [35 empty] | No | [42 empty] | https://www.lutron.com/TechnicalDocumentLibrary/3682811b_Volume%201%20Addendum-Wallplates.pdf | [7 empty] | Shelf Stock | [39 empty] | 39121704 | [13 empty] | <a href="https://assets.lutron.com/a/documents/369-119_Wallbox_Warranty.pdf" target="_blank">Warranty Information</a> |  |  |  |  | 0.300 L | [14 empty] | 0 | 0 | 0 | 0 | Electrical | 2022-06-20 13:33 | 2024-07-20 11:40 | 0000-00-00 00:00:00 | 2025-11-29 02:00 | 0000-00-00 00:00:00 | [6 empty] | Beige
0 | Lutron Electronics | FP-WBX3-MLMT | 4460-11124 | 4460 | 11124 | Lutron Electronics | FP-WBX3-MLMT | 27557818469 | . | . |  | 6.25 | 1.25 | [50 empty] | 0 | 0 | 0 | [6 empty] | 0 | 1 | 1 | EA | 1 | [295 empty] | 20.000 DW |  |  | 9.0000 IN | [89 empty] | 1.000 EA | 1.000 EA | [35 empty] | No | [50 empty] | Shelf Stock | [58 empty] | 1.000 L | [14 empty] | 0 | 0 | 0 | 0 |  | 2022-06-20 13:33 | 2024-07-20 11:40 | 0000-00-00 00:00:00 | 2024-07-20 11:40 | 0000-00-00 00:00:00
4 | Lutron Electronics | NT-SSSS-NFB-BE | 4460-11125 | 4460 | 11125 | Lutron Electronics | VWP-2NFB-WH.jpg | 27557737623 | 356-075 SM,SM,SM,SM NFB BE | Nova T Wallplate Kit, 4-gang, small, small, small, small openings, no fins broken, Beige |  | 6.1 | 1.4 |  | VWP-2NFB-WH.jpg | http://grandbrass.xologic.com/vendors/4460/large/VWP-2NFB-WH.jpg | [47 empty] | 0 | 0 | 0 | [6 empty] | 0 | 1 | 1 | EA | 1 | Lighting Controls |  |  | Fittings and Hardware |  | Electrical Hardware And Supplies |  | Wallplates | [20 empty] | Switch Plates | [242 empty] | <a href="https://assets.lutron.com/a/documents/030825E.pdf" target="_blank">Installation Instructions</a> | [23 empty] | 10.000 DW |  |  | 12.2000 IN | [89 empty] | 1.000 EA | 1.000 EA | [35 empty] | No | [42 empty] | https://www.lutron.com/TechnicalDocumentLibrary/3682811b_Volume%201%20Addendum-Wallplates.pdf | [7 empty] | Shelf Stock | [39 empty] | 39121704 | [13 empty] | <a href="https://assets.lutron.com/a/documents/369-119_Wallbox_Warranty.pdf" target="_blank">Warranty Information</a> |  |  |  |  | 0.600 L | [14 empty] | 0 | 0 | 0 | 0 | Electrical | 2022-06-20 13:33 | 2024-07-20 11:36 | 0000-00-00 00:00:00 | 2025-11-29 02:00 | 0000-00-00 00:00:00 | [6 empty] | Beige
4 | Lutron Electronics | NT-R3R3R3R3-FBWH | 4460-11126 | 4460 | 11126 | Lutron Electronics | VWP-2NFB-WH.jpg | 27557807777 | NOVA T 4GNG, (4)R-OPEN, FB | Nova T Wallplate Kit, 4-gang, small, small, small, small openings, fins broken, white |  | 12.2 | 1.4 |  | VWP-2NFB-WH.jpg | http://grandbrass.xologic.com/vendors/4460/large/VWP-2NFB-WH.jpg | [47 empty] | 0 | 0 | 0 | [6 empty] | 0 | 1 | 1 | EA | 1 | Lighting Controls |  |  | Fittings and Hardware |  | Electrical Hardware And Supplies |  | Wallplates | [20 empty] | Switch Plates | [242 empty] | <a href="https://assets.lutron.com/a/documents/030825E.pdf" target="_blank">Installation Instructions</a> | [23 empty] | 10.000 DW |  |  | 6.1000 IN | [89 empty] | 1.000 EA | 1.000 EA | [35 empty] | No | [42 empty] | https://www.lutron.com/TechnicalDocumentLibrary/3682811b_Volume%201%20Addendum-Wallplates.pdf | [7 empty] | Shelf Stock | [39 empty] | 39121704 | [13 empty] | <a href="https://assets.lutron.com/a/documents/369-119_Wallbox_Warranty.pdf" target="_blank">Warranty Information</a> |  |  |  |  | 0.400 L | [14 empty] | 0 | 0 | 0 | 0 | Electrical | 2022-06-20 13:33 | 2024-07-20 11:36 | 0000-00-00 00:00:00 | 2025-11-29 02:00 | 0000-00-00 00:00:00
4 | Lutron Electronics | NT-R3R3R3-FB-BL | 4460-11127 | 4460 | 11127 | Lutron Electronics | VWP-2NFB-WH.jpg | 27557808569 | NOVA T 3GNG,R-OPEN,R-OPEN, | Nova T Wallplate Kit, 3-gang, small, small, small openings, fins broken, black |  | 8.9 | 1.4 |  | VWP-2NFB-WH.jpg | http://grandbrass.xologic.com/vendors/4460/large/VWP-2NFB-WH.jpg | [47 empty] | 0 | 0 | 0 | [6 empty] | 0 | 1 | 1 | EA | 1 | Lighting Controls |  |  | Fittings and Hardware |  | Electrical Hardware And Supplies |  | Wallplates | [20 empty] | Switch Plates | [242 empty] | <a href="https://assets.lutron.com/a/documents/030825E.pdf" target="_blank">Installation Instructions</a> | [23 empty] | 10.000 DW |  |  | 6.1000 IN | [89 empty] | 1.000 EA | 1.000 EA | [35 empty] | No | [42 empty] | https://www.lutron.com/TechnicalDocumentLibrary/3682811b_Volume%201%20Addendum-Wallplates.pdf | [7 empty] | Shelf Stock | [39 empty] | 39121704 | [13 empty] | <a href="https://assets.lutron.com/a/documents/369-119_Wallbox_Warranty.pdf" target="_blank">Warranty Information</a> |  |  |  |  | 0.300 L | [14 empty] | 0 | 0 | 0 | 0 | Electrical | 2022-06-20 13:33 | 2024-07-20 11:36 | 0000-00-00 00:00:00 | 2025-11-29 02:00 | 0000-00-00 00:00:00 | [6 empty] | Black
4 | Lutron Electronics | FP-HOM1-MPLLP | 4460-11128 | 4460 | 11128 | Lutron Electronics | FP-HOM1-MPLLP | 27557817417 | .. | .. |  | 6.1 | 1.4 | [50 empty] | 0 | 0 | 0 | [6 empty] | 0 | 1 | 1 | EA | 1 |  |  |  | Fittings and Hardware |  | Electrical Hardware And Supplies |  | Wallplates | [287 empty] | 20.000 DW |  |  | 9.0000 IN | [89 empty] | 1.000 EA | 1.000 EA | [35 empty] | No | [50 empty] | Shelf Stock | [39 empty] | 39121704 | [18 empty] | 0.350 L | [14 empty] | 0 | 0 | 0 | 0 | Electrical | 2022-06-20 13:33 | 2024-07-20 11:40 | 0000-00-00 00:00:00 | 2024-07-20 11:40 | 0000-00-00 00:00:00
0 | Lutron Electronics | FP-HOM3-MPLLP | 4460-11129 | 4460 | 11129 | Lutron Electronics | FP-HOM3-MPLLP | 27557818339 | .. | .. |  | 6.1 | 1.5 | [50 empty] | 0 | 0 | 0 | [6 empty] | 0 | 1 | 1 | EA | 1 | [295 empty] | 15.000 DW |  |  | 8.9000 IN | [89 empty] | 1.000 EA | 1.000 EA | [35 empty] | No | [50 empty] | Shelf Stock | [58 empty] | 0.300 L | [14 empty] | 0 | 0 | 0 | 0 |  | 2022-06-20 13:33 | 2024-07-20 11:39 | 0000-00-00 00:00:00 | 2024-07-20 11:39 | 0000-00-00 00:00:00
0 | Lutron Electronics | FP-WBX5-MLMT | 4460-11130 | 4460 | 11130 | Lutron Electronics | FP-WBX5-MLMT | 27557819169 | . | . |  | 6.1 | 1.5 | [50 empty] | 0 | 0 | 0 | [6 empty] | 0 | 1 | 1 | EA | 1 | [295 empty] | 20.000 DW |  |  | 8.9000 IN | [89 empty] | 1.000 EA | 1.000 EA | [35 empty] | No | [50 empty] | Shelf Stock | [58 empty] | 0.300 L | [14 empty] | 0 | 0 | 0 | 0 |  | 2022-06-20 13:33 | 2024-07-20 11:39 | 0000-00-00 00:00:00 | 2024-07-20 11:39 | 0000-00-00 00:00:00
0 | Lutron Electronics | FP-WBX2-MPLLP | 4460-11131 | 4460 | 11131 | Lutron Electronics | FP-WBX2-MPLLP | 27557871631 | . | . |  | 6.1 | 1.5 | [50 empty] | 0 | 0 | 0 | [6 empty] | 0 | 1 | 1 | EA | 1 | [295 empty] | 10.000 DW |  |  | 8.9000 IN | [89 empty] | 1.000 EA | 1.000 EA | [35 empty] | No | [50 empty] | Shelf Stock | [58 empty] | 0.300 L | [14 empty] | 0 | 0 | 0 | 0 |  | 2022-06-20 13:33 | 2024-07-20 11:39 | 0000-00-00 00:00:00 | 2024-07-20 11:39 | 0000-00-00 00:00:00
4 | Lutron Electronics | NT-SS-FB-GR | 4460-11132 | 4460 | 11132 | Lutron Electronics | VWP-2NFB-WH.jpg | 27557681643 | NOVA T 2GNG SM,SM, FB GRAY | Nova T Wallplate Kit, 2-gang, small, small openings, fins broken, Gray |  | 6 | 1.4 |  | VWP-2NFB-WH.jpg | http://grandbrass.xologic.com/vendors/4460/large/VWP-2NFB-WH.jpg | [47 empty] | 0 | 0 | 0 | [6 empty] | 0 | 1 | 1 | EA | 1 | Lighting Controls |  |  | Fittings and Hardware |  | Electrical Hardware And Supplies |  | Wallplates | [20 empty] | Switch Plates | [242 empty] | <a href="https://assets.lutron.com/a/documents/030825E.pdf" target="_blank">Installation Instructions</a> | [23 empty] | 10.000 DW |  |  | 8.9000 IN | [89 empty] | 1.000 EA | 1.000 EA | [35 empty] | No | [42 empty] | https://www.lutron.com/TechnicalDocumentLibrary/3682811b_Volume%201%20Addendum-Wallplates.pdf | [7 empty] | Shelf Stock | [39 empty] | 39121704 | [13 empty] | <a href="https://assets.lutron.com/a/documents/369-119_Wallbox_Warranty.pdf" target="_blank">Warranty Information</a> |  |  |  |  | 0.250 L | [14 empty] | 0 | 0 | 0 | 0 | Electrical | 2022-06-20 13:33 | 2024-07-20 11:31 | 0000-00-00 00:00:00 | 2025-11-29 02:00 | 0000-00-00 00:00:00 | [6 empty] | Gray
4 | Lutron Electronics | NT-SS-NFB-WH | 4460-11133 | 4460 | 11133 | Lutron Electronics | VWP-2NFB-WH.jpg | 27557683791 | NOVA T 2GNG PLATE NFB WHITE | Nova T Wallplate Kit, 2-gang, small, small openings, no fins broken, White |  | 6.2 | 1.4 |  | VWP-2NFB-WH.jpg | http://grandbrass.xologic.com/vendors/4460/large/VWP-2NFB-WH.jpg | [47 empty] | 0 | 0 | 0 | [6 empty] | 0 | 1 | 1 | EA | 1 | Lighting Controls |  |  | Fittings and Hardware |  | Electrical Hardware And Supplies |  | Wallplates | [20 empty] | Switch Plates | [242 empty] | <a href="https://assets.lutron.com/a/documents/030825E.pdf" target="_blank">Installation Instructions</a> | [23 empty] | 10.000 DW |  |  | 8.9000 IN | [89 empty] | 1.000 EA | 1.000 EA | [35 empty] | No | [42 empty] | https://www.lutron.com/TechnicalDocumentLibrary/3682811b_Volume%201%20Addendum-Wallplates.pdf | [7 empty] | Shelf Stock | [39 empty] | 39121704 | [13 empty] | <a href="https://assets.lutron.com/a/documents/369-119_Wallbox_Warranty.pdf" target="_blank">Warranty Information</a> |  |  |  |  | 0.500 L | [14 empty] | 0 | 0 | 0 | 0 | Electrical | 2022-06-20 13:33 | 2024-07-20 11:31 | 0000-00-00 00:00:00 | 2025-11-29 02:00 | 0000-00-00 00:00:00 | [6 empty] | Stainless Steel
4 | Lutron Electronics | NT-E-NFB-BE | 4460-11134 | 4460 | 11134 | Lutron Electronics | VWP-2NFB-WH.jpg | 27557721714 | NOVA/NOVA T(350-1028) 1GNG SM | Nova T single-gang wallplate, small blank insert, opening, no fins broken, beige |  | 8.9 | 1.4 |  | VWP-2NFB-WH.jpg | http://grandbrass.xologic.com/vendors/4460/large/VWP-2NFB-WH.jpg | [47 empty] | 0 | 0 | 0 | [6 empty] | 0 | 1 | 1 | EA | 1 | Lighting Controls |  |  | Fittings and Hardware |  | Electrical Hardware And Supplies |  | Wallplates | [20 empty] | Switch Plates | [242 empty] | <a href="https://assets.lutron.com/a/documents/030825E.pdf" target="_blank">Installation Instructions</a> | [23 empty] | 5.000 DW |  |  | 6.1000 IN | [89 empty] | 1.000 EA | 1.000 EA | [35 empty] | No | [42 empty] | https://www.lutron.com/TechnicalDocumentLibrary/3682811b_Volume%201%20Addendum-Wallplates.pdf | [7 empty] | Shelf Stock | [39 empty] | 39121704 | [13 empty] | <a href="https://assets.lutron.com/a/documents/369-119_Wallbox_Warranty.pdf" target="_blank">Warranty Information</a> |  |  |  |  | 0.400 L | [14 empty] | 0 | 0 | 0 | 0 | Electrical | 2022-06-20 13:33 | 2024-07-20 11:31 | 0000-00-00 00:00:00 | 2025-11-29 02:00 | 0000-00-00 00:00:00 | [6 empty] | Beige
4 | Lutron Electronics | NT-K-NFB-BE | 4460-11135 | 4460 | 11135 | Lutron Electronics | VWP-2NFB-WH.jpg | 27557723046 | NOVA T NTETS-3 NFB BEIGE | Nova T single-gang wallplate, small opening, no fins broken, beige |  | 2.9 | 0.7 |  | VWP-2NFB-WH.jpg | http://grandbrass.xologic.com/vendors/4460/large/VWP-2NFB-WH.jpg | [47 empty] | 0 | 0 | 0 | [6 empty] | 0 | 1 | 1 | EA | 1 | Lighting Controls |  |  | Fittings and Hardware |  | Electrical Hardware And Supplies |  | Wallplates | [20 empty] | Switch Plates | [242 empty] | <a href="https://assets.lutron.com/a/documents/030825E.pdf" target="_blank">Installation Instructions</a> | [23 empty] | 2.000 DW |  |  | 4.6000 IN | [89 empty] | 1.000 EA | 1.000 EA | [35 empty] | No | [42 empty] | https://www.lutron.com/TechnicalDocumentLibrary/3682811b_Volume%201%20Addendum-Wallplates.pdf | [7 empty] | Shelf Stock | [39 empty] | 39121704 | [13 empty] | <a href="https://assets.lutron.com/a/documents/369-119_Wallbox_Warranty.pdf" target="_blank">Warranty Information</a> |  |  |  |  | 0.010 L | [14 empty] | 0 | 0 | 0 | 0 | Electrical | 2022-06-20 13:33 | 2024-07-20 11:31 | 0000-00-00 00:00:00 | 2025-11-29 02:00 | 0000-00-00 00:00:00 | [6 empty] | Beige
4 | Lutron Electronics | NT-OO-FB-BL | 4460-11136 | 4460 | 11136 | Lutron Electronics | VWP-2NFB-WH.jpg | 27557727907 | NOVA T 2GNG VAREO,VAREO FB BL | Nova T Wallplate Kit, 2-gang, small (Vareo), small (Vareo) openings, fins broken, Black |  | 6.2 | 1.5 |  | VWP-2NFB-WH.jpg | http://grandbrass.xologic.com/vendors/4460/large/VWP-2NFB-WH.jpg | [47 empty] | 0 | 0 | 0 | [6 empty] | 0 | 1 | 1 | EA | 1 | Lighting Controls |  |  | Fittings and Hardware |  | Electrical Hardware And Supplies |  | Wallplates | [20 empty] | Switch Plates | [242 empty] | <a href="https://assets.lutron.com/a/documents/030825E.pdf" target="_blank">Installation Instructions</a> | [23 empty] | 2.000 DW |  |  | 8.9000 IN | [89 empty] | 1.000 EA | 1.000 EA | [35 empty] | No | [42 empty] | https://www.lutron.com/TechnicalDocumentLibrary/3682811b_Volume%201%20Addendum-Wallplates.pdf | [7 empty] | Shelf Stock | [39 empty] | 39121704 | [13 empty] | <a href="https://assets.lutron.com/a/documents/369-119_Wallbox_Warranty.pdf" target="_blank">Warranty Information</a> |  |  |  |  | 0.350 L | [14 empty] | 0 | 0 | 0 | 0 | Electrical | 2022-06-20 13:33 | 2024-07-20 11:31 | 0000-00-00 00:00:00 | 2025-11-29 02:00 | 0000-00-00 00:00:00 | [6 empty] | Black
4 | Lutron Electronics | NT-SSS-FB-BL | 4460-11137 | 4460 | 11137 | Lutron Electronics | VWP-2NFB-WH.jpg | 27557736978 | 356-056 SM,SM,SM FB B | Nova T Wallplate Kit, 3-gang, small, small, small openings, fins broken, Black |  | 6.2 | 1.4 |  | VWP-2NFB-WH.jpg | http://grandbrass.xologic.com/vendors/4460/large/VWP-2NFB-WH.jpg | [47 empty] | 0 | 0 | 0 | [6 empty] | 0 | 1 | 1 | EA | 1 | Lighting Controls |  |  | Fittings and Hardware |  | Electrical Hardware And Supplies |  | Wallplates | [20 empty] | Switch Plates | [242 empty] | <a href="https://assets.lutron.com/a/documents/030825E.pdf" target="_blank">Installation Instructions</a> | [23 empty] | 10.000 DW |  |  | 9.0000 IN | [89 empty] | 1.000 EA | 1.000 EA | [35 empty] | No | [42 empty] | https://www.lutron.com/TechnicalDocumentLibrary/3682811b_Volume%201%20Addendum-Wallplates.pdf | [7 empty] | Shelf Stock | [39 empty] | 39121704 | [13 empty] | <a href="https://assets.lutron.com/a/documents/369-119_Wallbox_Warranty.pdf" target="_blank">Warranty Information</a> |  |  |  |  | 0.850 L | [14 empty] | 0 | 0 | 0 | 0 | Electrical | 2022-06-20 13:33 | 2024-07-20 11:31 | 0000-00-00 00:00:00 | 2025-11-29 02:00 | 0000-00-00 00:00:00 | [6 empty] | Black
4 | Lutron Electronics | NT-SSSS-NFB-WH | 4460-11138 | 4460 | 11138 | Lutron Electronics | VWP-2NFB-WH.jpg | 27557737685 | 356-030 SM,SM,SM,SM NFB | Nova T Wallplate Kit, 4-gang, small, small, small, small openings, no fins broken, White |  | 6.1 | 1.4 |  | VWP-2NFB-WH.jpg | http://grandbrass.xologic.com/vendors/4460/large/VWP-2NFB-WH.jpg | [47 empty] | 0 | 0 | 0 | [6 empty] | 0 | 1 | 1 | EA | 1 | Lighting Controls |  |  | Fittings and Hardware |  | Electrical Hardware And Supplies |  | Wallplates | [20 empty] | Switch Plates | [242 empty] | <a href="https://assets.lutron.com/a/documents/030825E.pdf" target="_blank">Installation Instructions</a> | [23 empty] | 10.000 DW |  |  | 12.2000 IN | [89 empty] | 1.000 EA | 1.000 EA | [35 empty] | No | [42 empty] | https://www.lutron.com/TechnicalDocumentLibrary/3682811b_Volume%201%20Addendum-Wallplates.pdf | [7 empty] | Shelf Stock | [39 empty] | 39121704 | [13 empty] | <a href="https://assets.lutron.com/a/documents/369-119_Wallbox_Warranty.pdf" target="_blank">Warranty Information</a> |  |  |  |  | 0.600 L | [14 empty] | 0 | 0 | 0 | 0 | Electrical | 2022-06-20 13:33 | 2024-07-20 11:31 | 0000-00-00 00:00:00 | 2025-11-29 02:00 | 0000-00-00 00:00:00 | [6 empty] | White
4 | Lutron Electronics | NT-R3R3-FB-GR | 4460-11139 | 4460 | 11139 | Lutron Electronics | VWP-2NFB-WH.jpg | 27557801126 | NOVA T 2 GANG AIG R OPENING | Nova T Wallplate Kit, 2-gang, small, small openings, fins broken, gray |  | 6 | 5.5 |  | VWP-2NFB-WH.jpg | http://grandbrass.xologic.com/vendors/4460/large/VWP-2NFB-WH.jpg | [47 empty] | 0 | 0 | 0 | [6 empty] | 0 | 1 | 1 | EA | 1 | Lighting Controls |  |  | Fittings and Hardware |  | Electrical Hardware And Supplies |  | Wallplates | [20 empty] | Switch Plates | [242 empty] | <a href="https://assets.lutron.com/a/documents/030825E.pdf" target="_blank">Installation Instructions</a> | [23 empty] | 10.000 DW |  |  | 0.5000 IN | [89 empty] | 1.000 EA | 1.000 EA | [35 empty] | No | [42 empty] | https://www.lutron.com/TechnicalDocumentLibrary/3682811b_Volume%201%20Addendum-Wallplates.pdf | [7 empty] | Shelf Stock | [39 empty] | 39121704 | [13 empty] | <a href="https://assets.lutron.com/a/documents/369-119_Wallbox_Warranty.pdf" target="_blank">Warranty Information</a> |  |  |  |  | 0.300 L | [14 empty] | 0 | 0 | 0 | 0 | Electrical | 2022-06-20 13:33 | 2024-07-20 11:39 | 0000-00-00 00:00:00 | 2025-11-29 02:00 | 0000-00-00 00:00:00 | [6 empty] | Gray
0 | Lutron Electronics | FP-HOM5-MPLLP | 4460-11140 | 4460 | 11140 | Lutron Electronics | FP-HOM5-MPLLP | 27557819138 | . | . | [53 empty] | 0 | 0 | 0 | [6 empty] | 0 | 1 | 1 | EA | 1 | [295 empty] | 10.000 DW | [92 empty] | 1.000 EA | 1.000 EA | [35 empty] | No | [50 empty] | Shelf Stock | [73 empty] | 0 | 0 | 0 | 0 |  | 2022-06-20 13:33 | 2024-07-20 11:31 | 0000-00-00 00:00:00 | 2024-07-20 11:31 | 0000-00-00 00:00:00
4 | Lutron Electronics | FP-HOM1-MLMT2 | 4460-11141 | 4460 | 11141 | Lutron Electronics | FP-HOM1-MLMT2 | 27557827706 | . | . |  | 6.1 | 1.5 | [50 empty] | 0 | 0 | 0 | [6 empty] | 0 | 1 | 1 | EA | 1 |  |  |  | Fittings and Hardware |  | Electrical Hardware And Supplies |  | Wallplates | [287 empty] | 15.000 DW |  |  | 8.9000 IN | [89 empty] | 1.000 EA | 1.000 EA | [35 empty] | No | [50 empty] | Shelf Stock | [39 empty] | 39121704 | [18 empty] | 0.300 L | [14 empty] | 0 | 0 | 0 | 0 | Electrical | 2022-06-20 13:33 | 2024-07-20 11:39 | 0000-00-00 00:00:00 | 2024-07-20 11:39 | 0000-00-00 00:00:00
0 | Lutron Electronics | FP-HOM5-MLMT | 4460-11142 | 4460 | 11142 | Lutron Electronics | FP-HOM5-MLMT | 27557871549 | . | . | [53 empty] | 0 | 0 | 0 | [6 empty] | 0 | 1 | 1 | EA | 1 | [295 empty] | 20.000 DW | [92 empty] | 1.000 EA | 1.000 EA | [35 empty] | No | [50 empty] | Shelf Stock | [73 empty] | 0 | 0 | 0 | 0 |  | 2022-06-20 13:33 | 2024-07-20 11:31 | 0000-00-00 00:00:00 | 2024-07-20 11:31 | 0000-00-00 00:00:00
4 | Lutron Electronics | NT-EE-FB-WH | 4460-11143 | 4460 | 11143 | Lutron Electronics | VWP-2NFB-WH.jpg | 27557721851 | NOVA T 2GNG BLANK,BLANK FB | Nova T Wallplate Kit, 2-gang, small blank insert, small blank insert openings, fins broken, White |  | 8.9 | 1.4 |  | VWP-2NFB-WH.jpg | http://grandbrass.xologic.com/vendors/4460/large/VWP-2NFB-WH.jpg | [47 empty] | 0 | 0 | 0 | [6 empty] | 0 | 1 | 1 | EA | 1 | Lighting Controls |  |  | Fittings and Hardware |  | Electrical Hardware And Supplies |  | Wallplates | [20 empty] | Switch Plates | [242 empty] | <a href="https://assets.lutron.com/a/documents/030825E.pdf" target="_blank">Installation Instructions</a> | [23 empty] | 2.000 DW |  |  | 6.1000 IN | [89 empty] | 1.000 EA | 1.000 EA | [35 empty] | No | [42 empty] | https://www.lutron.com/TechnicalDocumentLibrary/3682811b_Volume%201%20Addendum-Wallplates.pdf | [7 empty] | Shelf Stock | [39 empty] | 39121704 | [13 empty] | <a href="https://assets.lutron.com/a/documents/369-119_Wallbox_Warranty.pdf" target="_blank">Warranty Information</a> |  |  |  |  | 0.300 L | [14 empty] | 0 | 0 | 0 | 0 | Electrical | 2022-06-20 13:33 | 2024-07-20 11:36 | 0000-00-00 00:00:00 | 2025-11-29 02:00 | 0000-00-00 00:00:00 | [6 empty] | White
4 | Lutron Electronics | NT-OK-FB-BE | 4460-11144 | 4460 | 11144 | Lutron Electronics | VWP-2NFB-WH.jpg | 27557727259 | NOVA T 2GNG VAREO NTETS-3 FB | Nova T Wallplate Kit, 2-gang, small (Vareo), small openings, fins broken, Beige |  | 6.1 | 1.4 |  | VWP-2NFB-WH.jpg | http://grandbrass.xologic.com/vendors/4460/large/VWP-2NFB-WH.jpg | [47 empty] | 0 | 0 | 0 | [6 empty] | 0 | 1 | 1 | EA | 1 | Lighting Controls |  |  | Fittings and Hardware |  | Electrical Hardware And Supplies |  | Wallplates | [20 empty] | Switch Plates | [242 empty] | <a href="https://assets.lutron.com/a/documents/030825E.pdf" target="_blank">Installation Instructions</a> | [23 empty] | 2.000 DW |  |  | 8.9000 IN | [89 empty] | 1.000 EA | 1.000 EA | [35 empty] | No | [42 empty] | https://www.lutron.com/TechnicalDocumentLibrary/3682811b_Volume%201%20Addendum-Wallplates.pdf | [7 empty] | Shelf Stock | [39 empty] | 39121704 | [13 empty] | <a href="https://assets.lutron.com/a/documents/369-119_Wallbox_Warranty.pdf" target="_blank">Warranty Information</a> |  |  |  |  | 0.350 L | [14 empty] | 0 | 0 | 0 | 0 | Electrical | 2022-06-20 13:33 | 2024-07-20 11:36 | 0000-00-00 00:00:00 | 2025-11-29 02:00 | 0000-00-00 00:00:00 | [6 empty] | Beige
4 | Lutron Electronics | NT-OK-FB-IV | 4460-11145 | 4460 | 11145 | Lutron Electronics | VWP-2NFB-WH.jpg | 27557727280 | NOVA T 2GNG SM V,NTETS-R FB IV | Nova T Wallplate Kit, 2-gang, small (Vareo), small openings, fins broken, Ivory |  | 6.1 | 1.4 |  | VWP-2NFB-WH.jpg | http://grandbrass.xologic.com/vendors/4460/large/VWP-2NFB-WH.jpg | [47 empty] | 0 | 0 | 0 | [6 empty] | 0 | 1 | 1 | EA | 1 | Lighting Controls |  |  | Fittings and Hardware |  | Electrical Hardware And Supplies |  | Wallplates | [20 empty] | Switch Plates | [242 empty] | <a href="https://assets.lutron.com/a/documents/030825E.pdf" target="_blank">Installation Instructions</a> | [23 empty] | 2.000 DW |  |  | 8.9000 IN | [89 empty] | 1.000 EA | 1.000 EA | [35 empty] | No | [42 empty] | https://www.lutron.com/TechnicalDocumentLibrary/3682811b_Volume%201%20Addendum-Wallplates.pdf | [7 empty] | Shelf Stock | [39 empty] | 39121704 | [13 empty] | <a href="https://assets.lutron.com/a/documents/369-119_Wallbox_Warranty.pdf" target="_blank">Warranty Information</a> |  |  |  |  | 0.350 L | [14 empty] | 0 | 0 | 0 | 0 | Electrical | 2022-06-20 13:33 | 2024-07-20 11:36 | 0000-00-00 00:00:00 | 2025-11-29 02:00 | 0000-00-00 00:00:00 | [6 empty] | Ivory
4 | Lutron Electronics | NT-PP-FB-WH | 4460-11146 | 4460 | 11146 | Lutron Electronics | VWP-2NFB-WH.jpg | 27557730655 | NOVA T 2GNG SM P,SM P FB | Nova T Wallplate Kit, 2-gang, small, small openings, fins broken, White |  | 8.9 | 1.4 |  | VWP-2NFB-WH.jpg | http://grandbrass.xologic.com/vendors/4460/large/VWP-2NFB-WH.jpg | [47 empty] | 0 | 0 | 0 | [6 empty] | 0 | 1 | 1 | EA | 1 | Lighting Controls |  |  | Fittings and Hardware |  | Electrical Hardware And Supplies |  | Wallplates | [20 empty] | Switch Plates | [242 empty] | <a href="https://assets.lutron.com/a/documents/030825E.pdf" target="_blank">Installation Instructions</a> | [23 empty] | 2.000 DW |  |  | 6.1000 IN | [89 empty] | 1.000 EA | 1.000 EA | [35 empty] | No | [42 empty] | https://www.lutron.com/TechnicalDocumentLibrary/3682811b_Volume%201%20Addendum-Wallplates.pdf | [7 empty] | Shelf Stock | [39 empty] | 39121704 | [13 empty] | <a href="https://assets.lutron.com/a/documents/369-119_Wallbox_Warranty.pdf" target="_blank">Warranty Information</a> |  |  |  |  | 0.300 L | [14 empty] | 0 | 0 | 0 | 0 | Electrical | 2022-06-20 13:33 | 2024-07-20 11:36 | 0000-00-00 00:00:00 | 2025-11-29 02:00 | 0000-00-00 00:00:00 | [6 empty] | White
4 | Lutron Electronics | NT-SSS-NFB-GR | 4460-11147 | 4460 | 11147 | Lutron Electronics | VWP-2NFB-WH.jpg | 27557737074 | 356-074 SM,SM,SM NFB GR | Nova T Wallplate Kit, 3-gang, small, small, small openings, no fins broken, Gray |  | 6.2 | 1.4 |  | VWP-2NFB-WH.jpg | http://grandbrass.xologic.com/vendors/4460/large/VWP-2NFB-WH.jpg | [47 empty] | 0 | 0 | 0 | [6 empty] | 0 | 1 | 1 | EA | 1 | Lighting Controls |  |  | Fittings and Hardware |  | Electrical Hardware And Supplies |  | Wallplates | [20 empty] | Switch Plates | [242 empty] | <a href="https://assets.lutron.com/a/documents/030825E.pdf" target="_blank">Installation Instructions</a> | [23 empty] | 10.000 DW |  |  | 12.2000 IN | [89 empty] | 1.000 EA | 1.000 EA | [35 empty] | No | [42 empty] | https://www.lutron.com/TechnicalDocumentLibrary/3682811b_Volume%201%20Addendum-Wallplates.pdf | [7 empty] | Shelf Stock | [39 empty] | 39121704 | [13 empty] | <a href="https://assets.lutron.com/a/documents/369-119_Wallbox_Warranty.pdf" target="_blank">Warranty Information</a> |  |  |  |  | 0.600 L | [14 empty] | 0 | 0 | 0 | 0 | Electrical | 2022-06-20 13:33 | 2024-07-20 11:36 | 0000-00-00 00:00:00 | 2025-11-29 02:00 | 0000-00-00 00:00:00 | [6 empty] | Gray
4 | Lutron Electronics | NT-R3R3-FB-BL | 4460-11148 | 4460 | 11148 | Lutron Electronics | VWP-2NFB-WH.jpg | 27557801102 | NOVA T 2 GNG AIG R OPENING BL | Nova T Wallplate Kit, 2-gang, small, small openings, fins broken, black |  | 8.9 | 1.4 |  | VWP-2NFB-WH.jpg | http://grandbrass.xologic.com/vendors/4460/large/VWP-2NFB-WH.jpg | [47 empty] | 0 | 0 | 0 | [6 empty] | 0 | 1 | 1 | EA | 1 | Lighting Controls |  |  | Fittings and Hardware |  | Electrical Hardware And Supplies |  | Wallplates | [20 empty] | Switch Plates | [242 empty] | <a href="https://assets.lutron.com/a/documents/030825E.pdf" target="_blank">Installation Instructions</a> | [23 empty] | 20.000 DW |  |  | 6.1000 IN | [89 empty] | 1.000 EA | 1.000 EA | [35 empty] | No | [42 empty] | https://www.lutron.com/TechnicalDocumentLibrary/3682811b_Volume%201%20Addendum-Wallplates.pdf | [7 empty] | Shelf Stock | [39 empty] | 39121704 | [13 empty] | <a href="https://assets.lutron.com/a/documents/369-119_Wallbox_Warranty.pdf" target="_blank">Warranty Information</a> |  |  |  |  | 0.300 L | [14 empty] | 0 | 0 | 0 | 0 | Electrical | 2022-06-20 13:33 | 2024-07-20 11:36 | 0000-00-00 00:00:00 | 2025-11-29 02:00 | 0000-00-00 00:00:00 | [6 empty] | Black
0 | Lutron Electronics | FP-WBX6-MPLLP | 4460-11149 | 4460 | 11149 | Lutron Electronics | FP-WBX6-MPLLP | 27557819367 | . | . |  | 6.1 | 1.5 | [50 empty] | 0 | 0 | 0 | [6 empty] | 0 | 1 | 1 | EA | 1 | [295 empty] | 15.000 DW |  |  | 8.9000 IN | [89 empty] | 1.000 EA | 1.000 EA | [35 empty] | No | [50 empty] | Shelf Stock | [58 empty] | 0.500 L | [14 empty] | 0 | 0 | 0 | 0 |  | 2022-06-20 13:33 | 2024-07-20 11:36 | 0000-00-00 00:00:00 | 2024-07-20 11:36 | 0000-00-00 00:00:00
4 | Lutron Electronics | FP-HOM1-A | 4460-11150 | 4460 | 11150 | Lutron Electronics | FP-HOM1-A | 27557965071 | . | . | [53 empty] | 0 | 0 | 0 | [6 empty] | 0 | 1 | 1 | EA | 1 |  |  |  | Fittings and Hardware |  | Electrical Hardware And Supplies |  | Wallplates | [287 empty] | 10.000 DW | [92 empty] | 1.000 EA | 1.000 EA | [35 empty] | No | [50 empty] | Shelf Stock | [39 empty] | 39121704 | [33 empty] | 0 | 0 | 0 | 0 | Electrical | 2022-06-20 13:33 | 2024-07-20 11:41 | 0000-00-00 00:00:00 | 2024-07-20 11:41 | 0000-00-00 00:00:00
4 | Lutron Electronics | NT-SSSS-FB-LA | 4460-11151 | 4460 | 11151 | Lutron Electronics | VWP-2NFB-WH.jpg | 27557042741 | NOVA T 4 GANG, (4)SM, FB, LA | Nova T Wallplate Kit, 4-gang, small, small, small, small openings, fins broken, Light Almond |  | 12.2 | 1.4 |  | VWP-2NFB-WH.jpg | http://grandbrass.xologic.com/vendors/4460/large/VWP-2NFB-WH.jpg | [47 empty] | 0 | 0 | 0 | [6 empty] | 0 | 1 | 1 | EA | 1 | Lighting Controls |  |  | Fittings and Hardware |  | Electrical Hardware And Supplies |  | Wallplates | [20 empty] | Switch Plates | [242 empty] | <a href="https://assets.lutron.com/a/documents/030825E.pdf" target="_blank">Installation Instructions</a> | [23 empty] | 10.000 DW |  |  | 6.1000 IN | [89 empty] | 1.000 EA | 1.000 EA | [35 empty] | No | [42 empty] | https://www.lutron.com/TechnicalDocumentLibrary/3682811b_Volume%201%20Addendum-Wallplates.pdf | [7 empty] | Shelf Stock | [39 empty] | 39121704 | [13 empty] | <a href="https://assets.lutron.com/a/documents/369-119_Wallbox_Warranty.pdf" target="_blank">Warranty Information</a> |  |  |  |  | 0.450 L | [14 empty] | 0 | 0 | 0 | 0 | Electrical | 2022-06-20 13:34 | 2024-07-20 11:32 | 0000-00-00 00:00:00 | 2025-11-29 02:00 | 0000-00-00 00:00:00
4 | Lutron Electronics | NT-SS-FB-IV | 4460-11152 | 4460 | 11152 | Lutron Electronics | VWP-2NFB-WH.jpg | 27557681650 | NOVA T 2GNG SM,SM FB IVORY | Nova T Wallplate Kit, 2-gang, small, small openings, fins broken, Ivory |  | 6 | 1.4 |  | VWP-2NFB-WH.jpg | http://grandbrass.xologic.com/vendors/4460/large/VWP-2NFB-WH.jpg | [47 empty] | 0 | 0 | 0 | [6 empty] | 0 | 1 | 1 | EA | 1 | Lighting Controls |  |  | Fittings and Hardware |  | Electrical Hardware And Supplies |  | Wallplates | [20 empty] | Switch Plates | [242 empty] | <a href="https://assets.lutron.com/a/documents/030825E.pdf" target="_blank">Installation Instructions</a> | [23 empty] | 10.000 DW |  |  | 8.9000 IN | [89 empty] | 1.000 EA | 1.000 EA | [35 empty] | No | [42 empty] | https://www.lutron.com/TechnicalDocumentLibrary/3682811b_Volume%201%20Addendum-Wallplates.pdf | [7 empty] | Shelf Stock | [39 empty] | 39121704 | [13 empty] | <a href="https://assets.lutron.com/a/documents/369-119_Wallbox_Warranty.pdf" target="_blank">Warranty Information</a> |  |  |  |  | 0.250 L | [14 empty] | 0 | 0 | 0 | 0 | Electrical | 2022-06-20 13:34 | 2024-07-20 11:32 | 0000-00-00 00:00:00 | 2025-11-29 02:00 | 0000-00-00 00:00:00 | [6 empty] | Ivory
4 | Lutron Electronics | NT-AA-FB-WH | 4460-11153 | 4460 | 11153 | Lutron Electronics | VWP-2NFB-WH.jpg | 27557719797 | NOVA T 2GNG NTGRX-4S-NTGRX-4S | Nova T Wallplate Kit, 2-gang, small, small openings, fins broken, White |  | 8.9 | 1.4 |  | VWP-2NFB-WH.jpg | http://grandbrass.xologic.com/vendors/4460/large/VWP-2NFB-WH.jpg | [47 empty] | 0 | 0 | 0 | [6 empty] | 0 | 1 | 1 | EA | 1 | Lighting Controls |  |  | Fittings and Hardware |  | Electrical Hardware And Supplies |  | Wallplates | [20 empty] | Switch Plates | [242 empty] | <a href="https://assets.lutron.com/a/documents/030825E.pdf" target="_blank">Installation Instructions</a> | [23 empty] | 10.000 DW |  |  | 6.1000 IN | [89 empty] | 1.000 EA | 1.000 EA | [35 empty] | No | [42 empty] | https://www.lutron.com/TechnicalDocumentLibrary/3682811b_Volume%201%20Addendum-Wallplates.pdf | [7 empty] | Shelf Stock | [39 empty] | 39121704 | [13 empty] | <a href="https://assets.lutron.com/a/documents/369-119_Wallbox_Warranty.pdf" target="_blank">Warranty Information</a> |  |  |  |  | 0.300 L | [14 empty] | 0 | 0 | 0 | 0 | Electrical | 2022-06-20 13:34 | 2024-07-20 11:32 | 0000-00-00 00:00:00 | 2025-11-29 02:00 | 0000-00-00 00:00:00 | [6 empty] | White
4 | Lutron Electronics | NT-AAA-FB-WH | 4460-11154 | 4460 | 11154 | Lutron Electronics | VWP-2NFB-WH.jpg | 27557719834 | NOVA T 3GNG NTGRX-4S,NTGRX-4S, | Nova T Wallplate Kit, 3-gang, small, small, small openings, fins broken, White |  | 8.9 | 1.4 |  | VWP-2NFB-WH.jpg | http://grandbrass.xologic.com/vendors/4460/large/VWP-2NFB-WH.jpg | [47 empty] | 0 | 0 | 0 | [6 empty] | 0 | 1 | 1 | EA | 1 | Lighting Controls |  |  | Fittings and Hardware |  | Electrical Hardware And Supplies |  | Wallplates | [20 empty] | Switch Plates | [242 empty] | <a href="https://assets.lutron.com/a/documents/030825E.pdf" target="_blank">Installation Instructions</a> | [23 empty] | 5.000 DW |  |  | 6.1000 IN | [89 empty] | 1.000 EA | 1.000 EA | [35 empty] | No | [42 empty] | https://www.lutron.com/TechnicalDocumentLibrary/3682811b_Volume%201%20Addendum-Wallplates.pdf | [7 empty] | Shelf Stock | [39 empty] | 39121704 | [13 empty] | <a href="https://assets.lutron.com/a/documents/369-119_Wallbox_Warranty.pdf" target="_blank">Warranty Information</a> |  |  |  |  | 0.300 L | [14 empty] | 0 | 0 | 0 | 0 | Electrical | 2022-06-20 13:34 | 2024-07-20 11:32 | 0000-00-00 00:00:00 | 2025-11-29 02:00 | 0000-00-00 00:00:00 | [6 empty] | White
4 | Lutron Electronics | NT-E-NFB-BR | 4460-11155 | 4460 | 11155 | Lutron Electronics | VWP-2NFB-WH.jpg | 27557721738 | NOVA/NOVA T(350-1030) 1GNG SM | Nova T single-gang wallplate, small blank insert, opening, no fins broken, brown |  | 8.9 | 1.4 |  | VWP-2NFB-WH.jpg | http://grandbrass.xologic.com/vendors/4460/large/VWP-2NFB-WH.jpg | [47 empty] | 0 | 0 | 0 | [6 empty] | 0 | 1 | 1 | EA | 1 | Lighting Controls |  |  | Fittings and Hardware |  | Electrical Hardware And Supplies |  | Wallplates | [20 empty] | Switch Plates | [242 empty] | <a href="https://assets.lutron.com/a/documents/030825E.pdf" target="_blank">Installation Instructions</a> | [23 empty] | 2.000 DW |  |  | 6.1000 IN | [89 empty] | 1.000 EA | 1.000 EA | [35 empty] | No | [42 empty] | https://www.lutron.com/TechnicalDocumentLibrary/3682811b_Volume%201%20Addendum-Wallplates.pdf | [7 empty] | Shelf Stock | [39 empty] | 39121704 | [13 empty] | <a href="https://assets.lutron.com/a/documents/369-119_Wallbox_Warranty.pdf" target="_blank">Warranty Information</a> |  |  |  |  | 0.400 L | [14 empty] | 0 | 0 | 0 | 0 | Electrical | 2022-06-20 13:34 | 2024-07-20 11:32 | 0000-00-00 00:00:00 | 2025-11-29 02:00 | 0000-00-00 00:00:00 | [6 empty] | Brown
4 | Lutron Electronics | NT-OO-FB-BR | 4460-11156 | 4460 | 11156 | Lutron Electronics | VWP-2NFB-WH.jpg | 27557727914 | NOVA T 2GNG VAREO,VAREO FB BR | Nova T Wallplate Kit, 2-gang, small (Vareo), small (Vareo) openings, fins broken, Brown |  | 6.2 | 1.5 |  | VWP-2NFB-WH.jpg | http://grandbrass.xologic.com/vendors/4460/large/VWP-2NFB-WH.jpg | [47 empty] | 0 | 0 | 0 | [6 empty] | 0 | 1 | 1 | EA | 1 | Lighting Controls |  |  | Fittings and Hardware |  | Electrical Hardware And Supplies |  | Wallplates | [20 empty] | Switch Plates | [242 empty] | <a href="https://assets.lutron.com/a/documents/030825E.pdf" target="_blank">Installation Instructions</a> | [23 empty] | 2.000 DW |  |  | 8.9000 IN | [89 empty] | 1.000 EA | 1.000 EA | [35 empty] | No | [42 empty] | https://www.lutron.com/TechnicalDocumentLibrary/3682811b_Volume%201%20Addendum-Wallplates.pdf | [7 empty] | Shelf Stock | [39 empty] | 39121704 | [13 empty] | <a href="https://assets.lutron.com/a/documents/369-119_Wallbox_Warranty.pdf" target="_blank">Warranty Information</a> |  |  |  |  | 0.350 L | [14 empty] | 0 | 0 | 0 | 0 | Electrical | 2022-06-20 13:34 | 2024-07-20 11:32 | 0000-00-00 00:00:00 | 2025-11-29 02:00 | 0000-00-00 00:00:00 | [6 empty] | Brown
4 | Lutron Electronics | NT-OO-FB-WH | 4460-11157 | 4460 | 11157 | Lutron Electronics | VWP-2NFB-WH.jpg | 27557727952 | NOVA T 2GNG VAREO,VAREO FB | Nova T Wallplate Kit, 2-gang, small (Vareo), small (Vareo) openings, fins broken, White |  | 6.2 | 1.5 |  | VWP-2NFB-WH.jpg | http://grandbrass.xologic.com/vendors/4460/large/VWP-2NFB-WH.jpg | [47 empty] | 0 | 0 | 0 | [6 empty] | 0 | 1 | 1 | EA | 1 | Lighting Controls |  |  | Fittings and Hardware |  | Electrical Hardware And Supplies |  | Wallplates | [20 empty] | Switch Plates | [242 empty] | <a href="https://assets.lutron.com/a/documents/030825E.pdf" target="_blank">Installation Instructions</a> | [23 empty] | 2.000 DW |  |  | 8.9000 IN | [89 empty] | 1.000 EA | 1.000 EA | [35 empty] | No | [42 empty] | https://www.lutron.com/TechnicalDocumentLibrary/3682811b_Volume%201%20Addendum-Wallplates.pdf | [7 empty] | Shelf Stock | [39 empty] | 39121704 | [13 empty] | <a href="https://assets.lutron.com/a/documents/369-119_Wallbox_Warranty.pdf" target="_blank">Warranty Information</a> |  |  |  |  | 0.350 L | [14 empty] | 0 | 0 | 0 | 0 | Electrical | 2022-06-20 13:34 | 2024-07-20 11:32 | 0000-00-00 00:00:00 | 2025-11-29 02:00 | 0000-00-00 00:00:00 | [6 empty] | White
4 | Lutron Electronics | NT-SSSS-NFB-BL | 4460-11158 | 4460 | 11158 | Lutron Electronics | VWP-2NFB-WH.jpg | 27557737630 | 356-077 SM,SM,SM,SM NFB BL | Nova T Wallplate Kit, 4-gang, small, small, small, small openings, no fins broken, Black |  | 6.1 | 1.4 |  | VWP-2NFB-WH.jpg | http://grandbrass.xologic.com/vendors/4460/large/VWP-2NFB-WH.jpg | [47 empty] | 0 | 0 | 0 | [6 empty] | 0 | 1 | 1 | EA | 1 | Lighting Controls |  |  | Fittings and Hardware |  | Electrical Hardware And Supplies |  | Wallplates | [20 empty] | Switch Plates | [242 empty] | <a href="https://assets.lutron.com/a/documents/030825E.pdf" target="_blank">Installation Instructions</a> | [23 empty] | 10.000 DW |  |  | 12.2000 IN | [89 empty] | 1.000 EA | 1.000 EA | [35 empty] | No | [42 empty] | https://www.lutron.com/TechnicalDocumentLibrary/3682811b_Volume%201%20Addendum-Wallplates.pdf | [7 empty] | Shelf Stock | [39 empty] | 39121704 | [13 empty] | <a href="https://assets.lutron.com/a/documents/369-119_Wallbox_Warranty.pdf" target="_blank">Warranty Information</a> |  |  |  |  | 0.600 L | [14 empty] | 0 | 0 | 0 | 0 | Electrical | 2022-06-20 13:35 | 2024-07-20 11:32 | 0000-00-00 00:00:00 | 2025-11-29 02:00 | 0000-00-00 00:00:00 | [6 empty] | Black
0 | Lutron Electronics | FP-WBX2-A | 4460-11159 | 4460 | 11159 | Lutron Electronics | FP-WBX2-A | 27557871624 | . | . |  | 6.1 | 1.5 | [50 empty] | 0 | 0 | 0 | [6 empty] | 0 | 1 | 1 | EA | 1 | [295 empty] | 10.000 DW |  |  | 8.9000 IN | [89 empty] | 1.000 EA | 1.000 EA | [35 empty] | No | [50 empty] | Shelf Stock | [58 empty] | 0.300 L | [14 empty] | 0 | 0 | 0 | 0 |  | 2022-06-20 13:35 | 2024-07-20 11:32 | 0000-00-00 00:00:00 | 2024-07-20 11:32 | 0000-00-00 00:00:00
4 | Lutron Electronics | NT-A-NFB-BB | 4460-11160 | 4460 | 11160 | Lutron Electronics | VWP-2NFB-WH.jpg | 27557719667 | NOVAT 1GNG NTGRX-4S, NFB BB | Nova T single-gang wallplate, small, opening, no fins broken, Bright Brass |  | 6.1 | 9 |  | VWP-2NFB-WH.jpg | http://grandbrass.xologic.com/vendors/4460/large/VWP-2NFB-WH.jpg | [47 empty] | 0 | 0 | 0 | [6 empty] | 0 | 1 | 1 | EA | 1 | Lighting Controls |  |  | Fittings and Hardware |  | Electrical Hardware And Supplies |  | Wallplates | [20 empty] | Switch Plates | [242 empty] | <a href="https://assets.lutron.com/a/documents/030825E.pdf" target="_blank">Installation Instructions</a> | [23 empty] | 2.000 DW |  |  | 1.4000 IN | [89 empty] | 1.000 EA | 1.000 EA | [35 empty] | No | [42 empty] | https://www.lutron.com/TechnicalDocumentLibrary/3682811b_Volume%201%20Addendum-Wallplates.pdf | [7 empty] | Shelf Stock | [39 empty] | 39121704 | [13 empty] | <a href="https://assets.lutron.com/a/documents/369-119_Wallbox_Warranty.pdf" target="_blank">Warranty Information</a> |  |  |  |  | 0.400 L | [14 empty] | 0 | 0 | 0 | 0 | Electrical | 2022-06-20 13:42 | 2024-07-20 11:41 | 0000-00-00 00:00:00 | 2025-11-29 02:00 | 0000-00-00 00:00:00
4 | Lutron Electronics | NT-O-NFB-GR | 4460-11161 | 4460 | 11161 | Lutron Electronics | VWP-2NFB-WH.jpg | 27557726634 | NOVA T VAREO FACEPLATE SM KIT GR | Single-gang Nova T wallplate, small (Vareo), opening, no fins broken, Gray |  | 5 | 0.7 |  | VWP-2NFB-WH.jpg | http://grandbrass.xologic.com/vendors/4460/large/VWP-2NFB-WH.jpg | [47 empty] | 0 | 0 | 0 | [6 empty] | 0 | 1 | 1 | EA | 1 | Lighting Controls |  |  | Fittings and Hardware |  | Electrical Hardware And Supplies |  | Wallplates | [20 empty] | Switch Plates | [242 empty] | <a href="https://assets.lutron.com/a/documents/030825E.pdf" target="_blank">Installation Instructions</a> | [23 empty] | 2.000 DW |  |  | 3.5000 IN | [89 empty] | 1.000 EA | 1.000 EA | [35 empty] | No | [42 empty] | https://www.lutron.com/TechnicalDocumentLibrary/3682811b_Volume%201%20Addendum-Wallplates.pdf | [7 empty] | Shelf Stock | [39 empty] | 39121704 | [13 empty] | <a href="https://assets.lutron.com/a/documents/369-119_Wallbox_Warranty.pdf" target="_blank">Warranty Information</a> |  |  |  |  | 0.100 L | [14 empty] | 0 | 0 | 0 | 0 | Electrical | 2022-06-20 13:42 | 2024-07-20 11:41 | 0000-00-00 00:00:00 | 2025-11-29 02:00 | 0000-00-00 00:00:00 | [6 empty] | Gray
4 | Lutron Electronics | NT-SSS-FB-BB | 4460-11162 | 4460 | 11162 | Lutron Electronics | VWP-2NFB-WH.jpg | 27557736947 | NOVA T 3GNG SM,SM,SM, FB | Nova T Wallplate Kit, 3-gang, small, small, small openings, fins broken, Bright Brass |  | 6.2 | 1.4 |  | VWP-2NFB-WH.jpg | http://grandbrass.xologic.com/vendors/4460/large/VWP-2NFB-WH.jpg | [47 empty] | 0 | 0 | 0 | [6 empty] | 0 | 1 | 1 | EA | 1 | Lighting Controls |  |  | Fittings and Hardware |  | Electrical Hardware And Supplies |  | Wallplates | [20 empty] | Switch Plates | [242 empty] | <a href="https://assets.lutron.com/a/documents/030825E.pdf" target="_blank">Installation Instructions</a> | [23 empty] | 10.000 DW |  |  | 9.0000 IN | [89 empty] | 1.000 EA | 1.000 EA | [35 empty] | No | [42 empty] | https://www.lutron.com/TechnicalDocumentLibrary/3682811b_Volume%201%20Addendum-Wallplates.pdf | [7 empty] | Shelf Stock | [39 empty] | 39121704 | [13 empty] | <a href="https://assets.lutron.com/a/documents/369-119_Wallbox_Warranty.pdf" target="_blank">Warranty Information</a> |  |  |  |  | 0.850 L | [14 empty] | 0 | 0 | 0 | 0 | Electrical | 2022-06-20 13:42 | 2024-07-20 11:41 | 0000-00-00 00:00:00 | 2025-11-29 02:00 | 0000-00-00 00:00:00
4 | Lutron Electronics | NT-SSSS-FB-BL | 4460-11163 | 4460 | 11163 | Lutron Electronics | VWP-2NFB-WH.jpg | 27557737555 | 356-053 SM,SM,SM,SM FB BL | Nova T Wallplate Kit, 4-gang, small, small, small, small openings, fins broken, Black |  | 12.2 | 1.4 |  | VWP-2NFB-WH.jpg | http://grandbrass.xologic.com/vendors/4460/large/VWP-2NFB-WH.jpg | [47 empty] | 0 | 0 | 0 | [6 empty] | 0 | 1 | 1 | EA | 1 | Lighting Controls |  |  | Fittings and Hardware |  | Electrical Hardware And Supplies |  | Wallplates | [20 empty] | Switch Plates | [242 empty] | <a href="https://assets.lutron.com/a/documents/030825E.pdf" target="_blank">Installation Instructions</a> | [23 empty] | 10.000 DW |  |  | 6.1000 IN | [89 empty] | 1.000 EA | 1.000 EA | [35 empty] | No | [42 empty] | https://www.lutron.com/TechnicalDocumentLibrary/3682811b_Volume%201%20Addendum-Wallplates.pdf | [7 empty] | Shelf Stock | [39 empty] | 39121704 | [13 empty] | <a href="https://assets.lutron.com/a/documents/369-119_Wallbox_Warranty.pdf" target="_blank">Warranty Information</a> |  |  |  |  | 0.450 L | [14 empty] | 0 | 0 | 0 | 0 | Electrical | 2022-06-20 13:42 | 2024-07-20 11:41 | 0000-00-00 00:00:00 | 2025-11-29 02:00 | 0000-00-00 00:00:00 | [6 empty] | Black
4 | Lutron Electronics | NT-R3R3R3-FB-WH | 4460-11164 | 4460 | 11164 | Lutron Electronics | VWP-2NFB-WH.jpg | 27557802062 | NOVA T 3 GNG,(3) R-OPEN, FB,WH | Nova T Wallplate Kit, 3-gang, small, small, small openings, fins broken, white |  | 8.9 | 1.4 |  | VWP-2NFB-WH.jpg | http://grandbrass.xologic.com/vendors/4460/large/VWP-2NFB-WH.jpg | [47 empty] | 0 | 0 | 0 | [6 empty] | 0 | 1 | 1 | EA | 1 | Lighting Controls |  |  | Fittings and Hardware |  | Electrical Hardware And Supplies |  | Wallplates | [20 empty] | Switch Plates | [242 empty] | <a href="https://assets.lutron.com/a/documents/030825E.pdf" target="_blank">Installation Instructions</a> | [23 empty] | 10.000 DW |  |  | 6.1000 IN | [89 empty] | 1.000 EA | 1.000 EA | [35 empty] | No | [42 empty] | https://www.lutron.com/TechnicalDocumentLibrary/3682811b_Volume%201%20Addendum-Wallplates.pdf | [7 empty] | Shelf Stock | [39 empty] | 39121704 | [13 empty] | <a href="https://assets.lutron.com/a/documents/369-119_Wallbox_Warranty.pdf" target="_blank">Warranty Information</a> |  |  |  |  | 0.300 L | [14 empty] | 0 | 0 | 0 | 0 | Electrical | 2022-06-20 13:42 | 2024-07-20 11:41 | 0000-00-00 00:00:00 | 2025-11-29 02:00 | 0000-00-00 00:00:00 | [6 empty] | White
0 | Lutron Electronics | FP-WBX2-MLMT | 4460-11165 | 4460 | 11165 | Lutron Electronics | FP-WBX2-MLMT | 27557817950 | .. | .. |  | 6.1 | 1.5 | [50 empty] | 0 | 0 | 0 | [6 empty] | 0 | 1 | 1 | EA | 1 | [295 empty] | 20.000 DW |  |  | 8.9000 IN | [89 empty] | 1.000 EA | 1.000 EA | [35 empty] | No | [50 empty] | Shelf Stock | [58 empty] | 0.300 L | [14 empty] | 0 | 0 | 0 | 0 |  | 2022-06-20 13:42 | 2024-07-20 11:37 | 0000-00-00 00:00:00 | 2024-07-20 11:37 | 0000-00-00 00:00:00
0 | Lutron Electronics | FP-WBX3-MLMT2 | 4460-11166 | 4460 | 11166 | Lutron Electronics | FP-WBX3-MLMT2 | 27557827959 | . | . |  | 6.1 | 1.5 | [50 empty] | 0 | 0 | 0 | [6 empty] | 0 | 1 | 1 | EA | 1 | [295 empty] | 10.000 DW |  |  | 8.9000 IN | [89 empty] | 1.000 EA | 1.000 EA | [35 empty] | No | [50 empty] | Shelf Stock | [58 empty] | 0.600 L | [14 empty] | 0 | 0 | 0 | 0 |  | 2022-06-20 13:42 | 2024-07-20 11:41 | 0000-00-00 00:00:00 | 2024-07-20 11:41 | 0000-00-00 00:00:00
0 | Lutron Electronics | FP-WBX1-MLMT | 4460-11167 | 4460 | 11167 | Lutron Electronics | FP-WBX1-MLMT | 27557965064 | .. | .. |  | 6.1 | 1.4 | [50 empty] | 0 | 0 | 0 | [6 empty] | 0 | 1 | 1 | EA | 1 | [295 empty] | 20.000 DW |  |  | 9.0000 IN | [89 empty] | 1.000 EA | 1.000 EA | [35 empty] | No | [50 empty] | Shelf Stock | [58 empty] | 0.200 L | [14 empty] | 0 | 0 | 0 | 0 |  | 2022-06-20 13:42 | 2024-07-20 11:40 | 0000-00-00 00:00:00 | 2024-07-20 11:40 | 0000-00-00 00:00:00
4 | Lutron Electronics | NT-R3-NFB-SN | 4460-11168 | 4460 | 11168 | Lutron Electronics | VWP-2NFB-WH.jpg | 784276074223 | NOVA T 1GNG AIG R OPENING SN | Nova T single-gang wallplate, small opening, no fins broken, in satin nickel |  | 6.2 | 1.5 |  | VWP-2NFB-WH.jpg | http://grandbrass.xologic.com/vendors/4460/large/VWP-2NFB-WH.jpg | [47 empty] | 0 | 0 | 0 | [6 empty] | 0 | 1 | 1 | EA | 1 | Lighting Controls |  |  | Fittings and Hardware |  | Electrical Hardware And Supplies |  | Wallplates | [20 empty] | Switch Plates | [242 empty] | <a href="https://assets.lutron.com/a/documents/030825E.pdf" target="_blank">Installation Instructions</a> | [23 empty] | 10.000 DW |  |  | 8.9000 IN | [89 empty] | 1.000 EA | 1.000 EA | [35 empty] | No | [42 empty] | https://www.lutron.com/TechnicalDocumentLibrary/3682811b_Volume%201%20Addendum-Wallplates.pdf | [7 empty] | Shelf Stock | [39 empty] | 39121704 | [13 empty] | <a href="https://www.lutron.com/TechnicalDocumentLibrary/369-119_Wallbox_Warranty.pdf" target="_blank">Warranty Information</a> |  |  |  |  | 0.400 L | [14 empty] | 0 | 0 | 0 | 0 | Electrical | 2022-06-20 13:42 | 2024-07-20 11:41 | 0000-00-00 00:00:00 | 2025-11-29 02:00 | 0000-00-00 00:00:00
4 | Lutron Electronics | DVSCFSQ-F-EP | 4460-11169 | 4460 | 11169 | Lutron Electronics | Ecom_DVSCFSQ-F-EP_NoWallPlate.jpeg | 784276300674 | DIVA 1.5A FAN 3WY 3SP EP | Lutron Diva 3-Speed 1.5A Fan Control, Single-Pole/3-Way, Espresso |  | 2.3 | 4.5 |  | Ecom_DVSCFSQ-F-EP_NoWallPlate.jpeg | http://grandbrass.xologic.com/vendors/4460/large/Ecom_DVSCFSQ-F-EP_NoWallPlate.jpeg | [47 empty] | 0 | 0 | 0 | [6 empty] | 0 | 1 | 1 | EA | 1 | Fan Accessories |  |  | Control And Automation |  | Switches |  | Speed Switch | [20 empty] | Fan Wall Mount Controls | [242 empty] | <a href="https://www.lutron.com/TechnicalDocumentLibrary/0301990.pdf" target="_blank">Installation Instructions</a> | [23 empty] | 2.000 DW |  |  | 2.3000 IN | [89 empty] | 1.000 EA | 1.000 EA | [35 empty] | No | [42 empty] | https://www.lutron.com/TechnicalDocumentLibrary/3691042_FRE.pdf | [7 empty] | Shelf Stock | [39 empty] | 39122240 | [13 empty] | <a href="https://www.lutron.com/TechnicalDocumentLibrary/369-119_Wallbox_Warranty.pdf" target="_blank">Warranty Information</a> |  |  |  |  | 0.270 L | [14 empty] | 0 | 0 | 0 | 0 | Electrical | 2022-08-20 12:22 | 2024-07-20 11:41 | 0000-00-00 00:00:00 | 2025-11-29 02:00 | 0000-00-00 00:00:00
4 | Lutron Electronics | DVSCFSQ-F-TF | 4460-11170 | 4460 | 11170 | Lutron Electronics | Ecom_DVSCFSQ-F-TF_NoWallPlate.jpeg | 784276300681 | DIVA 1.5A FAN 3WY 3SP TF | Lutron Diva 3-Speed 1.5A Fan Control, Single-Pole/3-Way, Truffle |  | 1 | 1 |  | Ecom_DVSCFSQ-F-TF_NoWallPlate.jpeg | http://grandbrass.xologic.com/vendors/4460/large/Ecom_DVSCFSQ-F-TF_NoWallPlate.jpeg | [47 empty] | 0 | 0 | 0 | [6 empty] | 0 | 1 | 1 | EA | 1 | Fan Accessories |  |  | Control And Automation |  | Switches |  | Speed Switch | [20 empty] | Fan Wall Mount Controls | [242 empty] | <a href="https://www.lutron.com/TechnicalDocumentLibrary/0301990.pdf" target="_blank">Installation Instructions</a> | [23 empty] | 2.000 DW |  |  | 1.0000 IN | [89 empty] | 1.000 EA | 1.000 EA | [35 empty] | No | [42 empty] | https://www.lutron.com/TechnicalDocumentLibrary/3691042_FRE.pdf | [7 empty] | Shelf Stock | [39 empty] | 39122240 | [13 empty] | <a href="https://www.lutron.com/TechnicalDocumentLibrary/369-119_Wallbox_Warranty.pdf" target="_blank">Warranty Information</a> |  |  |  |  | 1.000 L | [14 empty] | 0 | 0 | 0 | 0 | Electrical | 2022-08-20 12:22 | 2024-07-20 11:33 | 0000-00-00 00:00:00 | 2025-11-29 02:00 | 0000-00-00 00:00:00
1 | Lutron Electronics | DVSCFSQ-LF-CS | 4460-11171 | 4460 | 11171 | Lutron Electronics | Ecom_DVSCFSQ-LF-CS_NoWallPlate.jpeg | 784276300780 | DIVA 3-SPEED LIGHT/FAN SW SATIN COLOR CS | Lutron Diva 3-Speed Fan Control and Light Switch, Single-Pole/3-Way, 1.5A Fan/1A LED, Cobblestone |  | 1 | 1 |  | Ecom_DVSCFSQ-LF-CS_NoWallPlate.jpeg | http://grandbrass.xologic.com/vendors/4460/large/Ecom_DVSCFSQ-LF-CS_NoWallPlate.jpeg | [47 empty] | 0 | 0 | 0 | [6 empty] | 0 | 1 | 1 | EA | 1 | Lighting Controls | [27 empty] | Lightswitches | [242 empty] | <a href="https://www.lutron.com/TechnicalDocumentLibrary/0301990.pdf" target="_blank">Installation Instructions</a> | [23 empty] | 2.000 DW |  |  | 1.0000 IN | [89 empty] | 1.000 EA | 1.000 EA | [35 empty] | No | [42 empty] | https://www.lutron.com/TechnicalDocumentLibrary/3691042.pdf | [7 empty] | Shelf Stock | [39 empty] | 39122232 | [6 empty] | <a href="https://lutron.widen.net/content/gvlovxb4mx/mp4/Diva-Fan-Light-Stop-Motion-Install_without-CTA_Retail.mp4" target="_blank">Product Video Clip</a> | [6 empty] | <a href="https://www.lutron.com/TechnicalDocumentLibrary/369-119_Wallbox_Warranty.pdf" target="_blank">Warranty Information</a> |  |  |  |  | 1.000 L | [14 empty] | 0 | 0 | 0 | 0 | Lighting Fixtures | 2022-08-20 12:22 | 2024-07-20 11:41 | 0000-00-00 00:00:00 | 2024-07-20 11:41 | 0000-00-00 00:00:00
4 | Lutron Electronics | DVSCFSQ-F-SL | 4460-11172 | 4460 | 11172 | Lutron Electronics | Ecom_DVSCFSQ-F-SL_NoWallPlate.jpeg | 784276300636 | DIVA 1.5A FAN 3WY 3SP SL | Lutron Diva 3-Speed 1.5A Fan Control, Single-Pole/3-Way, Slate |  | 1 | 1 |  | Ecom_DVSCFSQ-F-SL_NoWallPlate.jpeg | http://grandbrass.xologic.com/vendors/4460/large/Ecom_DVSCFSQ-F-SL_NoWallPlate.jpeg | [47 empty] | 0 | 0 | 0 | [6 empty] | 0 | 1 | 1 | EA | 1 | Fan Accessories |  |  | Control And Automation |  | Switches |  | Speed Switch | [20 empty] | Fan Wall Mount Controls | [242 empty] | <a href="https://www.lutron.com/TechnicalDocumentLibrary/0301990.pdf" target="_blank">Installation Instructions</a> | [23 empty] | 2.000 DW |  |  | 1.0000 IN | [89 empty] | 1.000 EA | 1.000 EA | [35 empty] | No | [42 empty] | https://www.lutron.com/TechnicalDocumentLibrary/3691042_FRE.pdf | [7 empty] | Shelf Stock | [39 empty] | 39122240 | [13 empty] | <a href="https://www.lutron.com/TechnicalDocumentLibrary/369-119_Wallbox_Warranty.pdf" target="_blank">Warranty Information</a> |  |  |  |  | 1.000 L | [14 empty] | 0 | 0 | 0 | 0 | Electrical | 2022-08-20 12:24 | 2024-07-20 11:39 | 0000-00-00 00:00:00 | 2025-11-29 02:00 | 0000-00-00 00:00:00
1 | Lutron Electronics | DVSCFSQ-LF-RW | 4460-11173 | 4460 | 11173 | Lutron Electronics | Ecom_DVSCFSQ-LF-RW_NoWallPlate.jpeg | 784276300742 | DIVA 3-SPEED LIGHT/FAN SW SATIN COLOR RW | Lutron Diva 3-Speed Fan Control and Light Switch, Single-Pole/3-Way, 1.5A Fan/1A LED, Architectural White |  | 1 | 1 |  | Ecom_DVSCFSQ-LF-RW_NoWallPlate.jpeg | http://grandbrass.xologic.com/vendors/4460/large/Ecom_DVSCFSQ-LF-RW_NoWallPlate.jpeg | [47 empty] | 0 | 0 | 0 | [6 empty] | 0 | 1 | 1 | EA | 1 | Lighting Controls | [27 empty] | Lightswitches | [242 empty] | <a href="https://www.lutron.com/TechnicalDocumentLibrary/0301990.pdf" target="_blank">Installation Instructions</a> | [23 empty] | 2.000 DW |  |  | 1.0000 IN | [89 empty] | 1.000 EA | 1.000 EA | [35 empty] | No | [42 empty] | https://www.lutron.com/TechnicalDocumentLibrary/3691042.pdf | [7 empty] | Shelf Stock | [39 empty] | 39122232 | [6 empty] | <a href="https://lutron.widen.net/content/gvlovxb4mx/mp4/Diva-Fan-Light-Stop-Motion-Install_without-CTA_Retail.mp4" target="_blank">Product Video Clip</a> | [6 empty] | <a href="https://www.lutron.com/TechnicalDocumentLibrary/369-119_Wallbox_Warranty.pdf" target="_blank">Warranty Information</a> |  |  |  |  | 1.000 L | [14 empty] | 0 | 0 | 0 | 0 | Lighting Fixtures | 2022-08-20 12:24 | 2024-07-20 11:39 | 0000-00-00 00:00:00 | 2024-07-20 11:39 | 0000-00-00 00:00:00
1 | Lutron Electronics | DVSCFSQ-LF-SL | 4460-11174 | 4460 | 11174 | Lutron Electronics | Ecom_DVSCFSQ-LF-SL_NoWallPlate.jpeg | 784276300797 | DIVA 3-SPEED LIGHT/FAN SW SATIN COLOR SL | Lutron Diva 3-Speed Fan Control and Light Switch, Single-Pole/3-Way, 1.5A Fan/1A LED, Slate |  | 1 | 1 |  | Ecom_DVSCFSQ-LF-SL_NoWallPlate.jpeg | http://grandbrass.xologic.com/vendors/4460/large/Ecom_DVSCFSQ-LF-SL_NoWallPlate.jpeg | [47 empty] | 0 | 0 | 0 | [6 empty] | 0 | 1 | 1 | EA | 1 | Lighting Controls | [27 empty] | Lightswitches | [242 empty] | <a href="https://www.lutron.com/TechnicalDocumentLibrary/0301990.pdf" target="_blank">Installation Instructions</a> | [23 empty] | 2.000 DW |  |  | 1.0000 IN | [89 empty] | 1.000 EA | 1.000 EA | [35 empty] | No | [42 empty] | https://www.lutron.com/TechnicalDocumentLibrary/3691042.pdf | [7 empty] | Shelf Stock | [39 empty] | 39122232 | [6 empty] | <a href="https://lutron.widen.net/content/gvlovxb4mx/mp4/Diva-Fan-Light-Stop-Motion-Install_without-CTA_Retail.mp4" target="_blank">Product Video Clip</a> | [6 empty] | <a href="https://www.lutron.com/TechnicalDocumentLibrary/369-119_Wallbox_Warranty.pdf" target="_blank">Warranty Information</a> |  |  |  |  | 1.000 L | [14 empty] | 0 | 0 | 0 | 0 | Lighting Fixtures | 2022-08-20 12:24 | 2024-07-20 11:41 | 0000-00-00 00:00:00 | 2024-07-20 11:41 | 0000-00-00 00:00:00
1 | Lutron Electronics | DVSCFSQ-LF-SR | 4460-11175 | 4460 | 11175 | Lutron Electronics | Ecom_DVSCFSQ-LF-SR_NoWallPlate.jpeg | 784276300872 | DIVA 3-SPEED LIGHT/FAN SW SATIN COLOR SR | Lutron Diva 3-Speed Fan Control and Light Switch, Single-Pole/3-Way, 1.5A Fan/1A LED, Signal Red |  | 1 | 1 |  | Ecom_DVSCFSQ-LF-SR_NoWallPlate.jpeg | http://grandbrass.xologic.com/vendors/4460/large/Ecom_DVSCFSQ-LF-SR_NoWallPlate.jpeg | [47 empty] | 0 | 0 | 0 | [6 empty] | 0 | 1 | 1 | EA | 1 | Lighting Controls | [27 empty] | Lightswitches | [242 empty] | <a href="https://www.lutron.com/TechnicalDocumentLibrary/0301990.pdf" target="_blank">Installation Instructions</a> | [23 empty] | 2.000 DW |  |  | 1.0000 IN | [89 empty] | 1.000 EA | 1.000 EA | [35 empty] | No | [42 empty] | https://www.lutron.com/TechnicalDocumentLibrary/3691042.pdf | [7 empty] | Shelf Stock | [39 empty] | 39122232 | [6 empty] | <a href="https://lutron.widen.net/content/gvlovxb4mx/mp4/Diva-Fan-Light-Stop-Motion-Install_without-CTA_Retail.mp4" target="_blank">Product Video Clip</a> | [6 empty] | <a href="https://www.lutron.com/TechnicalDocumentLibrary/369-119_Wallbox_Warranty.pdf" target="_blank">Warranty Information</a> |  |  |  |  | 1.000 L | [14 empty] | 0 | 0 | 0 | 0 | Lighting Fixtures | 2022-08-20 12:25 | 2024-07-20 11:39 | 0000-00-00 00:00:00 | 2024-07-20 11:39 | 0000-00-00 00:00:00
1 | Lutron Electronics | PJ2-3BRL-GIV-S10 | 4460-11176 | 4460 | 11176 | Lutron Electronics | PJ2-3BRL-GIV-S10.jpeg | 784276272599 | PICO RF 434 W LED 3BRL IVORY | Lutron 3-Button with Raise/Lower and Preset, Pico Smart Remote, with Tilt Blind Icons - Ivory |  | 0.5 | 5.75 |  | PJ2-3BRL-GIV-S10.jpeg | http://grandbrass.xologic.com/vendors/4460/large/PJ2-3BRL-GIV-S10.jpeg | [47 empty] | 0 | 0 | 0 | [6 empty] | 0 | 1 | 1 | EA | 1 | Lighting Controls | [27 empty] | Other Lighting Controls | [242 empty] | <a href="https://assets.lutron.com/a/documents/040429.pdf" target="_blank">Installation Instructions</a> | [23 empty] | 10.000 DW |  |  | 3.8800 IN | [89 empty] | 1.000 EA | 1.000 EA | [35 empty] | No | [42 empty] | https://www.lutron.com/TechnicalDocumentLibrary/369612.pdf | [7 empty] | Shelf Stock | [39 empty] | 52161525 | [6 empty] | <a href="https://lutron.widen.net/content/fomoe9knmc/mp4/Ecom_PicoBenefits_video.mp4" target="_blank">Product Video Clip</a> | [6 empty] | <a href="https://www.lutron.com/TechnicalDocumentLibrary/369-119_Wallbox_Warranty.pdf" target="_blank">Warranty Information</a> |  |  |  |  | 0.050 L | [14 empty] | 0 | 0 | 0 | 0 | Lighting Fixtures | 2022-08-20 12:25 | 2024-07-20 11:39 | 0000-00-00 00:00:00 | 2024-07-20 11:39 | 0000-00-00 00:00:00
1 | Lutron Electronics | PJ2-3BRL-TMN-S10 | 4460-11177 | 4460 | 11177 | Lutron Electronics | pj2-3brl-tmn-s10.jpg | 784276272636 | PICO RF 434 W LED 3BRL BLACK SATIN | Lutron 3-Button with Raise/Lower and Preset, Pico Smart Remote, with Tilt Blind Icons - Midnight |  | 0.5 | 5.75 |  | pj2-3brl-tmn-s10.jpg | http://grandbrass.xologic.com/vendors/4460/large/pj2-3brl-tmn-s10.jpg | [47 empty] | 0 | 0 | 0 | [6 empty] | 0 | 1 | 1 | EA | 1 | Lighting Controls | [27 empty] | Other Lighting Controls | [242 empty] | <a href="https://assets.lutron.com/a/documents/040429.pdf" target="_blank">Installation Instructions</a> | [23 empty] | 10.000 DW |  |  | 3.8800 IN | [89 empty] | 1.000 EA | 1.000 EA | [35 empty] | No | [42 empty] | https://www.lutron.com/TechnicalDocumentLibrary/369612.pdf | [7 empty] | Shelf Stock | [39 empty] | 52161525 | [6 empty] | <a href="https://lutron.widen.net/content/fomoe9knmc/mp4/Ecom_PicoBenefits_video.mp4" target="_blank">Product Video Clip</a> | [6 empty] | <a href="https://www.lutron.com/TechnicalDocumentLibrary/369-119_Wallbox_Warranty.pdf" target="_blank">Warranty Information</a> |  |  |  |  | 0.050 L | [14 empty] | 0 | 0 | 0 | 0 | Lighting Fixtures | 2022-08-20 12:25 | 2024-07-20 11:38 | 0000-00-00 00:00:00 | 2024-07-20 11:38 | 0000-00-00 00:00:00
1 | Lutron Electronics | DVRF-BDG-1D | 4460-11178 | 4460 | 11178 | Lutron Electronics | EcomFR_DVRF-BDG-1D_withpackaging.jpeg | 784276813402 | DIVA SMART DMR SWITCH KIT | Trousse de base pour Ã©cl. intell. CasÃ©taÂ : grad. intell. Diva, concentrateur intell. et tÃ©lÃ©c. Pico |  | 7.8 | 6.75 |  | EcomFR_DVRF-BDG-1D_withpackaging.jpeg | http://grandbrass.xologic.com/vendors/4460/large/EcomFR_DVRF-BDG-1D_withpackaging.jpeg | [47 empty] | 0 | 0 | 0 | [6 empty] | 0 | 1 | 1 | EA | 1 | Lighting Controls | [27 empty] | Dimmers | [242 empty] | <a href="https://lutron.widen.net/content/wz7sdoara2/jpeg/Ecom_DVRF-6L-WH_installguide.pdf" target="_blank">Installation Instructions</a> | [23 empty] | 10.000 DW |  |  | 5.3000 IN | [89 empty] | 1.000 EA | 1.000 EA | [35 empty] | No | [42 empty] | https://www.lutron.com/TechnicalDocumentLibrary/369987_ENG.pdf | [7 empty] | Shelf Stock | [39 empty] | 39122206 | [6 empty] | <a href="https://lutron.widen.net/content/zyagciz64p/original/Diva-Smart-Dimmer_EW-Counter-Version-Apple-Devices-4K.mp4" target="_blank">Product Video Clip</a> | [6 empty] | <a href="https://www.lutron.com/TechnicalDocumentLibrary/369-119_Wallbox_Warranty.pdf" target="_blank">Warranty Information</a> |  |  |  |  | 0.900 L | [14 empty] | 0 | 0 | 0 | 0 | Lighting Fixtures | 2022-08-20 12:25 | 2024-07-20 11:41 | 0000-00-00 00:00:00 | 2024-07-20 11:41 | 0000-00-00 00:00:00
4 | Lutron Electronics | DVSCFSQ-F-PB | 4460-11179 | 4460 | 11179 | Lutron Electronics | Ecom_DVSCFSQ-F-PB_NoWallPlate.jpeg | 784276300612 | DIVA 1.5A FAN 3WY 3SP PB | Lutron Diva 3-Speed 1.5A Fan Control, Single-Pole/3-Way, Pebble |  | 1 | 1 |  | Ecom_DVSCFSQ-F-PB_NoWallPlate.jpeg | http://grandbrass.xologic.com/vendors/4460/large/Ecom_DVSCFSQ-F-PB_NoWallPlate.jpeg | [47 empty] | 0 | 0 | 0 | [6 empty] | 0 | 1 | 1 | EA | 1 | Fan Accessories |  |  | Control And Automation |  | Switches |  | Speed Switch | [20 empty] | Fan Wall Mount Controls | [242 empty] | <a href="https://www.lutron.com/TechnicalDocumentLibrary/0301990.pdf" target="_blank">Installation Instructions</a> | [23 empty] | 2.000 DW |  |  | 1.0000 IN | [89 empty] | 1.000 EA | 1.000 EA | [35 empty] | No | [42 empty] | https://www.lutron.com/TechnicalDocumentLibrary/3691042_FRE.pdf | [7 empty] | Shelf Stock | [39 empty] | 39122240 | [13 empty] | <a href="https://www.lutron.com/TechnicalDocumentLibrary/369-119_Wallbox_Warranty.pdf" target="_blank">Warranty Information</a> |  |  |  |  | 1.000 L | [14 empty] | 0 | 0 | 0 | 0 | Electrical | 2022-08-20 12:29 | 2024-07-20 11:32 | 0000-00-00 00:00:00 | 2025-11-29 02:00 | 0000-00-00 00:00:00
1 | Lutron Electronics | DVSCFSQ-LF-SA | 4460-11180 | 4460 | 11180 | Lutron Electronics | Ecom_DVSCFSQ-LF-SA_WithWallPlate.jpeg | 784276300858 | DIVA 3-SPEED LIGHT/FAN SW SATIN COLOR SA | Lutron Diva 3-Speed Fan Control and Light Switch, Single-Pole/3-Way, 1.5A Fan/1A LED, Sage |  | 1 | 1 |  | Ecom_DVSCFSQ-LF-SA_WithWallPlate.jpeg | http://grandbrass.xologic.com/vendors/4460/large/Ecom_DVSCFSQ-LF-SA_WithWallPlate.jpeg | [47 empty] | 0 | 0 | 0 | [6 empty] | 0 | 1 | 1 | EA | 1 | Lighting Controls | [27 empty] | Lightswitches | [242 empty] | <a href="https://www.lutron.com/TechnicalDocumentLibrary/0301990.pdf" target="_blank">Installation Instructions</a> | [23 empty] | 2.000 DW |  |  | 1.0000 IN | [89 empty] | 1.000 EA | 1.000 EA | [35 empty] | No | [42 empty] | https://www.lutron.com/TechnicalDocumentLibrary/3691042.pdf | [7 empty] | Shelf Stock | [39 empty] | 39122232 | [6 empty] | <a href="https://lutron.widen.net/content/gvlovxb4mx/mp4/Diva-Fan-Light-Stop-Motion-Install_without-CTA_Retail.mp4" target="_blank">Product Video Clip</a> | [6 empty] | <a href="https://www.lutron.com/TechnicalDocumentLibrary/369-119_Wallbox_Warranty.pdf" target="_blank">Warranty Information</a> |  |  |  |  | 1.000 L | [14 empty] | 0 | 0 | 0 | 0 | Lighting Fixtures | 2022-08-20 12:29 | 2024-07-20 11:44 | 0000-00-00 00:00:00 | 2024-07-20 11:44 | 0000-00-00 00:00:00
1 | Lutron Electronics | PJ2-3BRL-GLA-S10 | 4460-11181 | 4460 | 11181 | Lutron Electronics | PJ2-3BRL-GLA-S10.jpeg | 784276272575 | PICO RF 434 W LED 3BRL LIGHT ALMOND | Lutron 3-Button with Raise/Lower and Preset, Pico Smart Remote, with Tilt Blind Icons - Light Almond |  | 0.5 | 5.75 |  | PJ2-3BRL-GLA-S10.jpeg | http://grandbrass.xologic.com/vendors/4460/large/PJ2-3BRL-GLA-S10.jpeg | [47 empty] | 0 | 0 | 0 | [6 empty] | 0 | 1 | 1 | EA | 1 | Lighting Controls | [27 empty] | Other Lighting Controls | [242 empty] | <a href="https://assets.lutron.com/a/documents/040429.pdf" target="_blank">Installation Instructions</a> | [23 empty] | 10.000 DW |  |  | 3.8800 IN | [89 empty] | 1.000 EA | 1.000 EA | [35 empty] | No | [42 empty] | https://www.lutron.com/TechnicalDocumentLibrary/369612.pdf | [7 empty] | Shelf Stock | [39 empty] | 52161525 | [6 empty] | <a href="https://lutron.widen.net/content/fomoe9knmc/mp4/Ecom_PicoBenefits_video.mp4" target="_blank">Product Video Clip</a> | [6 empty] | <a href="https://www.lutron.com/TechnicalDocumentLibrary/369-119_Wallbox_Warranty.pdf" target="_blank">Warranty Information</a> |  |  |  |  | 0.050 L | [14 empty] | 0 | 0 | 0 | 0 | Lighting Fixtures | 2022-08-20 12:29 | 2024-07-20 11:34 | 0000-00-00 00:00:00 | 2024-07-20 11:34 | 0000-00-00 00:00:00
1 | Lutron Electronics | DVSCFSQ-LF-LG | 4460-11182 | 4460 | 11182 | Lutron Electronics | Ecom_DVSCFSQ-LF-LG_NoWallPlate.jpeg | 784276300759 | DIVA 3-SPEED LIGHT/FAN SW SATIN COLOR LG | Lutron Diva 3-Speed Fan Control and Light Switch, Single-Pole/3-Way, 1.5A Fan/1A LED, Lunar Gray |  | 1 | 1 |  | Ecom_DVSCFSQ-LF-LG_NoWallPlate.jpeg | http://grandbrass.xologic.com/vendors/4460/large/Ecom_DVSCFSQ-LF-LG_NoWallPlate.jpeg | [47 empty] | 0 | 0 | 0 | [6 empty] | 0 | 1 | 1 | EA | 1 | Lighting Controls | [27 empty] | Lightswitches | [242 empty] | <a href="https://www.lutron.com/TechnicalDocumentLibrary/0301990.pdf" target="_blank">Installation Instructions</a> | [23 empty] | 2.000 DW |  |  | 1.0000 IN | [89 empty] | 1.000 EA | 1.000 EA | [35 empty] | No | [42 empty] | https://www.lutron.com/TechnicalDocumentLibrary/3691042.pdf | [7 empty] | Shelf Stock | [39 empty] | 39122232 | [6 empty] | <a href="https://lutron.widen.net/content/gvlovxb4mx/mp4/Diva-Fan-Light-Stop-Motion-Install_without-CTA_Retail.mp4" target="_blank">Product Video Clip</a> | [6 empty] | <a href="https://www.lutron.com/TechnicalDocumentLibrary/369-119_Wallbox_Warranty.pdf" target="_blank">Warranty Information</a> |  |  |  |  | 1.000 L | [14 empty] | 0 | 0 | 0 | 0 | Lighting Fixtures | 2022-08-20 12:30 | 2024-07-20 11:31 | 0000-00-00 00:00:00 | 2024-07-20 11:31 | 0000-00-00 00:00:00
4 | Lutron Electronics | DVSCFSQ-F-GL | 4460-11183 | 4460 | 11183 | Lutron Electronics | Ecom_DVSCFSQ-F-GL_NoWallPlate.jpeg | 784276300575 | DIVA 1.5A FAN 3WY 3SP GL | Lutron Diva 3-Speed 1.5A Fan Control, Single-Pole/3-Way, Glacier White |  | 1 | 1 |  | Ecom_DVSCFSQ-F-GL_NoWallPlate.jpeg | http://grandbrass.xologic.com/vendors/4460/large/Ecom_DVSCFSQ-F-GL_NoWallPlate.jpeg | [47 empty] | 0 | 0 | 0 | [6 empty] | 0 | 1 | 1 | EA | 1 | Fan Accessories |  |  | Control And Automation |  | Switches |  | Speed Switch | [20 empty] | Fan Wall Mount Controls | [242 empty] | <a href="https://www.lutron.com/TechnicalDocumentLibrary/0301990.pdf" target="_blank">Installation Instructions</a> | [23 empty] | 2.000 DW |  |  | 1.0000 IN | [89 empty] | 1.000 EA | 1.000 EA | [35 empty] | No | [42 empty] | https://www.lutron.com/TechnicalDocumentLibrary/3691042_FRE.pdf | [7 empty] | Shelf Stock | [39 empty] | 39122240 | [13 empty] | <a href="https://www.lutron.com/TechnicalDocumentLibrary/369-119_Wallbox_Warranty.pdf" target="_blank">Warranty Information</a> |  |  |  |  | 1.000 L | [14 empty] | 0 | 0 | 0 | 0 | Electrical | 2022-08-20 12:30 | 2024-07-20 11:36 | 0000-00-00 00:00:00 | 2025-11-29 02:00 | 0000-00-00 00:00:00
1 | Lutron Electronics | DVRF-BDG-1D-C | 4460-11184 | 4460 | 11184 | Lutron Electronics | EcomFR_DVRF-BDG-1D_withpackaging.jpeg | 784276813419 | DIVA SMART DMR SWITCH KIT CSA | Trousse de base pour Ã©cl. intell. CasÃ©taÂ : grad. intell. Diva, concentrateur intell. et tÃ©lÃ©c. Pico |  | 8.2 | 7.7 |  | EcomFR_DVRF-BDG-1D_withpackaging.jpeg | http://grandbrass.xologic.com/vendors/4460/large/EcomFR_DVRF-BDG-1D_withpackaging.jpeg | [47 empty] | 0 | 0 | 0 | [6 empty] | 0 | 1 | 1 | EA | 1 | Lighting Controls | [27 empty] | Dimmers | [242 empty] | <a href="https://lutron.widen.net/content/wz7sdoara2/jpeg/Ecom_DVRF-6L-WH_installguide.pdf" target="_blank">Installation Instructions</a> | [23 empty] | 10.000 DW |  |  | 2.5000 IN | [89 empty] | 1.000 EA | 1.000 EA | [35 empty] | No | [42 empty] | https://assets.lutron.com/a/documents/369987_eng.pdf | [7 empty] | Shelf Stock | [39 empty] | 39122206 | [6 empty] | <a href="https://lutron.widen.net/content/zyagciz64p/original/Diva-Smart-Dimmer_EW-Counter-Version-Apple-Devices-4K.mp4" target="_blank">Product Video Clip</a> | [6 empty] | <a href="https://www.lutron.com/TechnicalDocumentLibrary/369-119_Wallbox_Warranty.pdf" target="_blank">Warranty Information</a> |  |  |  |  | 1.030 L | [14 empty] | 0 | 0 | 0 | 0 | Lighting Fixtures | 2022-08-20 12:31 | 2024-07-20 11:42 | 0000-00-00 00:00:00 | 2024-07-20 11:42 | 0000-00-00 00:00:00
4 | Lutron Electronics | DVSCFSQ-F-SD | 4460-11185 | 4460 | 11185 | Lutron Electronics | Ecom_DVSCFSQ-F-SD_NoWallPlate.jpeg | 784276300643 | DIVA 1.5A FAN 3WY 3SP SD | Lutron Diva 3-Speed 1.5A Fan Control, Single-Pole/3-Way, Sand |  | 1 | 1 |  | Ecom_DVSCFSQ-F-SD_NoWallPlate.jpeg | http://grandbrass.xologic.com/vendors/4460/large/Ecom_DVSCFSQ-F-SD_NoWallPlate.jpeg | [47 empty] | 0 | 0 | 0 | [6 empty] | 0 | 1 | 1 | EA | 1 | Fan Accessories |  |  | Control And Automation |  | Switches |  | Speed Switch | [20 empty] | Fan Wall Mount Controls | [242 empty] | <a href="https://www.lutron.com/TechnicalDocumentLibrary/0301990.pdf" target="_blank">Installation Instructions</a> | [23 empty] | 2.000 DW |  |  | 1.0000 IN | [89 empty] | 1.000 EA | 1.000 EA | [35 empty] | No | [42 empty] | https://www.lutron.com/TechnicalDocumentLibrary/3691042_FRE.pdf | [7 empty] | Shelf Stock | [39 empty] | 39122240 | [13 empty] | <a href="https://www.lutron.com/TechnicalDocumentLibrary/369-119_Wallbox_Warranty.pdf" target="_blank">Warranty Information</a> |  |  |  |  | 1.000 L | [14 empty] | 0 | 0 | 0 | 0 | Electrical | 2022-08-20 12:31 | 2024-07-20 11:41 | 0000-00-00 00:00:00 | 2025-11-29 02:00 | 0000-00-00 00:00:00
4 | Lutron Electronics | DVSCFSQ-F-SR | 4460-11186 | 4460 | 11186 | Lutron Electronics | Ecom_DVSCFSQ-F-SR_NoWallPlate.jpeg | 784276300711 | DIVA 1.5A FAN 3WY 3SP SR | Lutron Diva 3-Speed 1.5A Fan Control, Single-Pole/3-Way, Signal Red |  | 1 | 1 |  | Ecom_DVSCFSQ-F-SR_NoWallPlate.jpeg | http://grandbrass.xologic.com/vendors/4460/large/Ecom_DVSCFSQ-F-SR_NoWallPlate.jpeg | [47 empty] | 0 | 0 | 0 | [6 empty] | 0 | 1 | 1 | EA | 1 | Fan Accessories |  |  | Control And Automation |  | Switches |  | Speed Switch | [20 empty] | Fan Wall Mount Controls | [242 empty] | <a href="https://www.lutron.com/TechnicalDocumentLibrary/0301990.pdf" target="_blank">Installation Instructions</a> | [23 empty] | 2.000 DW |  |  | 1.0000 IN | [89 empty] | 1.000 EA | 1.000 EA | [35 empty] | No | [42 empty] | https://www.lutron.com/TechnicalDocumentLibrary/3691042_FRE.pdf | [7 empty] | Shelf Stock | [39 empty] | 39122240 | [13 empty] | <a href="https://www.lutron.com/TechnicalDocumentLibrary/369-119_Wallbox_Warranty.pdf" target="_blank">Warranty Information</a> |  |  |  |  | 1.000 L | [14 empty] | 0 | 0 | 0 | 0 | Electrical | 2022-08-20 12:31 | 2024-07-20 11:41 | 0000-00-00 00:00:00 | 2025-11-29 02:00 | 0000-00-00 00:00:00
1 | Lutron Electronics | DVSCFSQ-LF-CY | 4460-11187 | 4460 | 11187 | Lutron Electronics | Ecom_DVSCFSQ-LF-CY_NoWallPlate.jpeg | 784276300827 | DIVA 3-SPEED LIGHT/FAN SW SATIN COLOR CY | Lutron Diva 3-Speed Fan Control and Light Switch, Single-Pole/3-Way, 1.5A Fan/1A LED, Clay |  | 1 | 1 |  | Ecom_DVSCFSQ-LF-CY_NoWallPlate.jpeg | http://grandbrass.xologic.com/vendors/4460/large/Ecom_DVSCFSQ-LF-CY_NoWallPlate.jpeg | [47 empty] | 0 | 0 | 0 | [6 empty] | 0 | 1 | 1 | EA | 1 | Lighting Controls | [27 empty] | Lightswitches | [242 empty] | <a href="https://www.lutron.com/TechnicalDocumentLibrary/0301990.pdf" target="_blank">Installation Instructions</a> | [23 empty] | 2.000 DW |  |  | 1.0000 IN | [89 empty] | 1.000 EA | 1.000 EA | [35 empty] | No | [42 empty] | https://www.lutron.com/TechnicalDocumentLibrary/3691042.pdf | [7 empty] | Shelf Stock | [39 empty] | 39122232 | [6 empty] | <a href="https://lutron.widen.net/content/gvlovxb4mx/mp4/Diva-Fan-Light-Stop-Motion-Install_without-CTA_Retail.mp4" target="_blank">Product Video Clip</a> | [6 empty] | <a href="https://www.lutron.com/TechnicalDocumentLibrary/369-119_Wallbox_Warranty.pdf" target="_blank">Warranty Information</a> |  |  |  |  | 1.000 L | [14 empty] | 0 | 0 | 0 | 0 | Lighting Fixtures | 2022-08-20 12:31 | 2024-07-20 11:33 | 0000-00-00 00:00:00 | 2024-07-20 11:33 | 0000-00-00 00:00:00
1 | Lutron Electronics | PJ2-3BRL-TBI-S10 | 4460-11188 | 4460 | 11188 | Lutron Electronics | pj2-3brl-tbi-s10.jpg | 784276272612 | PICO RF 434 W LED 3BRL BISCUIT | Lutron 3-Button with Raise/Lower and Preset, Pico Smart Remote, with Tilt Blind Icons - Biscuit |  | 0.5 | 5.75 |  | pj2-3brl-tbi-s10.jpg | http://grandbrass.xologic.com/vendors/4460/large/pj2-3brl-tbi-s10.jpg | [47 empty] | 0 | 0 | 0 | [6 empty] | 0 | 1 | 1 | EA | 1 | Lighting Controls | [27 empty] | Other Lighting Controls | [242 empty] | <a href="https://assets.lutron.com/a/documents/040429.pdf" target="_blank">Installation Instructions</a> | [23 empty] | 10.000 DW |  |  | 3.8800 IN | [89 empty] | 1.000 EA | 1.000 EA | [35 empty] | No | [42 empty] | https://www.lutron.com/TechnicalDocumentLibrary/369612.pdf | [7 empty] | Shelf Stock | [39 empty] | 52161525 | [6 empty] | <a href="https://lutron.widen.net/content/fomoe9knmc/mp4/Ecom_PicoBenefits_video.mp4" target="_blank">Product Video Clip</a> | [6 empty] | <a href="https://www.lutron.com/TechnicalDocumentLibrary/369-119_Wallbox_Warranty.pdf" target="_blank">Warranty Information</a> |  |  |  |  | 0.050 L | [14 empty] | 0 | 0 | 0 | 0 | Lighting Fixtures | 2022-08-20 12:31 | 2024-07-20 11:40 | 0000-00-00 00:00:00 | 2024-07-20 11:40 | 0000-00-00 00:00:00
1 | Lutron Electronics | DVRF-5NS-WH | 4460-11189 | 4460 | 11189 | Lutron Electronics | Ecom_DVRF-5NS-WH_nowallplate.jpeg?w=1500 | 784276302630 | LUTRON CLARO SMART SWITCH | Lutron Claro Smart Switch for Caseta Smart Lighting |  | 2.3 | 4.5 | [50 empty] | 0 | 0 | 0 | [6 empty] | 0 | 1 | 1 | EA | 1 | Lighting Controls | [27 empty] | Dimmers | [242 empty] | <a href="https://lutron.widen.net/content/in77erizs6/jpeg/Ecom_DVRF-5NS-WH_installguide.pdf" target="_blank">Installation Instructions</a> | [23 empty] | 10.000 DW |  |  | 2.3000 IN | [89 empty] | 1.000 EA | 1.000 EA | [35 empty] | No | [42 empty] | https://www.lutron.com/TechnicalDocumentLibrary/369987_ENG.pdf | [7 empty] | Shelf Stock | [39 empty] | 39122206 | [6 empty] | <a href="https://lutron.widen.net/content/sih82op8ud/mp4/Claro-Smart-Switch_Single-Pole-Installation_FRCAN.mp4" target="_blank">Product Video Clip</a> | [6 empty] | <a href="https://www.lutron.com/TechnicalDocumentLibrary/369-119_Wallbox_Warranty.pdf" target="_blank">Warranty Information</a> |  |  |  |  | 0.280 L | [14 empty] | 0 | 0 | 0 | 0 | Lighting Fixtures | 2022-08-20 12:31 | 2024-07-20 11:40 | 0000-00-00 00:00:00 | 2024-07-20 11:40 | 0000-00-00 00:00:00 | [6 empty] | White
4 | Lutron Electronics | DVSCFSQ-F-CY | 4460-11190 | 4460 | 11190 | Lutron Electronics | Ecom_DVSCFSQ-F-CY_NoWallPlate.jpeg | 784276300667 | DIVA 1.5A FAN 3WY 3SP CY | Lutron Diva 3-Speed 1.5A Fan Control, Single-Pole/3-Way, Clay |  | 1 | 1 |  | Ecom_DVSCFSQ-F-CY_NoWallPlate.jpeg | http://grandbrass.xologic.com/vendors/4460/large/Ecom_DVSCFSQ-F-CY_NoWallPlate.jpeg | [47 empty] | 0 | 0 | 0 | [6 empty] | 0 | 1 | 1 | EA | 1 | Fan Accessories |  |  | Control And Automation |  | Switches |  | Speed Switch | [20 empty] | Fan Wall Mount Controls | [242 empty] | <a href="https://www.lutron.com/TechnicalDocumentLibrary/0301990.pdf" target="_blank">Installation Instructions</a> | [23 empty] | 2.000 DW |  |  | 1.0000 IN | [89 empty] | 1.000 EA | 1.000 EA | [35 empty] | No | [42 empty] | https://www.lutron.com/TechnicalDocumentLibrary/3691042_FRE.pdf | [7 empty] | Shelf Stock | [39 empty] | 39122240 | [13 empty] | <a href="https://www.lutron.com/TechnicalDocumentLibrary/369-119_Wallbox_Warranty.pdf" target="_blank">Warranty Information</a> |  |  |  |  | 1.000 L | [14 empty] | 0 | 0 | 0 | 0 | Electrical | 2022-08-20 12:31 | 2024-07-20 11:38 | 0000-00-00 00:00:00 | 2025-11-29 02:00 | 0000-00-00 00:00:00
1 | Lutron Electronics | DVSCFSQ-LF-GL | 4460-11191 | 4460 | 11191 | Lutron Electronics | Ecom_DVSCFSQ-LF-GL_NoWallPlate.jpeg | 784276300735 | DIVA 3-SPEED LIGHT/FAN SW SATIN COLOR GL | Lutron Diva 3-Speed Fan Control and Light Switch, Single-Pole/3-Way, 1.5A Fan/1A LED, Glacier White |  | 1 | 1 |  | Ecom_DVSCFSQ-LF-GL_NoWallPlate.jpeg | http://grandbrass.xologic.com/vendors/4460/large/Ecom_DVSCFSQ-LF-GL_NoWallPlate.jpeg | [47 empty] | 0 | 0 | 0 | [6 empty] | 0 | 1 | 1 | EA | 1 | Lighting Controls | [27 empty] | Lightswitches | [242 empty] | <a href="https://www.lutron.com/TechnicalDocumentLibrary/0301990.pdf" target="_blank">Installation Instructions</a> | [23 empty] | 2.000 DW |  |  | 1.0000 IN | [89 empty] | 1.000 EA | 1.000 EA | [35 empty] | No | [42 empty] | https://www.lutron.com/TechnicalDocumentLibrary/3691042.pdf | [7 empty] | Shelf Stock | [39 empty] | 39122232 | [6 empty] | <a href="https://lutron.widen.net/content/gvlovxb4mx/mp4/Diva-Fan-Light-Stop-Motion-Install_without-CTA_Retail.mp4" target="_blank">Product Video Clip</a> | [6 empty] | <a href="https://www.lutron.com/TechnicalDocumentLibrary/369-119_Wallbox_Warranty.pdf" target="_blank">Warranty Information</a> |  |  |  |  | 1.000 L | [14 empty] | 0 | 0 | 0 | 0 | Lighting Fixtures | 2022-08-20 12:31 | 2024-07-20 11:34 | 0000-00-00 00:00:00 | 2024-07-20 11:34 | 0000-00-00 00:00:00
1 | Lutron Electronics | DVSCFSQ-LF-SD | 4460-11192 | 4460 | 11192 | Lutron Electronics | Ecom_DVSCFSQ-LF-SD_NoWallPlate.jpeg | 784276300803 | DIVA 3-SPEED LIGHT/FAN SW SATIN COLOR SD | Lutron Diva 3-Speed Fan Control and Light Switch, Single-Pole/3-Way, 1.5A Fan/1A LED, Sand |  | 1 | 1 |  | Ecom_DVSCFSQ-LF-SD_NoWallPlate.jpeg | http://grandbrass.xologic.com/vendors/4460/large/Ecom_DVSCFSQ-LF-SD_NoWallPlate.jpeg | [47 empty] | 0 | 0 | 0 | [6 empty] | 0 | 1 | 1 | EA | 1 | Lighting Controls | [27 empty] | Lightswitches | [242 empty] | <a href="https://www.lutron.com/TechnicalDocumentLibrary/0301990.pdf" target="_blank">Installation Instructions</a> | [23 empty] | 2.000 DW |  |  | 1.0000 IN | [89 empty] | 1.000 EA | 1.000 EA | [35 empty] | No | [42 empty] | https://www.lutron.com/TechnicalDocumentLibrary/3691042.pdf | [7 empty] | Shelf Stock | [39 empty] | 39122232 | [6 empty] | <a href="https://lutron.widen.net/content/gvlovxb4mx/mp4/Diva-Fan-Light-Stop-Motion-Install_without-CTA_Retail.mp4" target="_blank">Product Video Clip</a> | [6 empty] | <a href="https://www.lutron.com/TechnicalDocumentLibrary/369-119_Wallbox_Warranty.pdf" target="_blank">Warranty Information</a> |  |  |  |  | 1.000 L | [14 empty] | 0 | 0 | 0 | 0 | Lighting Fixtures | 2022-08-20 12:31 | 2024-07-20 11:39 | 0000-00-00 00:00:00 | 2024-07-20 11:39 | 0000-00-00 00:00:00
4 | Lutron Electronics | DVSCFSQ-F-MI | 4460-11193 | 4460 | 11193 | Lutron Electronics | Ecom_DVSCFSQ-F-MI_NoWallPlate.jpeg | 784276300605 | DIVA 1.5A FAN 3WY 3SP MI | Lutron Diva 3-Speed 1.5A Fan Control, Single-Pole/3-Way, Mist |  | 1 | 1 |  | Ecom_DVSCFSQ-F-MI_NoWallPlate.jpeg | http://grandbrass.xologic.com/vendors/4460/large/Ecom_DVSCFSQ-F-MI_NoWallPlate.jpeg | [47 empty] | 0 | 0 | 0 | [6 empty] | 0 | 1 | 1 | EA | 1 | Fan Accessories |  |  | Control And Automation |  | Switches |  | Speed Switch | [20 empty] | Fan Wall Mount Controls | [242 empty] | <a href="https://www.lutron.com/TechnicalDocumentLibrary/0301990.pdf" target="_blank">Installation Instructions</a> | [23 empty] | 2.000 DW |  |  | 1.0000 IN | [89 empty] | 1.000 EA | 1.000 EA | [35 empty] | No | [42 empty] | https://www.lutron.com/TechnicalDocumentLibrary/3691042_FRE.pdf | [7 empty] | Shelf Stock | [39 empty] | 39122240 | [13 empty] | <a href="https://www.lutron.com/TechnicalDocumentLibrary/369-119_Wallbox_Warranty.pdf" target="_blank">Warranty Information</a> |  |  |  |  | 1.000 L | [14 empty] | 0 | 0 | 0 | 0 | Electrical | 2022-08-20 12:32 | 2024-07-20 11:40 | 0000-00-00 00:00:00 | 2025-11-29 02:00 | 0000-00-00 00:00:00
4 | Lutron Electronics | DVSCFSQ-F-CS | 4460-11194 | 4460 | 11194 | Lutron Electronics | Ecom_DVSCFSQ-F-CS_NoWallPlate.jpeg | 784276300629 | DIVA 1.5A FAN 3WY 3SP CS | Lutron Diva 3-Speed 1.5A Fan Control, Single-Pole/3-Way, Cobblestone |  | 1 | 1 |  | Ecom_DVSCFSQ-F-CS_NoWallPlate.jpeg | http://grandbrass.xologic.com/vendors/4460/large/Ecom_DVSCFSQ-F-CS_NoWallPlate.jpeg | [47 empty] | 0 | 0 | 0 | [6 empty] | 0 | 1 | 1 | EA | 1 | Fan Accessories |  |  | Control And Automation |  | Switches |  | Speed Switch | [20 empty] | Fan Wall Mount Controls | [242 empty] | <a href="https://www.lutron.com/TechnicalDocumentLibrary/0301990.pdf" target="_blank">Installation Instructions</a> | [23 empty] | 2.000 DW |  |  | 1.0000 IN | [89 empty] | 1.000 EA | 1.000 EA | [35 empty] | No | [42 empty] | https://www.lutron.com/TechnicalDocumentLibrary/3691042_FRE.pdf | [7 empty] | Shelf Stock | [39 empty] | 39122240 | [13 empty] | <a href="https://www.lutron.com/TechnicalDocumentLibrary/369-119_Wallbox_Warranty.pdf" target="_blank">Warranty Information</a> |  |  |  |  | 1.000 L | [14 empty] | 0 | 0 | 0 | 0 | Electrical | 2022-08-20 12:32 | 2024-07-20 11:39 | 0000-00-00 00:00:00 | 2025-11-29 02:00 | 0000-00-00 00:00:00
1 | Lutron Electronics | DVSCFSQ-LF-TF | 4460-11195 | 4460 | 11195 | Lutron Electronics | Ecom_DVSCFSQ-LF-TF_NoWallPlate.jpeg | 784276300841 | DIVA 3-SPEED LIGHT/FAN SW SATIN COLOR TF | Lutron Diva 3-Speed Fan Control and Light Switch, Single-Pole/3-Way, 1.5A Fan/1A LED, Truffle |  | 1 | 1 |  | Ecom_DVSCFSQ-LF-TF_NoWallPlate.jpeg | http://grandbrass.xologic.com/vendors/4460/large/Ecom_DVSCFSQ-LF-TF_NoWallPlate.jpeg | [47 empty] | 0 | 0 | 0 | [6 empty] | 0 | 1 | 1 | EA | 1 | Lighting Controls | [27 empty] | Lightswitches | [242 empty] | <a href="https://www.lutron.com/TechnicalDocumentLibrary/0301990.pdf" target="_blank">Installation Instructions</a> | [23 empty] | 2.000 DW |  |  | 1.0000 IN | [89 empty] | 1.000 EA | 1.000 EA | [35 empty] | No | [42 empty] | https://www.lutron.com/TechnicalDocumentLibrary/3691042.pdf | [7 empty] | Shelf Stock | [39 empty] | 39122232 | [6 empty] | <a href="https://lutron.widen.net/content/gvlovxb4mx/mp4/Diva-Fan-Light-Stop-Motion-Install_without-CTA_Retail.mp4" target="_blank">Product Video Clip</a> | [6 empty] | <a href="https://www.lutron.com/TechnicalDocumentLibrary/369-119_Wallbox_Warranty.pdf" target="_blank">Warranty Information</a> |  |  |  |  | 1.000 L | [14 empty] | 0 | 0 | 0 | 0 | Lighting Fixtures | 2022-08-20 12:32 | 2024-07-20 11:38 | 0000-00-00 00:00:00 | 2024-07-20 11:38 | 0000-00-00 00:00:00
1 | Lutron Electronics | DVSCFSQ-LF-DE | 4460-11196 | 4460 | 11196 | Lutron Electronics | Ecom_DVSCFSQ-LF-DE_NoWallPlate.jpeg | 784276300865 | DIVA 3-SPEED LIGHT/FAN SW SATIN COLOR DE | Lutron Diva 3-Speed Fan Control and Light Switch, Single-Pole/3-Way, 1.5A Fan/1A LED, Deep Sea |  | 1 | 1 |  | Ecom_DVSCFSQ-LF-DE_NoWallPlate.jpeg | http://grandbrass.xologic.com/vendors/4460/large/Ecom_DVSCFSQ-LF-DE_NoWallPlate.jpeg | [47 empty] | 0 | 0 | 0 | [6 empty] | 0 | 1 | 1 | EA | 1 | Lighting Controls | [27 empty] | Lightswitches | [242 empty] | <a href="https://www.lutron.com/TechnicalDocumentLibrary/0301990.pdf" target="_blank">Installation Instructions</a> | [23 empty] | 2.000 DW |  |  | 1.0000 IN | [89 empty] | 1.000 EA | 1.000 EA | [35 empty] | No | [42 empty] | https://www.lutron.com/TechnicalDocumentLibrary/3691042.pdf | [7 empty] | Shelf Stock | [39 empty] | 39122232 | [6 empty] | <a href="https://lutron.widen.net/content/gvlovxb4mx/mp4/Diva-Fan-Light-Stop-Motion-Install_without-CTA_Retail.mp4" target="_blank">Product Video Clip</a> | [6 empty] | <a href="https://www.lutron.com/TechnicalDocumentLibrary/369-119_Wallbox_Warranty.pdf" target="_blank">Warranty Information</a> |  |  |  |  | 1.000 L | [14 empty] | 0 | 0 | 0 | 0 | Lighting Fixtures | 2022-08-20 12:32 | 2024-07-20 11:33 | 0000-00-00 00:00:00 | 2024-07-20 11:33 | 0000-00-00 00:00:00
1 | Lutron Electronics | PJ2-3BRL-GWH-S10 | 4460-11197 | 4460 | 11197 | Lutron Electronics | PJ2-3BRL-GWH-S10.jpeg | 784276272568 | PICO RF 434 W LED 3BRL WHITE | Lutron 3-Button with Raise/Lower and Preset, Pico Smart Remote, with Tilt Blind Icons - White |  | 0.5 | 5.75 |  | PJ2-3BRL-GWH-S10.jpeg | http://grandbrass.xologic.com/vendors/4460/large/PJ2-3BRL-GWH-S10.jpeg | [47 empty] | 0 | 0 | 0 | [6 empty] | 0 | 1 | 1 | EA | 1 | Lighting Controls | [27 empty] | Other Lighting Controls | [242 empty] | <a href="https://assets.lutron.com/a/documents/040429.pdf" target="_blank">Installation Instructions</a> | [23 empty] | 10.000 DW |  |  | 3.8800 IN | [89 empty] | 1.000 EA | 1.000 EA | [35 empty] | No | [42 empty] | https://www.lutron.com/TechnicalDocumentLibrary/369612.pdf | [7 empty] | Shelf Stock | [39 empty] | 52161525 | [6 empty] | <a href="https://lutron.widen.net/content/fomoe9knmc/mp4/Ecom_PicoBenefits_video.mp4" target="_blank">Product Video Clip</a> | [6 empty] | <a href="https://www.lutron.com/TechnicalDocumentLibrary/369-119_Wallbox_Warranty.pdf" target="_blank">Warranty Information</a> |  |  |  |  | 0.050 L | [14 empty] | 0 | 0 | 0 | 0 | Lighting Fixtures | 2022-08-20 12:32 | 2024-07-20 11:37 | 0000-00-00 00:00:00 | 2024-07-20 11:37 | 0000-00-00 00:00:00
1 | Lutron Electronics | PJ2-3BRL-GBL-S10 | 4460-11198 | 4460 | 11198 | Lutron Electronics | PJ2-3BRL-GBL-S10.jpeg | 784276272582 | PICO RF 434 W LED 3BRL BLACK | Lutron 3-Button with Raise/Lower and Preset, Pico Smart Remote, with Tilt Blind Icons - Black |  | 0.5 | 5.75 |  | PJ2-3BRL-GBL-S10.jpeg | http://grandbrass.xologic.com/vendors/4460/large/PJ2-3BRL-GBL-S10.jpeg | [47 empty] | 0 | 0 | 0 | [6 empty] | 0 | 1 | 1 | EA | 1 | Lighting Controls | [27 empty] | Other Lighting Controls | [242 empty] | <a href="https://assets.lutron.com/a/documents/040429.pdf" target="_blank">Installation Instructions</a> | [23 empty] | 10.000 DW |  |  | 3.8800 IN | [89 empty] | 1.000 EA | 1.000 EA | [35 empty] | No | [42 empty] | https://www.lutron.com/TechnicalDocumentLibrary/369612.pdf | [7 empty] | Shelf Stock | [39 empty] | 52161525 | [6 empty] | <a href="https://lutron.widen.net/content/fomoe9knmc/mp4/Ecom_PicoBenefits_video.mp4" target="_blank">Product Video Clip</a> | [6 empty] | <a href="https://www.lutron.com/TechnicalDocumentLibrary/369-119_Wallbox_Warranty.pdf" target="_blank">Warranty Information</a> |  |  |  |  | 0.050 L | [14 empty] | 0 | 0 | 0 | 0 | Lighting Fixtures | 2022-08-20 12:32 | 2024-07-20 11:37 | 0000-00-00 00:00:00 | 2024-07-20 11:37 | 0000-00-00 00:00:00
4 | Lutron Electronics | DVSCFSQ-F-LG | 4460-11199 | 4460 | 11199 | Lutron Electronics | Ecom_DVSCFSQ-F-LG_NoWallPlate.jpeg | 784276300599 | DIVA 1.5A FAN 3WY 3SP LG | Lutron Diva 3-Speed 1.5A Fan Control, Single-Pole/3-Way, Lunar Gray |  | 1 | 1 |  | Ecom_DVSCFSQ-F-LG_NoWallPlate.jpeg | http://grandbrass.xologic.com/vendors/4460/large/Ecom_DVSCFSQ-F-LG_NoWallPlate.jpeg | [47 empty] | 0 | 0 | 0 | [6 empty] | 0 | 1 | 1 | EA | 1 | Fan Accessories |  |  | Control And Automation |  | Switches |  | Speed Switch | [20 empty] | Fan Wall Mount Controls | [242 empty] | <a href="https://www.lutron.com/TechnicalDocumentLibrary/0301990.pdf" target="_blank">Installation Instructions</a> | [23 empty] | 2.000 DW |  |  | 1.0000 IN | [89 empty] | 1.000 EA | 1.000 EA | [35 empty] | No | [42 empty] | https://www.lutron.com/TechnicalDocumentLibrary/3691042_FRE.pdf | [7 empty] | Shelf Stock | [39 empty] | 39122240 | [13 empty] | <a href="https://www.lutron.com/TechnicalDocumentLibrary/369-119_Wallbox_Warranty.pdf" target="_blank">Warranty Information</a> |  |  |  |  | 1.000 L | [14 empty] | 0 | 0 | 0 | 0 | Electrical | 2022-08-20 12:33 | 2024-07-20 11:39 | 0000-00-00 00:00:00 | 2025-11-29 02:00 | 0000-00-00 00:00:00
1 | Lutron Electronics | DVSCFSQ-LF-EP | 4460-11200 | 4460 | 11200 | Lutron Electronics | Ecom_DVSCFSQ-LF-EP_NoWallPlate.jpeg | 784276300834 | DIVA 3-SPEED LIGHT/FAN SW SATIN COLOR EP | Lutron Diva 3-Speed Fan Control and Light Switch, Single-Pole/3-Way, 1.5A Fan/1A LED, Espresso |  | 1 | 1 |  | Ecom_DVSCFSQ-LF-EP_NoWallPlate.jpeg | http://grandbrass.xologic.com/vendors/4460/large/Ecom_DVSCFSQ-LF-EP_NoWallPlate.jpeg | [47 empty] | 0 | 0 | 0 | [6 empty] | 0 | 1 | 1 | EA | 1 | Lighting Controls | [27 empty] | Lightswitches | [242 empty] | <a href="https://www.lutron.com/TechnicalDocumentLibrary/0301990.pdf" target="_blank">Installation Instructions</a> | [23 empty] | 2.000 DW |  |  | 1.0000 IN | [89 empty] | 1.000 EA | 1.000 EA | [35 empty] | No | [42 empty] | https://www.lutron.com/TechnicalDocumentLibrary/3691042.pdf | [7 empty] | Shelf Stock | [39 empty] | 39122232 | [6 empty] | <a href="https://lutron.widen.net/content/gvlovxb4mx/mp4/Diva-Fan-Light-Stop-Motion-Install_without-CTA_Retail.mp4" target="_blank">Product Video Clip</a> | [6 empty] | <a href="https://www.lutron.com/TechnicalDocumentLibrary/369-119_Wallbox_Warranty.pdf" target="_blank">Warranty Information</a> |  |  |  |  | 1.000 L | [14 empty] | 0 | 0 | 0 | 0 | Lighting Fixtures | 2022-08-20 12:33 | 2024-07-20 11:38 | 0000-00-00 00:00:00 | 2024-07-20 11:38 | 0000-00-00 00:00:00
4 | Lutron Electronics | DVSCFSQ-F-BW | 4460-11201 | 4460 | 11201 | Lutron Electronics | Ecom_DVSCFSQ-F-BW_NoWallPlate.jpeg | 784276300568 | DIVA 1.5A FAN 3WY 3SP BW | Lutron Diva 3-Speed 1.5A Fan Control, Single-Pole/3-Way, Brilliant White |  | 1 | 1 |  | Ecom_DVSCFSQ-F-BW_NoWallPlate.jpeg | http://grandbrass.xologic.com/vendors/4460/large/Ecom_DVSCFSQ-F-BW_NoWallPlate.jpeg | [47 empty] | 0 | 0 | 0 | [6 empty] | 0 | 1 | 1 | EA | 1 | Fan Accessories |  |  | Control And Automation |  | Switches |  | Speed Switch | [20 empty] | Fan Wall Mount Controls | [242 empty] | <a href="https://www.lutron.com/TechnicalDocumentLibrary/0301990.pdf" target="_blank">Installation Instructions</a> | [23 empty] | 2.000 DW |  |  | 1.0000 IN | [89 empty] | 1.000 EA | 1.000 EA | [35 empty] | No | [42 empty] | https://www.lutron.com/TechnicalDocumentLibrary/3691042_FRE.pdf | [7 empty] | Shelf Stock | [39 empty] | 39122240 | [13 empty] | <a href="https://www.lutron.com/TechnicalDocumentLibrary/369-119_Wallbox_Warranty.pdf" target="_blank">Warranty Information</a> |  |  |  |  | 1.000 L | [14 empty] | 0 | 0 | 0 | 0 | Electrical | 2022-08-20 12:33 | 2024-07-20 11:34 | 0000-00-00 00:00:00 | 2025-11-29 02:00 | 0000-00-00 00:00:00
4 | Lutron Electronics | DVSCFSQ-F-RW | 4460-11202 | 4460 | 11202 | Lutron Electronics | Ecom_DVSCFSQ-F-RW_NoWallPlate.jpeg | 784276300582 | DIVA 1.5A FAN 3WY 3SP RW | Lutron Diva 3-Speed 1.5A Fan Control, Single-Pole/3-Way, Architectural White |  | 1 | 1 |  | Ecom_DVSCFSQ-F-RW_NoWallPlate.jpeg | http://grandbrass.xologic.com/vendors/4460/large/Ecom_DVSCFSQ-F-RW_NoWallPlate.jpeg | [47 empty] | 0 | 0 | 0 | [6 empty] | 0 | 1 | 1 | EA | 1 | Fan Accessories |  |  | Control And Automation |  | Switches |  | Speed Switch | [20 empty] | Fan Wall Mount Controls | [242 empty] | <a href="https://www.lutron.com/TechnicalDocumentLibrary/0301990.pdf" target="_blank">Installation Instructions</a> | [23 empty] | 2.000 DW |  |  | 1.0000 IN | [89 empty] | 1.000 EA | 1.000 EA | [35 empty] | No | [42 empty] | https://www.lutron.com/TechnicalDocumentLibrary/3691042_FRE.pdf | [7 empty] | Shelf Stock | [39 empty] | 39122240 | [13 empty] | <a href="https://www.lutron.com/TechnicalDocumentLibrary/369-119_Wallbox_Warranty.pdf" target="_blank">Warranty Information</a> |  |  |  |  | 1.000 L | [14 empty] | 0 | 0 | 0 | 0 | Electrical | 2022-08-20 12:33 | 2024-07-20 11:31 | 0000-00-00 00:00:00 | 2025-11-29 02:00 | 0000-00-00 00:00:00
4 | Lutron Electronics | DVSCFSQ-F-PM | 4460-11203 | 4460 | 11203 | Lutron Electronics | Ecom_DVSCFSQ-F-PM_NoWallPlate.jpeg | 784276300650 | DIVA 1.5A FAN 3WY 3SP PM | Lutron Diva 3-Speed 1.5A Fan Control, Single-Pole/3-Way, Pumice |  | 1 | 1 |  | Ecom_DVSCFSQ-F-PM_NoWallPlate.jpeg | http://grandbrass.xologic.com/vendors/4460/large/Ecom_DVSCFSQ-F-PM_NoWallPlate.jpeg | [47 empty] | 0 | 0 | 0 | [6 empty] | 0 | 1 | 1 | EA | 1 | Fan Accessories |  |  | Control And Automation |  | Switches |  | Speed Switch | [20 empty] | Fan Wall Mount Controls | [242 empty] | <a href="https://www.lutron.com/TechnicalDocumentLibrary/0301990.pdf" target="_blank">Installation Instructions</a> | [23 empty] | 2.000 DW |  |  | 1.0000 IN | [89 empty] | 1.000 EA | 1.000 EA | [35 empty] | No | [42 empty] | https://www.lutron.com/TechnicalDocumentLibrary/3691042_FRE.pdf | [7 empty] | Shelf Stock | [39 empty] | 39122240 | [13 empty] | <a href="https://www.lutron.com/TechnicalDocumentLibrary/369-119_Wallbox_Warranty.pdf" target="_blank">Warranty Information</a> |  |  |  |  | 1.000 L | [14 empty] | 0 | 0 | 0 | 0 | Electrical | 2022-08-20 12:33 | 2024-07-20 11:36 | 0000-00-00 00:00:00 | 2025-11-29 02:00 | 0000-00-00 00:00:00
1 | Lutron Electronics | DVSCFSQ-LF-BW | 4460-11204 | 4460 | 11204 | Lutron Electronics | Ecom_DVSCFSQ-LF-BW_NoWallPlate.jpeg | 784276300728 | DIVA 3-SPEED LIGHT/FAN SW SATIN COLOR BW | Lutron Diva 3-Speed Fan Control and Light Switch, Single-Pole/3-Way, 1.5A Fan/1A LED, Brilliant White |  | 1 | 1 |  | Ecom_DVSCFSQ-LF-BW_NoWallPlate.jpeg | http://grandbrass.xologic.com/vendors/4460/large/Ecom_DVSCFSQ-LF-BW_NoWallPlate.jpeg | [47 empty] | 0 | 0 | 0 | [6 empty] | 0 | 1 | 1 | EA | 1 | Lighting Controls | [27 empty] | Lightswitches | [242 empty] | <a href="https://www.lutron.com/TechnicalDocumentLibrary/0301990.pdf" target="_blank">Installation Instructions</a> | [23 empty] | 2.000 DW |  |  | 1.0000 IN | [89 empty] | 1.000 EA | 1.000 EA | [35 empty] | No | [42 empty] | https://www.lutron.com/TechnicalDocumentLibrary/3691042.pdf | [7 empty] | Shelf Stock | [39 empty] | 39122232 | [6 empty] | <a href="https://lutron.widen.net/content/gvlovxb4mx/mp4/Diva-Fan-Light-Stop-Motion-Install_without-CTA_Retail.mp4" target="_blank">Product Video Clip</a> | [6 empty] | <a href="https://www.lutron.com/TechnicalDocumentLibrary/369-119_Wallbox_Warranty.pdf" target="_blank">Warranty Information</a> |  |  |  |  | 1.000 L | [14 empty] | 0 | 0 | 0 | 0 | Lighting Fixtures | 2022-08-20 12:33 | 2024-07-20 11:39 | 0000-00-00 00:00:00 | 2024-07-20 11:39 | 0000-00-00 00:00:00
1 | Lutron Electronics | DVSCFSQ-LF-PM | 4460-11205 | 4460 | 11205 | Lutron Electronics | Ecom_DVSCFSQ-LF-PM_NoWallPlate.jpeg | 784276300810 | DIVA 3-SPEED LIGHT/FAN SW SATIN COLOR PM | Lutron Diva 3-Speed Fan Control and Light Switch, Single-Pole/3-Way, 1.5A Fan/1A LED, Pumice |  | 1 | 1 |  | Ecom_DVSCFSQ-LF-PM_NoWallPlate.jpeg | http://grandbrass.xologic.com/vendors/4460/large/Ecom_DVSCFSQ-LF-PM_NoWallPlate.jpeg | [47 empty] | 0 | 0 | 0 | [6 empty] | 0 | 1 | 1 | EA | 1 | Lighting Controls | [27 empty] | Lightswitches | [242 empty] | <a href="https://www.lutron.com/TechnicalDocumentLibrary/0301990.pdf" target="_blank">Installation Instructions</a> | [23 empty] | 2.000 DW |  |  | 1.0000 IN | [89 empty] | 1.000 EA | 1.000 EA | [35 empty] | No | [42 empty] | https://www.lutron.com/TechnicalDocumentLibrary/3691042.pdf | [7 empty] | Shelf Stock | [39 empty] | 39122232 | [6 empty] | <a href="https://lutron.widen.net/content/gvlovxb4mx/mp4/Diva-Fan-Light-Stop-Motion-Install_without-CTA_Retail.mp4" target="_blank">Product Video Clip</a> | [6 empty] | <a href="https://www.lutron.com/TechnicalDocumentLibrary/369-119_Wallbox_Warranty.pdf" target="_blank">Warranty Information</a> |  |  |  |  | 1.000 L | [14 empty] | 0 | 0 | 0 | 0 | Lighting Fixtures | 2022-08-20 12:33 | 2024-07-20 11:33 | 0000-00-00 00:00:00 | 2024-07-20 11:33 | 0000-00-00 00:00:00
4 | Lutron Electronics | DVSCFSQ-F-SA | 4460-11206 | 4460 | 11206 | Lutron Electronics | Ecom_DVSCFSQ-F-SA_NoWallPlate.jpeg | 784276300698 | DIVA 1.5A FAN 3WY 3SP SA | Lutron Diva 3-Speed 1.5A Fan Control, Single-Pole/3-Way, Sage |  | 1 | 1 |  | Ecom_DVSCFSQ-F-SA_NoWallPlate.jpeg | http://grandbrass.xologic.com/vendors/4460/large/Ecom_DVSCFSQ-F-SA_NoWallPlate.jpeg | [47 empty] | 0 | 0 | 0 | [6 empty] | 0 | 1 | 1 | EA | 1 | Fan Accessories |  |  | Control And Automation |  | Switches |  | Speed Switch | [20 empty] | Fan Wall Mount Controls | [242 empty] | <a href="https://www.lutron.com/TechnicalDocumentLibrary/0301990.pdf" target="_blank">Installation Instructions</a> | [23 empty] | 2.000 DW |  |  | 1.0000 IN | [89 empty] | 1.000 EA | 1.000 EA | [35 empty] | No | [42 empty] | https://www.lutron.com/TechnicalDocumentLibrary/3691042_FRE.pdf | [7 empty] | Shelf Stock | [39 empty] | 39122240 | [13 empty] | <a href="https://www.lutron.com/TechnicalDocumentLibrary/369-119_Wallbox_Warranty.pdf" target="_blank">Warranty Information</a> |  |  |  |  | 1.000 L | [14 empty] | 0 | 0 | 0 | 0 | Electrical | 2022-08-20 12:33 | 2024-07-20 11:40 | 0000-00-00 00:00:00 | 2025-11-29 02:00 | 0000-00-00 00:00:00
4 | Lutron Electronics | DVSCFSQ-F-DE | 4460-11207 | 4460 | 11207 | Lutron Electronics | Ecom_DVSCFSQ-F-DE_NoWallPlate.jpeg | 784276300704 | DIVA 1.5A FAN 3WY 3SP DE | Lutron Diva 3-Speed 1.5A Fan Control, Single-Pole/3-Way, Deep Sea |  | 1 | 1 |  | Ecom_DVSCFSQ-F-DE_NoWallPlate.jpeg | http://grandbrass.xologic.com/vendors/4460/large/Ecom_DVSCFSQ-F-DE_NoWallPlate.jpeg | [47 empty] | 0 | 0 | 0 | [6 empty] | 0 | 1 | 1 | EA | 1 | Fan Accessories |  |  | Control And Automation |  | Switches |  | Speed Switch | [20 empty] | Fan Wall Mount Controls | [242 empty] | <a href="https://www.lutron.com/TechnicalDocumentLibrary/0301990.pdf" target="_blank">Installation Instructions</a> | [23 empty] | 2.000 DW |  |  | 1.0000 IN | [89 empty] | 1.000 EA | 1.000 EA | [35 empty] | No | [42 empty] | https://www.lutron.com/TechnicalDocumentLibrary/3691042_FRE.pdf | [7 empty] | Shelf Stock | [39 empty] | 39122240 | [13 empty] | <a href="https://www.lutron.com/TechnicalDocumentLibrary/369-119_Wallbox_Warranty.pdf" target="_blank">Warranty Information</a> |  |  |  |  | 1.000 L | [14 empty] | 0 | 0 | 0 | 0 | Electrical | 2022-08-20 12:33 | 2024-07-20 11:39 | 0000-00-00 00:00:00 | 2025-11-29 02:00 | 0000-00-00 00:00:00
1 | Lutron Electronics | DVSCFSQ-LF-MI | 4460-11208 | 4460 | 11208 | Lutron Electronics | Ecom_DVSCFSQ-LF-MI_WithWallPlate.jpeg | 784276300766 | DIVA 3-SPEED LIGHT/FAN SW SATIN COLOR MI | Lutron Diva 3-Speed Fan Control and Light Switch, Single-Pole/3-Way, 1.5A Fan/1A LED, Mist |  | 1 | 1 |  | Ecom_DVSCFSQ-LF-MI_WithWallPlate.jpeg | http://grandbrass.xologic.com/vendors/4460/large/Ecom_DVSCFSQ-LF-MI_WithWallPlate.jpeg | [47 empty] | 0 | 0 | 0 | [6 empty] | 0 | 1 | 1 | EA | 1 | Lighting Controls | [27 empty] | Lightswitches | [242 empty] | <a href="https://www.lutron.com/TechnicalDocumentLibrary/0301990.pdf" target="_blank">Installation Instructions</a> | [23 empty] | 2.000 DW |  |  | 1.0000 IN | [89 empty] | 1.000 EA | 1.000 EA | [35 empty] | No | [42 empty] | https://www.lutron.com/TechnicalDocumentLibrary/3691042.pdf | [7 empty] | Shelf Stock | [39 empty] | 39122232 | [6 empty] | <a href="https://lutron.widen.net/content/gvlovxb4mx/mp4/Diva-Fan-Light-Stop-Motion-Install_without-CTA_Retail.mp4" target="_blank">Product Video Clip</a> | [6 empty] | <a href="https://www.lutron.com/TechnicalDocumentLibrary/369-119_Wallbox_Warranty.pdf" target="_blank">Warranty Information</a> |  |  |  |  | 1.000 L | [14 empty] | 0 | 0 | 0 | 0 | Lighting Fixtures | 2022-08-20 12:33 | 2024-07-20 11:39 | 0000-00-00 00:00:00 | 2024-07-20 11:39 | 0000-00-00 00:00:00
1 | Lutron Electronics | DVSCFSQ-LF-PB | 4460-11209 | 4460 | 11209 | Lutron Electronics | Ecom_DVSCFSQ-LF-PB_NoWallPlate.jpeg | 784276300773 | DIVA 3-SPEED LIGHT/FAN SW SATIN COLOR PB | Lutron Diva 3-Speed Fan Control and Light Switch, Single-Pole/3-Way, 1.5A Fan/1A LED, Pebble |  | 1 | 1 |  | Ecom_DVSCFSQ-LF-PB_NoWallPlate.jpeg | http://grandbrass.xologic.com/vendors/4460/large/Ecom_DVSCFSQ-LF-PB_NoWallPlate.jpeg | [47 empty] | 0 | 0 | 0 | [6 empty] | 0 | 1 | 1 | EA | 1 | Lighting Controls | [27 empty] | Lightswitches | [242 empty] | <a href="https://www.lutron.com/TechnicalDocumentLibrary/0301990.pdf" target="_blank">Installation Instructions</a> | [23 empty] | 2.000 DW |  |  | 1.0000 IN | [89 empty] | 1.000 EA | 1.000 EA | [35 empty] | No | [42 empty] | https://www.lutron.com/TechnicalDocumentLibrary/3691042.pdf | [7 empty] | Shelf Stock | [39 empty] | 39122232 | [6 empty] | <a href="https://lutron.widen.net/content/gvlovxb4mx/mp4/Diva-Fan-Light-Stop-Motion-Install_without-CTA_Retail.mp4" target="_blank">Product Video Clip</a> | [6 empty] | <a href="https://www.lutron.com/TechnicalDocumentLibrary/369-119_Wallbox_Warranty.pdf" target="_blank">Warranty Information</a> |  |  |  |  | 1.000 L | [14 empty] | 0 | 0 | 0 | 0 | Lighting Fixtures | 2022-08-20 12:34 | 2024-07-20 11:33 | 0000-00-00 00:00:00 | 2024-07-20 11:33 | 0000-00-00 00:00:00
1 | Lutron Electronics | MQSE-2S1-D | 4460-11210 | 4460 | 11210 | Lutron Electronics | MQSE-2S1-D.jpeg | 784276109000 | HOSP-2Z 1A/ZONE | Hospitality Switching Power Module, 2 Switched Outputs, 1A per Output, Din Rail Mounted |  | 10.13 | 2.88 |  | MQSE-2S1-D.jpeg | http://grandbrass.xologic.com/vendors/4460/large/MQSE-2S1-D.jpeg | [47 empty] | 0 | 0 | 0 | [6 empty] | 0 | 1 | 1 | EA | 1 | Specialty Items | [27 empty] | Lighting Accessories | [242 empty] | <a href="https://assets.lutron.com/a/documents/032523.pdf" target="_blank">Installation Instructions</a> | [23 empty] | 40.000 DW |  |  | 5.5000 IN | [89 empty] | 1.000 EA | 1.000 EA | [35 empty] | No | [42 empty] | https://assets.lutron.com/a/documents/369841.pdf | [7 empty] | Shelf Stock | [39 empty] | 39122221 | [13 empty] | <a href="https://assets.lutron.com/a/documents/3601201A_Commercial_Limited_Warranty.pdf" target="_blank">Warranty Information</a> |  |  |  |  | 1.250 L | [14 empty] | 0 | 0 | 0 | 0 | Lighting Fixtures | 2022-08-20 12:34 | 2024-07-20 11:36 | 0000-00-00 00:00:00 | 2024-07-20 11:36 | 0000-00-00 00:00:00
1 | Lutron Electronics | PJ2-3BRL-GWG-S10 | 4460-11211 | 4460 | 11211 | Lutron Electronics | PJ2-3BRL-GWG-S10.jpeg | 784276272605 | PICO RF 434 W LED 3BRL WHITE/GRAY | Lutron 3-Button with Raise/Lower and Preset, Pico Smart Remote, with Tilt Blind Icons - White/Gray |  | 0.5 | 5.75 |  | PJ2-3BRL-GWG-S10.jpeg | http://grandbrass.xologic.com/vendors/4460/large/PJ2-3BRL-GWG-S10.jpeg | [47 empty] | 0 | 0 | 0 | [6 empty] | 0 | 1 | 1 | EA | 1 | Lighting Controls | [27 empty] | Other Lighting Controls | [242 empty] | <a href="https://assets.lutron.com/a/documents/040429.pdf" target="_blank">Installation Instructions</a> | [23 empty] | 10.000 DW |  |  | 3.8800 IN | [89 empty] | 1.000 EA | 1.000 EA | [35 empty] | No | [42 empty] | https://www.lutron.com/TechnicalDocumentLibrary/369612.pdf | [7 empty] | Shelf Stock | [39 empty] | 52161525 | [6 empty] | <a href="https://lutron.widen.net/content/fomoe9knmc/mp4/Ecom_PicoBenefits_video.mp4" target="_blank">Product Video Clip</a> | [6 empty] | <a href="https://www.lutron.com/TechnicalDocumentLibrary/369-119_Wallbox_Warranty.pdf" target="_blank">Warranty Information</a> |  |  |  |  | 0.050 L | [14 empty] | 0 | 0 | 0 | 0 | Lighting Fixtures | 2022-08-20 12:34 | 2024-07-20 11:32 | 0000-00-00 00:00:00 | 2024-07-20 11:32 | 0000-00-00 00:00:00
1 | Lutron Electronics | PJ2-3BRL-TSW-S10 | 4460-11212 | 4460 | 11212 | Lutron Electronics | pj2-3brl-tsw-s10.jpg | 784276272629 | PICO RF 434 W LED 3BRL WHITE SATIN | Lutron 3-Button with Raise/Lower and Preset, Pico Smart Remote, with Tilt Blind Icons - Snow |  | 0.5 | 5.75 |  | pj2-3brl-tsw-s10.jpg | http://grandbrass.xologic.com/vendors/4460/large/pj2-3brl-tsw-s10.jpg | [47 empty] | 0 | 0 | 0 | [6 empty] | 0 | 1 | 1 | EA | 1 | Lighting Controls | [27 empty] | Other Lighting Controls | [242 empty] | <a href="https://assets.lutron.com/a/documents/040429.pdf" target="_blank">Installation Instructions</a> | [23 empty] | 10.000 DW |  |  | 3.8800 IN | [89 empty] | 1.000 EA | 1.000 EA | [35 empty] | No | [42 empty] | https://www.lutron.com/TechnicalDocumentLibrary/369612.pdf | [7 empty] | Shelf Stock | [39 empty] | 52161525 | [6 empty] | <a href="https://lutron.widen.net/content/fomoe9knmc/mp4/Ecom_PicoBenefits_video.mp4" target="_blank">Product Video Clip</a> | [6 empty] | <a href="https://www.lutron.com/TechnicalDocumentLibrary/369-119_Wallbox_Warranty.pdf" target="_blank">Warranty Information</a> |  |  |  |  | 0.050 L | [14 empty] | 0 | 0 | 0 | 0 | Lighting Fixtures | 2022-08-20 12:34 | 2024-07-20 11:32 | 0000-00-00 00:00:00 | 2024-07-20 11:32 | 0000-00-00 00:00:00
1 | Lutron Electronics | DVRF-6L-WH | 4460-11213 | 4460 | 11213 | Lutron Electronics | dvrf-6l-wh.jpg | 784276302692 | LUTRON DIVA SMART DIMMER SWITCH | Lutron Diva Smart Dimmer Switch for Caseta Smart Lighting |  | 3.37 | 4.5 |  | dvrf-6l-wh.jpg | http://grandbrass.xologic.com/vendors/4460/large/dvrf-6l-wh.jpg | [47 empty] | 0 | 0 | 0 | [6 empty] | 0 | 1 | 1 | EA | 1 | Lighting Controls | [27 empty] | Dimmers | [242 empty] | <a href="https://lutron.widen.net/content/wz7sdoara2/jpeg/Ecom_DVRF-6L-WH_installguide.pdf" target="_blank">Installation Instructions</a> | [23 empty] | 10.000 DW |  |  | 2.2000 IN | [89 empty] | 1.000 EA | 1.000 EA | [35 empty] | No | [42 empty] | https://www.lutron.com/TechnicalDocumentLibrary/369987_ENG.pdf | [7 empty] | Shelf Stock | [39 empty] | 39122206 | [6 empty] | <a href="https://lutron.widen.net/content/zyagciz64p/original/Diva-Smart-Dimmer_EW-Counter-Version-Apple-Devices-4K.mp4" target="_blank">Product Video Clip</a> | [6 empty] | <a href="https://www.lutron.com/TechnicalDocumentLibrary/369-119_Wallbox_Warranty.pdf" target="_blank">Warranty Information</a> |  |  |  |  | 0.320 L | [14 empty] | 0 | 0 | 0 | 0 | Lighting Fixtures | 2022-08-20 12:34 | 2024-07-20 11:34 | 0000-00-00 00:00:00 | 2024-07-20 11:34 | 0000-00-00 00:00:00 | [6 empty] | White
1 | Lutron Electronics | MA-T51MNH-WH-C | 4460-11214 | 4460 | 11214 | Lutron Electronics | Ecom_MA-T51MN-WH_nowallplate.jpeg?w=1500 | 784276811835 | MAESTRO LED TIMER CLAMSHELL CSA | Maestro Countdown Timer, Multi-location/single-pole, neutral required, 120V/600W/VA (5A) in white, clamshell packaging for Canada |  | 4.1 | 2.5 | [50 empty] | 0 | 0 | 0 | [6 empty] | 0 | 1 | 1 | EA | 1 | Lighting Controls | [27 empty] | Lightswitches | [242 empty] | <a href="https://assets.lutron.com/a/documents/03092903B.pdf" target="_blank">Installation Instructions</a> | [23 empty] | 2.000 DW |  |  | 6.1000 IN | [89 empty] | 1.000 EA | 1.000 EA | [35 empty] | No | [42 empty] | https://www.lutron.com/TechnicalDocumentLibrary/3691243_SPA.pdf | [7 empty] | Shelf Stock | [39 empty] | 39122208 | [13 empty] | <a href="https://assets.lutron.com/a/documents/369-119_Wallbox_Warranty.pdf" target="_blank">Warranty Information</a> |  |  |  |  | 0.280 L | [14 empty] | 0 | 0 | 0 | 0 | Lighting Fixtures | 2022-09-20 12:17 | 2024-07-20 11:39 | 0000-00-00 00:00:00 | 2024-07-20 11:39 | 0000-00-00 00:00:00 | [6 empty] | White
1 | Lutron Electronics | RRST-HN2B-LA | 4460-11215 | 4460 | 11215 | Lutron Electronics | RRST-HN2B-LA.jpg | 784276304146 | RA3 ST HYBRID KEYPAD 2B LA | Lutron RadioRA 3 Sunnata RF Hybrid 2-Button Keypad - Light Almond |  | 2.25 | 4.5 |  | RRST-HN2B-LA.jpg | http://grandbrass.xologic.com/vendors/4460/large/RRST-HN2B-LA.jpg | [47 empty] | 0 | 0 | 0 | [6 empty] | 0 | 1 | 1 | EA | 1 | Lighting Controls | [27 empty] | Other Lighting Controls | [242 empty] | <a href="https://assets.lutron.com/a/documents/sunnata-rf-hybrid-keypad-installation-guide.pdf" target="_blank">Installation Instructions</a> | [23 empty] | 35.000 DW |  |  | 2.2500 IN | [89 empty] | 1.000 EA | 1.000 EA | [35 empty] | No | [42 empty] | https://assets.lutron.com/a/documents/3691235_ENG.pdf | [7 empty] | Shelf Stock | [39 empty] | 52161525 | [6 empty] | <a href="https://lutron.widen.net/content/4y4cm6o0wa/mp4/RadioRA-3-Processor-Video.mp4?w=2048" target="_blank">Product Video Clip</a> | [6 empty] | <a href="https://assets.lutron.com/a/documents/043561.pdf" target="_blank">Warranty Information</a> |  |  |  |  | 0.270 L | [14 empty] | 0 | 0 | 0 | 0 | Lighting Fixtures | 2022-10-20 11:39 | 2024-07-20 11:39 | 0000-00-00 00:00:00 | 2024-07-20 11:39 | 0000-00-00 00:00:00
1 | Lutron Electronics | RRST-HN2B-BL | 4460-11216 | 4460 | 11216 | Lutron Electronics | RRST-HN2B-BL.jpg | 784276304160 | RA3 ST HYBRID KEYPAD 2B BL | Lutron RadioRA 3 Sunnata RF Hybrid 2-Button Keypad - Black |  | 2.25 | 4.5 |  | RRST-HN2B-BL.jpg | http://grandbrass.xologic.com/vendors/4460/large/RRST-HN2B-BL.jpg | [47 empty] | 0 | 0 | 0 | [6 empty] | 0 | 1 | 1 | EA | 1 | Lighting Controls | [27 empty] | Other Lighting Controls | [242 empty] | <a href="https://assets.lutron.com/a/documents/sunnata-rf-hybrid-keypad-installation-guide.pdf" target="_blank">Installation Instructions</a> | [23 empty] | 35.000 DW |  |  | 2.2500 IN | [89 empty] | 1.000 EA | 1.000 EA | [35 empty] | No | [42 empty] | https://assets.lutron.com/a/documents/3691235_ENG.pdf | [7 empty] | Shelf Stock | [39 empty] | 52161525 | [6 empty] | <a href="https://lutron.widen.net/content/4y4cm6o0wa/mp4/RadioRA-3-Processor-Video.mp4?w=2048" target="_blank">Product Video Clip</a> | [6 empty] | <a href="https://assets.lutron.com/a/documents/043561.pdf" target="_blank">Warranty Information</a> |  |  |  |  | 0.270 L | [14 empty] | 0 | 0 | 0 | 0 | Lighting Fixtures | 2022-10-20 11:40 | 2024-07-20 11:38 | 0000-00-00 00:00:00 | 2024-07-20 11:38 | 0000-00-00 00:00:00 | [6 empty] | Black
1 | Lutron Electronics | RRST-HN2B-SA | 4460-11217 | 4460 | 11217 | Lutron Electronics | rrst-hn2b-sa.jpg | 784276304313 | RA3 ST HYBRID KEYPAD 2B SA | Lutron RadioRA 3 Sunnata RF Hybrid 2-Button Keypad - Sage |  | 2.25 | 4.5 |  | rrst-hn2b-sa.jpg | http://grandbrass.xologic.com/vendors/4460/large/rrst-hn2b-sa.jpg | [47 empty] | 0 | 0 | 0 | [6 empty] | 0 | 1 | 1 | EA | 1 | Lighting Controls | [27 empty] | Other Lighting Controls | [242 empty] | <a href="https://assets.lutron.com/a/documents/sunnata-rf-hybrid-keypad-installation-guide.pdf" target="_blank">Installation Instructions</a> | [23 empty] | 35.000 DW |  |  | 2.2500 IN | [89 empty] | 1.000 EA | 1.000 EA | [35 empty] | No | [42 empty] | https://assets.lutron.com/a/documents/3691235_ENG.pdf | [7 empty] | Shelf Stock | [39 empty] | 52161525 | [6 empty] | <a href="https://lutron.widen.net/content/4y4cm6o0wa/mp4/RadioRA-3-Processor-Video.mp4?w=2048" target="_blank">Product Video Clip</a> | [6 empty] | <a href="https://assets.lutron.com/a/documents/043561.pdf" target="_blank">Warranty Information</a> |  |  |  |  | 0.270 L | [14 empty] | 0 | 0 | 0 | 0 | Lighting Fixtures | 2022-10-20 11:40 | 2024-07-20 11:38 | 0000-00-00 00:00:00 | 2024-07-20 11:38 | 0000-00-00 00:00:00
1 | Lutron Electronics | RRST-HN3RL-PB | 4460-11218 | 4460 | 11218 | Lutron Electronics | rrst-hn3rl-pb.jpg | 784276304528 | RA3 ST HYBRID KEYPAD 3RL PB | Lutron RadioRA 3 Sunnata RF Hybrid 3-Button Keypad with Raise/Lower - Pebble |  | 2.25 | 4.5 |  | rrst-hn3rl-pb.jpg | http://grandbrass.xologic.com/vendors/4460/large/rrst-hn3rl-pb.jpg | [47 empty] | 0 | 0 | 0 | [6 empty] | 0 | 1 | 1 | EA | 1 | Lighting Controls | [27 empty] | Other Lighting Controls | [242 empty] | <a href="https://assets.lutron.com/a/documents/sunnata-rf-hybrid-keypad-installation-guide.pdf" target="_blank">Installation Instructions</a> | [23 empty] | 35.000 DW |  |  | 2.2500 IN | [89 empty] | 1.000 EA | 1.000 EA | [35 empty] | No | [42 empty] | https://assets.lutron.com/a/documents/3691235_ENG.pdf | [7 empty] | Shelf Stock | [39 empty] | 52161525 | [6 empty] | <a href="https://lutron.widen.net/content/4y4cm6o0wa/mp4/RadioRA-3-Processor-Video.mp4?w=2048" target="_blank">Product Video Clip</a> | [6 empty] | <a href="https://assets.lutron.com/a/documents/043561.pdf" target="_blank">Warranty Information</a> |  |  |  |  | 0.270 L | [14 empty] | 0 | 0 | 0 | 0 | Lighting Fixtures | 2022-10-20 11:40 | 2024-07-20 11:40 | 0000-00-00 00:00:00 | 2024-07-20 11:40 | 0000-00-00 00:00:00
1 | Lutron Electronics | RRST-HN4B-CS | 4460-11219 | 4460 | 11219 | Lutron Electronics | rrst-hn4b-cs.jpg | 784276304696 | RA3 ST HYBRID KEYPAD 4B CS | Lutron RadioRA 3 Sunnata RF Hybrid 4-Button Keypad - Cobble Stone |  | 2.25 | 4.5 |  | rrst-hn4b-cs.jpg | http://grandbrass.xologic.com/vendors/4460/large/rrst-hn4b-cs.jpg | [47 empty] | 0 | 0 | 0 | [6 empty] | 0 | 1 | 1 | EA | 1 | Lighting Controls | [27 empty] | Other Lighting Controls | [242 empty] | <a href="https://assets.lutron.com/a/documents/sunnata-rf-hybrid-keypad-installation-guide.pdf" target="_blank">Installation Instructions</a> | [23 empty] | 35.000 DW |  |  | 2.2500 IN | [89 empty] | 1.000 EA | 1.000 EA | [35 empty] | No | [42 empty] | https://assets.lutron.com/a/documents/3691235_ENG.pdf | [7 empty] | Shelf Stock | [39 empty] | 52161525 | [6 empty] | <a href="https://lutron.widen.net/content/4y4cm6o0wa/mp4/RadioRA-3-Processor-Video.mp4?w=2048" target="_blank">Product Video Clip</a> | [6 empty] | <a href="https://assets.lutron.com/a/documents/043561.pdf" target="_blank">Warranty Information</a> |  |  |  |  | 0.270 L | [14 empty] | 0 | 0 | 0 | 0 | Lighting Fixtures | 2022-10-20 11:40 | 2024-07-20 11:38 | 0000-00-00 00:00:00 | 2024-07-20 11:38 | 0000-00-00 00:00:00
1 | Lutron Electronics | RRST-HN4B-DE | 4460-11220 | 4460 | 11220 | Lutron Electronics | rrst-hn4b-de.jpg | 784276304719 | RA3 ST HYBRID KEYPAD 4B DE | Lutron RadioRA 3 Sunnata RF Hybrid 4-Button Keypad - Deep Sea |  | 2.25 | 4.5 |  | rrst-hn4b-de.jpg | http://grandbrass.xologic.com/vendors/4460/large/rrst-hn4b-de.jpg | [47 empty] | 0 | 0 | 0 | [6 empty] | 0 | 1 | 1 | EA | 1 | Lighting Controls | [27 empty] | Other Lighting Controls | [242 empty] | <a href="https://assets.lutron.com/a/documents/sunnata-rf-hybrid-keypad-installation-guide.pdf" target="_blank">Installation Instructions</a> | [23 empty] | 35.000 DW |  |  | 2.2500 IN | [89 empty] | 1.000 EA | 1.000 EA | [35 empty] | No | [42 empty] | https://assets.lutron.com/a/documents/3691235_ENG.pdf | [7 empty] | Shelf Stock | [39 empty] | 52161525 | [6 empty] | <a href="https://lutron.widen.net/content/4y4cm6o0wa/mp4/RadioRA-3-Processor-Video.mp4?w=2048" target="_blank">Product Video Clip</a> | [6 empty] | <a href="https://assets.lutron.com/a/documents/043561.pdf" target="_blank">Warranty Information</a> |  |  |  |  | 0.270 L | [14 empty] | 0 | 0 | 0 | 0 | Lighting Fixtures | 2022-10-20 11:40 | 2024-07-20 11:38 | 0000-00-00 00:00:00 | 2024-07-20 11:38 | 0000-00-00 00:00:00
1 | Lutron Electronics | RRST-HN2B-CY | 4460-11221 | 4460 | 11221 | Lutron Electronics | rrst-hn2b-cy.jpg | 784276304221 | RA3 ST HYBRID KEYPAD 2B CY | Lutron RadioRA 3 Sunnata RF Hybrid 2-Button Keypad - Clay |  | 2.25 | 4.5 |  | rrst-hn2b-cy.jpg | http://grandbrass.xologic.com/vendors/4460/large/rrst-hn2b-cy.jpg | [47 empty] | 0 | 0 | 0 | [6 empty] | 0 | 1 | 1 | EA | 1 | Lighting Controls | [27 empty] | Other Lighting Controls | [242 empty] | <a href="https://assets.lutron.com/a/documents/sunnata-rf-hybrid-keypad-installation-guide.pdf" target="_blank">Installation Instructions</a> | [23 empty] | 35.000 DW |  |  | 2.2500 IN | [89 empty] | 1.000 EA | 1.000 EA | [35 empty] | No | [42 empty] | https://assets.lutron.com/a/documents/3691235_ENG.pdf | [7 empty] | Shelf Stock | [39 empty] | 52161525 | [6 empty] | <a href="https://lutron.widen.net/content/4y4cm6o0wa/mp4/RadioRA-3-Processor-Video.mp4?w=2048" target="_blank">Product Video Clip</a> | [6 empty] | <a href="https://assets.lutron.com/a/documents/043561.pdf" target="_blank">Warranty Information</a> |  |  |  |  | 0.270 L | [14 empty] | 0 | 0 | 0 | 0 | Lighting Fixtures | 2022-10-20 11:44 | 2024-07-20 11:40 | 0000-00-00 00:00:00 | 2024-07-20 11:40 | 0000-00-00 00:00:00
1 | Lutron Electronics | RRST-HN2B-DE | 4460-11222 | 4460 | 11222 | Lutron Electronics | rrst-hn2b-de.jpg | 784276304238 | RA3 ST HYBRID KEYPAD 2B DE | Lutron RadioRA 3 Sunnata RF Hybrid 2-Button Keypad - Deep Sea |  | 2.25 | 4.5 |  | rrst-hn2b-de.jpg | http://grandbrass.xologic.com/vendors/4460/large/rrst-hn2b-de.jpg | [47 empty] | 0 | 0 | 0 | [6 empty] | 0 | 1 | 1 | EA | 1 | Lighting Controls | [27 empty] | Other Lighting Controls | [242 empty] | <a href="https://assets.lutron.com/a/documents/sunnata-rf-hybrid-keypad-installation-guide.pdf" target="_blank">Installation Instructions</a> | [23 empty] | 35.000 DW |  |  | 2.2500 IN | [89 empty] | 1.000 EA | 1.000 EA | [35 empty] | No | [42 empty] | https://assets.lutron.com/a/documents/3691235_ENG.pdf | [7 empty] | Shelf Stock | [39 empty] | 52161525 | [6 empty] | <a href="https://lutron.widen.net/content/4y4cm6o0wa/mp4/RadioRA-3-Processor-Video.mp4?w=2048" target="_blank">Product Video Clip</a> | [6 empty] | <a href="https://assets.lutron.com/a/documents/043561.pdf" target="_blank">Warranty Information</a> |  |  |  |  | 0.270 L | [14 empty] | 0 | 0 | 0 | 0 | Lighting Fixtures | 2022-10-20 11:44 | 2024-07-20 11:44 | 0000-00-00 00:00:00 | 2024-07-20 11:44 | 0000-00-00 00:00:00
1 | Lutron Electronics | RRST-HN4B-LA | 4460-11223 | 4460 | 11223 | Lutron Electronics | rrst-hn4b-la.jpg | 784276304627 | RA3 ST HYBRID KEYPAD 4B LA | Lutron RadioRA 3 Sunnata RF Hybrid 4-Button Keypad - Light Almond |  | 2.25 | 4.5 |  | rrst-hn4b-la.jpg | http://grandbrass.xologic.com/vendors/4460/large/rrst-hn4b-la.jpg | [47 empty] | 0 | 0 | 0 | [6 empty] | 0 | 1 | 1 | EA | 1 | Lighting Controls | [27 empty] | Other Lighting Controls | [242 empty] | <a href="https://assets.lutron.com/a/documents/sunnata-rf-hybrid-keypad-installation-guide.pdf" target="_blank">Installation Instructions</a> | [23 empty] | 35.000 DW |  |  | 2.2500 IN | [89 empty] | 1.000 EA | 1.000 EA | [35 empty] | No | [42 empty] | https://assets.lutron.com/a/documents/3691235_ENG.pdf | [7 empty] | Shelf Stock | [39 empty] | 52161525 | [6 empty] | <a href="https://lutron.widen.net/content/4y4cm6o0wa/mp4/RadioRA-3-Processor-Video.mp4?w=2048" target="_blank">Product Video Clip</a> | [6 empty] | <a href="https://assets.lutron.com/a/documents/043561.pdf" target="_blank">Warranty Information</a> |  |  |  |  | 0.270 L | [14 empty] | 0 | 0 | 0 | 0 | Lighting Fixtures | 2022-10-20 11:44 | 2024-07-20 11:38 | 0000-00-00 00:00:00 | 2024-07-20 11:38 | 0000-00-00 00:00:00
1 | Lutron Electronics | RRST-HN4B-IV | 4460-11224 | 4460 | 11224 | Lutron Electronics | RRST-HN4B-IV.jpg | 784276304634 | RA3 ST HYBRID KEYPAD 4B IV | Lutron RadioRA 3 Sunnata RF Hybrid 4-Button Keypad - Ivory |  | 2.25 | 4.5 |  | RRST-HN4B-IV.jpg | http://grandbrass.xologic.com/vendors/4460/large/RRST-HN4B-IV.jpg | [47 empty] | 0 | 0 | 0 | [6 empty] | 0 | 1 | 1 | EA | 1 | Lighting Controls | [27 empty] | Other Lighting Controls | [242 empty] | <a href="https://assets.lutron.com/a/documents/sunnata-rf-hybrid-keypad-installation-guide.pdf" target="_blank">Installation Instructions</a> | [23 empty] | 35.000 DW |  |  | 2.2500 IN | [89 empty] | 1.000 EA | 1.000 EA | [35 empty] | No | [42 empty] | https://assets.lutron.com/a/documents/3691235_ENG.pdf | [7 empty] | Shelf Stock | [39 empty] | 52161525 | [6 empty] | <a href="https://lutron.widen.net/content/4y4cm6o0wa/mp4/RadioRA-3-Processor-Video.mp4?w=2048" target="_blank">Product Video Clip</a> | [6 empty] | <a href="https://assets.lutron.com/a/documents/043561.pdf" target="_blank">Warranty Information</a> |  |  |  |  | 0.270 L | [14 empty] | 0 | 0 | 0 | 0 | Lighting Fixtures | 2022-10-20 11:44 | 2024-07-20 11:44 | 0000-00-00 00:00:00 | 2024-07-20 11:44 | 0000-00-00 00:00:00 | [6 empty] | Ivory
1 | Lutron Electronics | RRST-HN4B-PB | 4460-11225 | 4460 | 11225 | Lutron Electronics | rrst-hn4b-pb.jpg | 784276304764 | RA3 ST HYBRID KEYPAD 4B PB | Lutron RadioRA 3 Sunnata RF Hybrid 4-Button Keypad - Pebble |  | 2.25 | 4.5 |  | rrst-hn4b-pb.jpg | http://grandbrass.xologic.com/vendors/4460/large/rrst-hn4b-pb.jpg | [47 empty] | 0 | 0 | 0 | [6 empty] | 0 | 1 | 1 | EA | 1 | Lighting Controls | [27 empty] | Other Lighting Controls | [242 empty] | <a href="https://assets.lutron.com/a/documents/sunnata-rf-hybrid-keypad-installation-guide.pdf" target="_blank">Installation Instructions</a> | [23 empty] | 35.000 DW |  |  | 2.2500 IN | [89 empty] | 1.000 EA | 1.000 EA | [35 empty] | No | [42 empty] | https://assets.lutron.com/a/documents/3691235_ENG.pdf | [7 empty] | Shelf Stock | [39 empty] | 52161525 | [6 empty] | <a href="https://lutron.widen.net/content/4y4cm6o0wa/mp4/RadioRA-3-Processor-Video.mp4?w=2048" target="_blank">Product Video Clip</a> | [6 empty] | <a href="https://assets.lutron.com/a/documents/043561.pdf" target="_blank">Warranty Information</a> |  |  |  |  | 0.270 L | [14 empty] | 0 | 0 | 0 | 0 | Lighting Fixtures | 2022-10-20 11:44 | 2024-07-20 11:40 | 0000-00-00 00:00:00 | 2024-07-20 11:40 | 0000-00-00 00:00:00
1 | Lutron Electronics | RRST-HN4B-PM | 4460-11226 | 4460 | 11226 | Lutron Electronics | rrst-hn4b-pm.jpg | 784276304771 | RA3 ST HYBRID KEYPAD 4B PM | Lutron RadioRA 3 Sunnata RF Hybrid 4-Button Keypad - Pumice |  | 2.25 | 4.5 |  | rrst-hn4b-pm.jpg | http://grandbrass.xologic.com/vendors/4460/large/rrst-hn4b-pm.jpg | [47 empty] | 0 | 0 | 0 | [6 empty] | 0 | 1 | 1 | EA | 1 | Lighting Controls | [27 empty] | Other Lighting Controls | [242 empty] | <a href="https://assets.lutron.com/a/documents/sunnata-rf-hybrid-keypad-installation-guide.pdf" target="_blank">Installation Instructions</a> | [23 empty] | 35.000 DW |  |  | 2.2500 IN | [89 empty] | 1.000 EA | 1.000 EA | [35 empty] | No | [42 empty] | https://assets.lutron.com/a/documents/3691235_ENG.pdf | [7 empty] | Shelf Stock | [39 empty] | 52161525 | [6 empty] | <a href="https://lutron.widen.net/content/4y4cm6o0wa/mp4/RadioRA-3-Processor-Video.mp4?w=2048" target="_blank">Product Video Clip</a> | [6 empty] | <a href="https://assets.lutron.com/a/documents/043561.pdf" target="_blank">Warranty Information</a> |  |  |  |  | 0.270 L | [14 empty] | 0 | 0 | 0 | 0 | Lighting Fixtures | 2022-10-20 11:44 | 2024-07-20 11:44 | 0000-00-00 00:00:00 | 2024-07-20 11:44 | 0000-00-00 00:00:00
1 | Lutron Electronics | RRST-HN2B-IV | 4460-11227 | 4460 | 11227 | Lutron Electronics | RRST-HN2B-IV.jpg | 784276304153 | RA3 ST HYBRID KEYPAD 2B IV | Lutron RadioRA 3 Sunnata RF Hybrid 2-Button Keypad - Ivory |  | 2.25 | 4.5 |  | RRST-HN2B-IV.jpg | http://grandbrass.xologic.com/vendors/4460/large/RRST-HN2B-IV.jpg | [47 empty] | 0 | 0 | 0 | [6 empty] | 0 | 1 | 1 | EA | 1 | Lighting Controls | [27 empty] | Other Lighting Controls | [242 empty] | <a href="https://assets.lutron.com/a/documents/sunnata-rf-hybrid-keypad-installation-guide.pdf" target="_blank">Installation Instructions</a> | [23 empty] | 35.000 DW |  |  | 2.2500 IN | [89 empty] | 1.000 EA | 1.000 EA | [35 empty] | No | [42 empty] | https://assets.lutron.com/a/documents/3691235_ENG.pdf | [7 empty] | Shelf Stock | [39 empty] | 52161525 | [6 empty] | <a href="https://lutron.widen.net/content/4y4cm6o0wa/mp4/RadioRA-3-Processor-Video.mp4?w=2048" target="_blank">Product Video Clip</a> | [6 empty] | <a href="https://assets.lutron.com/a/documents/043561.pdf" target="_blank">Warranty Information</a> |  |  |  |  | 0.270 L | [14 empty] | 0 | 0 | 0 | 0 | Lighting Fixtures | 2022-10-20 11:45 | 2024-07-20 11:31 | 0000-00-00 00:00:00 | 2024-07-20 11:31 | 0000-00-00 00:00:00 | [6 empty] | Ivory
1 | Lutron Electronics | RRST-HN2B-SD | 4460-11228 | 4460 | 11228 | Lutron Electronics | rrst-hn2b-sd.jpg | 784276304320 | RA3 ST HYBRID KEYPAD 2B SD | Lutron RadioRA 3 Sunnata RF Hybrid 2-Button Keypad - Sand |  | 2.25 | 4.5 |  | rrst-hn2b-sd.jpg | http://grandbrass.xologic.com/vendors/4460/large/rrst-hn2b-sd.jpg | [47 empty] | 0 | 0 | 0 | [6 empty] | 0 | 1 | 1 | EA | 1 | Lighting Controls | [27 empty] | Other Lighting Controls | [242 empty] | <a href="https://assets.lutron.com/a/documents/sunnata-rf-hybrid-keypad-installation-guide.pdf" target="_blank">Installation Instructions</a> | [23 empty] | 35.000 DW |  |  | 2.2500 IN | [89 empty] | 1.000 EA | 1.000 EA | [35 empty] | No | [42 empty] | https://assets.lutron.com/a/documents/3691235_ENG.pdf | [7 empty] | Shelf Stock | [39 empty] | 52161525 | [6 empty] | <a href="https://lutron.widen.net/content/4y4cm6o0wa/mp4/RadioRA-3-Processor-Video.mp4?w=2048" target="_blank">Product Video Clip</a> | [6 empty] | <a href="https://assets.lutron.com/a/documents/043561.pdf" target="_blank">Warranty Information</a> |  |  |  |  | 0.270 L | [14 empty] | 0 | 0 | 0 | 0 | Lighting Fixtures | 2022-10-20 11:45 | 2024-07-20 11:31 | 0000-00-00 00:00:00 | 2024-07-20 11:31 | 0000-00-00 00:00:00
1 | Lutron Electronics | RRST-HN3RL-MI | 4460-11229 | 4460 | 11229 | Lutron Electronics | rrst-hn3rl-mi.jpg | 784276304511 | RA3 ST HYBRID KEYPAD 3RL MI | Lutron RadioRA 3 Sunnata RF Hybrid 3-Button Keypad with Raise/Lower - Mist |  | 2.25 | 4.5 |  | rrst-hn3rl-mi.jpg | http://grandbrass.xologic.com/vendors/4460/large/rrst-hn3rl-mi.jpg | [47 empty] | 0 | 0 | 0 | [6 empty] | 0 | 1 | 1 | EA | 1 | Lighting Controls | [27 empty] | Other Lighting Controls | [242 empty] | <a href="https://assets.lutron.com/a/documents/sunnata-rf-hybrid-keypad-installation-guide.pdf" target="_blank">Installation Instructions</a> | [23 empty] | 35.000 DW |  |  | 2.2500 IN | [89 empty] | 1.000 EA | 1.000 EA | [35 empty] | No | [42 empty] | https://assets.lutron.com/a/documents/3691235_ENG.pdf | [7 empty] | Shelf Stock | [39 empty] | 52161525 | [6 empty] | <a href="https://lutron.widen.net/content/4y4cm6o0wa/mp4/RadioRA-3-Processor-Video.mp4?w=2048" target="_blank">Product Video Clip</a> | [6 empty] | <a href="https://assets.lutron.com/a/documents/043561.pdf" target="_blank">Warranty Information</a> |  |  |  |  | 0.270 L | [14 empty] | 0 | 0 | 0 | 0 | Lighting Fixtures | 2022-10-20 11:46 | 2024-07-20 11:31 | 0000-00-00 00:00:00 | 2024-07-20 11:31 | 0000-00-00 00:00:00
1 | Lutron Electronics | RRST-HN4B-CY | 4460-11230 | 4460 | 11230 | Lutron Electronics | rrst-hn4b-cy.jpg | 784276304702 | RA3 ST HYBRID KEYPAD 4B CY | Lutron RadioRA 3 Sunnata RF Hybrid 4-Button Keypad - Clay |  | 2.25 | 4.5 |  | rrst-hn4b-cy.jpg | http://grandbrass.xologic.com/vendors/4460/large/rrst-hn4b-cy.jpg | [47 empty] | 0 | 0 | 0 | [6 empty] | 0 | 1 | 1 | EA | 1 | Lighting Controls | [27 empty] | Other Lighting Controls | [242 empty] | <a href="https://assets.lutron.com/a/documents/sunnata-rf-hybrid-keypad-installation-guide.pdf" target="_blank">Installation Instructions</a> | [23 empty] | 35.000 DW |  |  | 2.2500 IN | [89 empty] | 1.000 EA | 1.000 EA | [35 empty] | No | [42 empty] | https://assets.lutron.com/a/documents/3691235_ENG.pdf | [7 empty] | Shelf Stock | [39 empty] | 52161525 | [6 empty] | <a href="https://lutron.widen.net/content/4y4cm6o0wa/mp4/RadioRA-3-Processor-Video.mp4?w=2048" target="_blank">Product Video Clip</a> | [6 empty] | <a href="https://assets.lutron.com/a/documents/043561.pdf" target="_blank">Warranty Information</a> |  |  |  |  | 0.270 L | [14 empty] | 0 | 0 | 0 | 0 | Lighting Fixtures | 2022-10-20 11:46 | 2024-07-20 11:31 | 0000-00-00 00:00:00 | 2024-07-20 11:31 | 0000-00-00 00:00:00
1 | Lutron Electronics | RRST-HN3RL-WH | 4460-11231 | 4460 | 11231 | Lutron Electronics | RRST-W3BRL-WH.jpg?crop=false&position=c&q=100&co | 784276304375 | RA3 ST HYBRID KEYPAD 3RL WH | Lutron RadioRA 3 Sunnata RF Hybrid 3-Button Keypad with Raise/Lower - White |  | 2.25 | 4.5 | [50 empty] | 0 | 0 | 0 | [6 empty] | 0 | 1 | 1 | EA | 1 | Lighting Controls | [27 empty] | Other Lighting Controls | [242 empty] | <a href="https://assets.lutron.com/a/documents/sunnata-rf-hybrid-keypad-installation-guide.pdf" target="_blank">Installation Instructions</a> | [23 empty] | 35.000 DW |  |  | 2.2500 IN | [89 empty] | 1.000 EA | 1.000 EA | [35 empty] | No | [42 empty] | https://assets.lutron.com/a/documents/3691235_ENG.pdf | [7 empty] | Shelf Stock | [39 empty] | 52161525 | [6 empty] | <a href="https://lutron.widen.net/content/4y4cm6o0wa/mp4/RadioRA-3-Processor-Video.mp4?w=2048" target="_blank">Product Video Clip</a> | [6 empty] | <a href="https://assets.lutron.com/a/documents/043561.pdf" target="_blank">Warranty Information</a> |  |  |  |  | 0.270 L | [14 empty] | 0 | 0 | 0 | 0 | Lighting Fixtures | 2022-10-20 11:46 | 2024-07-20 11:39 | 0000-00-00 00:00:00 | 2024-07-20 11:39 | 0000-00-00 00:00:00 | [6 empty] | White
1 | Lutron Electronics | RRST-HN4B-WH | 4460-11232 | 4460 | 11232 | Lutron Electronics | RRST-W4B-WH.jpg?crop=false&position=c&q=100&colo | 784276304610 | RA3 ST HYBRID KEYPAD 4B WH | Lutron RadioRA 3 Sunnata RF Hybrid 4-Button Keypad - White |  | 2.4 | 4.6 | [50 empty] | 0 | 0 | 0 | [6 empty] | 0 | 1 | 1 | EA | 1 | Lighting Controls | [27 empty] | Other Lighting Controls | [242 empty] | <a href="https://assets.lutron.com/a/documents/sunnata-rf-hybrid-keypad-installation-guide.pdf" target="_blank">Installation Instructions</a> | [23 empty] | 35.000 DW |  |  | 2.4000 IN | [89 empty] | 1.000 EA | 1.000 EA | [35 empty] | No | [42 empty] | https://assets.lutron.com/a/documents/3691235_ENG.pdf | [7 empty] | Shelf Stock | [39 empty] | 52161525 | [6 empty] | <a href="https://lutron.widen.net/content/4y4cm6o0wa/mp4/RadioRA-3-Processor-Video.mp4?w=2048" target="_blank">Product Video Clip</a> | [6 empty] | <a href="https://assets.lutron.com/a/documents/043561.pdf" target="_blank">Warranty Information</a> |  |  |  |  | 0.270 L | [14 empty] | 0 | 0 | 0 | 0 | Lighting Fixtures | 2022-10-20 11:46 | 2024-07-20 11:39 | 0000-00-00 00:00:00 | 2024-07-20 11:39 | 0000-00-00 00:00:00 | [6 empty] | White
1 | Lutron Electronics | RRST-HN3RL-MN | 4460-11233 | 4460 | 11233 | Lutron Electronics | rrst-hn3rl-mn.jpg | 784276304429 | RA3 ST HYBRID KEYPAD 3RL MN | Lutron RadioRA 3 Sunnata RF Hybrid 3-Button Keypad with Raise/Lower - Midnight |  | 2.25 | 4.5 |  | rrst-hn3rl-mn.jpg | http://grandbrass.xologic.com/vendors/4460/large/rrst-hn3rl-mn.jpg | [47 empty] | 0 | 0 | 0 | [6 empty] | 0 | 1 | 1 | EA | 1 | Lighting Controls | [27 empty] | Other Lighting Controls | [242 empty] | <a href="https://assets.lutron.com/a/documents/sunnata-rf-hybrid-keypad-installation-guide.pdf" target="_blank">Installation Instructions</a> | [23 empty] | 35.000 DW |  |  | 2.2500 IN | [89 empty] | 1.000 EA | 1.000 EA | [35 empty] | No | [42 empty] | https://assets.lutron.com/a/documents/3691235_ENG.pdf | [7 empty] | Shelf Stock | [39 empty] | 52161525 | [6 empty] | <a href="https://lutron.widen.net/content/4y4cm6o0wa/mp4/RadioRA-3-Processor-Video.mp4?w=2048" target="_blank">Product Video Clip</a> | [6 empty] | <a href="https://assets.lutron.com/a/documents/043561.pdf" target="_blank">Warranty Information</a> |  |  |  |  | 0.270 L | [14 empty] | 0 | 0 | 0 | 0 | Lighting Fixtures | 2022-10-20 11:46 | 2024-07-20 11:38 | 0000-00-00 00:00:00 | 2024-07-20 11:38 | 0000-00-00 00:00:00 | [6 empty] | Midnight
1 | Lutron Electronics | RRST-HN3RL-BI | 4460-11234 | 4460 | 11234 | Lutron Electronics | rrst-hn3rl-bi.jpg | 784276304436 | RA3 ST HYBRID KEYPAD 3RL BI | Lutron RadioRA 3 Sunnata RF Hybrid 3-Button Keypad with Raise/Lower- Biscuit |  | 2.25 | 4.5 |  | rrst-hn3rl-bi.jpg | http://grandbrass.xologic.com/vendors/4460/large/rrst-hn3rl-bi.jpg | [47 empty] | 0 | 0 | 0 | [6 empty] | 0 | 1 | 1 | EA | 1 | Lighting Controls | [27 empty] | Other Lighting Controls | [242 empty] | <a href="https://assets.lutron.com/a/documents/sunnata-rf-hybrid-keypad-installation-guide.pdf" target="_blank">Installation Instructions</a> | [23 empty] | 35.000 DW |  |  | 2.2500 IN | [89 empty] | 1.000 EA | 1.000 EA | [35 empty] | No | [42 empty] | https://assets.lutron.com/a/documents/3691235_ENG.pdf | [7 empty] | Shelf Stock | [39 empty] | 52161525 | [6 empty] | <a href="https://lutron.widen.net/content/4y4cm6o0wa/mp4/RadioRA-3-Processor-Video.mp4?w=2048" target="_blank">Product Video Clip</a> | [6 empty] | <a href="https://assets.lutron.com/a/documents/043561.pdf" target="_blank">Warranty Information</a> |  |  |  |  | 0.270 L | [14 empty] | 0 | 0 | 0 | 0 | Lighting Fixtures | 2022-10-20 11:46 | 2024-07-20 11:33 | 0000-00-00 00:00:00 | 2024-07-20 11:33 | 0000-00-00 00:00:00 | [6 empty] | Biscuit
1 | Lutron Electronics | RRST-HN3RL-SL | 4460-11235 | 4460 | 11235 | Lutron Electronics | rrst-hn3rl-sl.jpg | 784276304573 | RA3 ST HYBRID KEYPAD 3RL SL | Lutron RadioRA 3 Sunnata RF Hybrid 3-Button Keypad with Raise/Lower - Slate |  | 2.25 | 4.5 |  | rrst-hn3rl-sl.jpg | http://grandbrass.xologic.com/vendors/4460/large/rrst-hn3rl-sl.jpg | [47 empty] | 0 | 0 | 0 | [6 empty] | 0 | 1 | 1 | EA | 1 | Lighting Controls | [27 empty] | Other Lighting Controls | [242 empty] | <a href="https://assets.lutron.com/a/documents/sunnata-rf-hybrid-keypad-installation-guide.pdf" target="_blank">Installation Instructions</a> | [23 empty] | 35.000 DW |  |  | 2.2500 IN | [89 empty] | 1.000 EA | 1.000 EA | [35 empty] | No | [42 empty] | https://assets.lutron.com/a/documents/3691235_ENG.pdf | [7 empty] | Shelf Stock | [39 empty] | 52161525 | [6 empty] | <a href="https://lutron.widen.net/content/4y4cm6o0wa/mp4/RadioRA-3-Processor-Video.mp4?w=2048" target="_blank">Product Video Clip</a> | [6 empty] | <a href="https://assets.lutron.com/a/documents/043561.pdf" target="_blank">Warranty Information</a> |  |  |  |  | 0.270 L | [14 empty] | 0 | 0 | 0 | 0 | Lighting Fixtures | 2022-10-20 11:46 | 2024-07-20 11:33 | 0000-00-00 00:00:00 | 2024-07-20 11:33 | 0000-00-00 00:00:00
1 | Lutron Electronics | RRST-HN2B-EP | 4460-11237 | 4460 | 11237 | Lutron Electronics | rrst-hn2b-ep.jpg | 784276304245 | RA3 ST HYBRID KEYPAD 2B EP | Lutron RadioRA 3 Sunnata RF Hybrid 2-Button Keypad - Espresso |  | 2.25 | 4.5 |  | rrst-hn2b-ep.jpg | http://grandbrass.xologic.com/vendors/4460/large/rrst-hn2b-ep.jpg | [47 empty] | 0 | 0 | 0 | [6 empty] | 0 | 1 | 1 | EA | 1 | Lighting Controls | [27 empty] | Other Lighting Controls | [242 empty] | <a href="https://assets.lutron.com/a/documents/sunnata-rf-hybrid-keypad-installation-guide.pdf" target="_blank">Installation Instructions</a> | [23 empty] | 35.000 DW |  |  | 2.2500 IN | [89 empty] | 1.000 EA | 1.000 EA | [35 empty] | No | [42 empty] | https://assets.lutron.com/a/documents/3691235_ENG.pdf | [7 empty] | Shelf Stock | [39 empty] | 52161525 | [6 empty] | <a href="https://lutron.widen.net/content/4y4cm6o0wa/mp4/RadioRA-3-Processor-Video.mp4?w=2048" target="_blank">Product Video Clip</a> | [6 empty] | <a href="https://assets.lutron.com/a/documents/043561.pdf" target="_blank">Warranty Information</a> |  |  |  |  | 0.270 L | [14 empty] | 0 | 0 | 0 | 0 | Lighting Fixtures | 2022-10-20 11:46 | 2024-07-20 11:44 | 0000-00-00 00:00:00 | 2024-07-20 11:44 | 0000-00-00 00:00:00
1 | Lutron Electronics | RRST-HN3RL-TP | 4460-11238 | 4460 | 11238 | Lutron Electronics | RRST-HN3RL-TP.jpg | 784276304603 | RA3 ST HYBRID KEYPAD 3RL TP | Lutron RadioRA 3 Sunnata RF Hybrid 3-Button Keypad with Raise/Lower - Taupe |  | 2.25 | 4.5 |  | RRST-HN3RL-TP.jpg | http://grandbrass.xologic.com/vendors/4460/large/RRST-HN3RL-TP.jpg | [47 empty] | 0 | 0 | 0 | [6 empty] | 0 | 1 | 1 | EA | 1 | Lighting Controls | [27 empty] | Other Lighting Controls | [242 empty] | <a href="https://assets.lutron.com/a/documents/sunnata-rf-hybrid-keypad-installation-guide.pdf" target="_blank">Installation Instructions</a> | [23 empty] | 35.000 DW |  |  | 2.2500 IN | [89 empty] | 1.000 EA | 1.000 EA | [35 empty] | No | [42 empty] | https://assets.lutron.com/a/documents/3691235_ENG.pdf | [7 empty] | Shelf Stock | [39 empty] | 52161525 | [6 empty] | <a href="https://lutron.widen.net/content/4y4cm6o0wa/mp4/RadioRA-3-Processor-Video.mp4?w=2048" target="_blank">Product Video Clip</a> | [6 empty] | <a href="https://assets.lutron.com/a/documents/043561.pdf" target="_blank">Warranty Information</a> |  |  |  |  | 0.270 L | [14 empty] | 0 | 0 | 0 | 0 | Lighting Fixtures | 2022-10-20 11:46 | 2024-07-20 11:38 | 0000-00-00 00:00:00 | 2024-07-20 11:38 | 0000-00-00 00:00:00 | [6 empty] | Taupe
1 | Lutron Electronics | RRST-HN4B-RW | 4460-11239 | 4460 | 11239 | Lutron Electronics | rrst-hn4b-rw.jpg | 784276304788 | RA3 ST HYBRID KEYPAD 4B RW | Lutron RadioRA 3 Sunnata RF Hybrid 4-Button Keypad - Architectural White |  | 2.25 | 4.5 |  | rrst-hn4b-rw.jpg | http://grandbrass.xologic.com/vendors/4460/large/rrst-hn4b-rw.jpg | [47 empty] | 0 | 0 | 0 | [6 empty] | 0 | 1 | 1 | EA | 1 | Lighting Controls | [27 empty] | Other Lighting Controls | [242 empty] | <a href="https://assets.lutron.com/a/documents/sunnata-rf-hybrid-keypad-installation-guide.pdf" target="_blank">Installation Instructions</a> | [23 empty] | 35.000 DW |  |  | 2.2500 IN | [89 empty] | 1.000 EA | 1.000 EA | [35 empty] | No | [42 empty] | https://assets.lutron.com/a/documents/3691235_ENG.pdf | [7 empty] | Shelf Stock | [39 empty] | 52161525 | [6 empty] | <a href="https://lutron.widen.net/content/4y4cm6o0wa/mp4/RadioRA-3-Processor-Video.mp4?w=2048" target="_blank">Product Video Clip</a> | [6 empty] | <a href="https://assets.lutron.com/a/documents/043561.pdf" target="_blank">Warranty Information</a> |  |  |  |  | 0.270 L | [14 empty] | 0 | 0 | 0 | 0 | Lighting Fixtures | 2022-10-20 11:46 | 2024-07-20 11:44 | 0000-00-00 00:00:00 | 2024-07-20 11:44 | 0000-00-00 00:00:00
1 | Lutron Electronics | RRST-HN4B-SA | 4460-11240 | 4460 | 11240 | Lutron Electronics | rrst-hn4b-sa.jpg | 784276304795 | RA3 ST HYBRID KEYPAD 4B SA | Lutron RadioRA 3 Sunnata RF Hybrid 4-Button Keypad - Sage |  | 2.25 | 4.5 |  | rrst-hn4b-sa.jpg | http://grandbrass.xologic.com/vendors/4460/large/rrst-hn4b-sa.jpg | [47 empty] | 0 | 0 | 0 | [6 empty] | 0 | 1 | 1 | EA | 1 | Lighting Controls | [27 empty] | Other Lighting Controls | [242 empty] | <a href="https://assets.lutron.com/a/documents/sunnata-rf-hybrid-keypad-installation-guide.pdf" target="_blank">Installation Instructions</a> | [23 empty] | 35.000 DW |  |  | 2.2500 IN | [89 empty] | 1.000 EA | 1.000 EA | [35 empty] | No | [42 empty] | https://assets.lutron.com/a/documents/3691235_ENG.pdf | [7 empty] | Shelf Stock | [39 empty] | 52161525 | [6 empty] | <a href="https://lutron.widen.net/content/4y4cm6o0wa/mp4/RadioRA-3-Processor-Video.mp4?w=2048" target="_blank">Product Video Clip</a> | [6 empty] | <a href="https://assets.lutron.com/a/documents/043561.pdf" target="_blank">Warranty Information</a> |  |  |  |  | 0.270 L | [14 empty] | 0 | 0 | 0 | 0 | Lighting Fixtures | 2022-10-20 11:46 | 2024-07-20 11:38 | 0000-00-00 00:00:00 | 2024-07-20 11:38 | 0000-00-00 00:00:00
1 | Lutron Electronics | RRST-HN2B-PM | 4460-11241 | 4460 | 11241 | Lutron Electronics | rrst-hn2b-pm.jpg | 784276304290 | RA3 ST HYBRID KEYPAD 2B PM | Lutron RadioRA 3 Sunnata RF Hybrid 2-Button Keypad - Pumice |  | 2.25 | 4.5 |  | rrst-hn2b-pm.jpg | http://grandbrass.xologic.com/vendors/4460/large/rrst-hn2b-pm.jpg | [47 empty] | 0 | 0 | 0 | [6 empty] | 0 | 1 | 1 | EA | 1 | Lighting Controls | [27 empty] | Other Lighting Controls | [242 empty] | <a href="https://assets.lutron.com/a/documents/sunnata-rf-hybrid-keypad-installation-guide.pdf" target="_blank">Installation Instructions</a> | [23 empty] | 35.000 DW |  |  | 2.2500 IN | [89 empty] | 1.000 EA | 1.000 EA | [35 empty] | No | [42 empty] | https://assets.lutron.com/a/documents/3691235_ENG.pdf | [7 empty] | Shelf Stock | [39 empty] | 52161525 | [6 empty] | <a href="https://lutron.widen.net/content/4y4cm6o0wa/mp4/RadioRA-3-Processor-Video.mp4?w=2048" target="_blank">Product Video Clip</a> | [6 empty] | <a href="https://assets.lutron.com/a/documents/043561.pdf" target="_blank">Warranty Information</a> |  |  |  |  | 0.270 L | [14 empty] | 0 | 0 | 0 | 0 | Lighting Fixtures | 2022-10-20 11:48 | 2024-07-20 11:40 | 0000-00-00 00:00:00 | 2024-07-20 11:40 | 0000-00-00 00:00:00
1 | Lutron Electronics | RRST-HN3RL-RW | 4460-11242 | 4460 | 11242 | Lutron Electronics | rrst-hn3rl-rw.jpg | 784276304542 | RA3 ST HYBRID KEYPAD 3RL RW | Lutron RadioRA 3 Sunnata RF Hybrid 3-Button Keypad with Raise/Lower - Architectural White |  | 2.25 | 4.5 |  | rrst-hn3rl-rw.jpg | http://grandbrass.xologic.com/vendors/4460/large/rrst-hn3rl-rw.jpg | [47 empty] | 0 | 0 | 0 | [6 empty] | 0 | 1 | 1 | EA | 1 | Lighting Controls | [27 empty] | Other Lighting Controls | [242 empty] | <a href="https://assets.lutron.com/a/documents/sunnata-rf-hybrid-keypad-installation-guide.pdf" target="_blank">Installation Instructions</a> | [23 empty] | 35.000 DW |  |  | 2.2500 IN | [89 empty] | 1.000 EA | 1.000 EA | [35 empty] | No | [42 empty] | https://assets.lutron.com/a/documents/3691235_ENG.pdf | [7 empty] | Shelf Stock | [39 empty] | 52161525 | [6 empty] | <a href="https://lutron.widen.net/content/4y4cm6o0wa/mp4/RadioRA-3-Processor-Video.mp4?w=2048" target="_blank">Product Video Clip</a> | [6 empty] | <a href="https://assets.lutron.com/a/documents/043561.pdf" target="_blank">Warranty Information</a> |  |  |  |  | 0.270 L | [14 empty] | 0 | 0 | 0 | 0 | Lighting Fixtures | 2022-10-20 11:48 | 2024-07-20 11:42 | 0000-00-00 00:00:00 | 2024-07-20 11:42 | 0000-00-00 00:00:00
1 | Lutron Electronics | RRST-HN2B-GL | 4460-11243 | 4460 | 11243 | Lutron Electronics | rrst-hn2b-gl.jpg | 784276304252 | RA3 ST HYBRID KEYPAD 2B GL | Lutron RadioRA 3 Sunnata RF Hybrid 2-Button Keypad - Glacier White |  | 2.25 | 4.5 |  | rrst-hn2b-gl.jpg | http://grandbrass.xologic.com/vendors/4460/large/rrst-hn2b-gl.jpg | [47 empty] | 0 | 0 | 0 | [6 empty] | 0 | 1 | 1 | EA | 1 | Lighting Controls | [27 empty] | Other Lighting Controls | [242 empty] | <a href="https://assets.lutron.com/a/documents/sunnata-rf-hybrid-keypad-installation-guide.pdf" target="_blank">Installation Instructions</a> | [23 empty] | 35.000 DW |  |  | 2.2500 IN | [89 empty] | 1.000 EA | 1.000 EA | [35 empty] | No | [42 empty] | https://assets.lutron.com/a/documents/3691235_ENG.pdf | [7 empty] | Shelf Stock | [39 empty] | 52161525 | [6 empty] | <a href="https://lutron.widen.net/content/4y4cm6o0wa/mp4/RadioRA-3-Processor-Video.mp4?w=2048" target="_blank">Product Video Clip</a> | [6 empty] | <a href="https://assets.lutron.com/a/documents/043561.pdf" target="_blank">Warranty Information</a> |  |  |  |  | 0.270 L | [14 empty] | 0 | 0 | 0 | 0 | Lighting Fixtures | 2022-10-20 11:49 | 2024-07-20 11:37 | 0000-00-00 00:00:00 | 2024-07-20 11:37 | 0000-00-00 00:00:00
1 | Lutron Electronics | RRST-HN3RL-SW | 4460-11244 | 4460 | 11244 | Lutron Electronics | rrst-hn3rl-sw.jpg | 784276304412 | RA3 ST HYBRID KEYPAD 3RL SW | Lutron RadioRA 3 Sunnata RF Hybrid 3-Button Keypad with Raise/Lower - Snow White |  | 2.25 | 4.5 |  | rrst-hn3rl-sw.jpg | http://grandbrass.xologic.com/vendors/4460/large/rrst-hn3rl-sw.jpg | [47 empty] | 0 | 0 | 0 | [6 empty] | 0 | 1 | 1 | EA | 1 | Lighting Controls | [27 empty] | Other Lighting Controls | [242 empty] | <a href="https://assets.lutron.com/a/documents/sunnata-rf-hybrid-keypad-installation-guide.pdf" target="_blank">Installation Instructions</a> | [23 empty] | 35.000 DW |  |  | 2.2500 IN | [89 empty] | 1.000 EA | 1.000 EA | [35 empty] | No | [42 empty] | https://assets.lutron.com/a/documents/3691235_ENG.pdf | [7 empty] | Shelf Stock | [39 empty] | 52161525 | [6 empty] | <a href="https://lutron.widen.net/content/4y4cm6o0wa/mp4/RadioRA-3-Processor-Video.mp4?w=2048" target="_blank">Product Video Clip</a> | [6 empty] | <a href="https://assets.lutron.com/a/documents/043561.pdf" target="_blank">Warranty Information</a> |  |  |  |  | 0.270 L | [14 empty] | 0 | 0 | 0 | 0 | Lighting Fixtures | 2022-10-20 11:49 | 2024-07-20 11:37 | 0000-00-00 00:00:00 | 2024-07-20 11:37 | 0000-00-00 00:00:00 | [6 empty] | Snow
1 | Lutron Electronics | RRST-HN3RL-BW | 4460-11245 | 4460 | 11245 | Lutron Electronics | rrst-hn3rl-bw.jpg | 784276304443 | RA3 ST HYBRID KEYPAD 3RL BW | Lutron RadioRA 3 Sunnata RF Hybrid 3-Button Keypad with Raise/Lower - Brilliant White |  | 2.25 | 4.5 |  | rrst-hn3rl-bw.jpg | http://grandbrass.xologic.com/vendors/4460/large/rrst-hn3rl-bw.jpg | [47 empty] | 0 | 0 | 0 | [6 empty] | 0 | 1 | 1 | EA | 1 | Lighting Controls | [27 empty] | Other Lighting Controls | [242 empty] | <a href="https://assets.lutron.com/a/documents/sunnata-rf-hybrid-keypad-installation-guide.pdf" target="_blank">Installation Instructions</a> | [23 empty] | 35.000 DW |  |  | 2.2500 IN | [89 empty] | 1.000 EA | 1.000 EA | [35 empty] | No | [42 empty] | https://assets.lutron.com/a/documents/3691235_ENG.pdf | [7 empty] | Shelf Stock | [39 empty] | 52161525 | [6 empty] | <a href="https://lutron.widen.net/content/4y4cm6o0wa/mp4/RadioRA-3-Processor-Video.mp4?w=2048" target="_blank">Product Video Clip</a> | [6 empty] | <a href="https://assets.lutron.com/a/documents/043561.pdf" target="_blank">Warranty Information</a> |  |  |  |  | 0.270 L | [14 empty] | 0 | 0 | 0 | 0 | Lighting Fixtures | 2022-10-20 11:49 | 2024-07-20 11:33 | 0000-00-00 00:00:00 | 2024-07-20 11:33 | 0000-00-00 00:00:00
1 | Lutron Electronics | RRST-HN3RL-TF | 4460-11246 | 4460 | 11246 | Lutron Electronics | rrst-hn3rl-tf.jpg | 784276304597 | RA3 ST HYBRID KEYPAD 3RL TF | Lutron RadioRA 3 Sunnata RF Hybrid 3-Button Keypad with Raise/Lower - Truffle |  | 2.25 | 4.5 |  | rrst-hn3rl-tf.jpg | http://grandbrass.xologic.com/vendors/4460/large/rrst-hn3rl-tf.jpg | [47 empty] | 0 | 0 | 0 | [6 empty] | 0 | 1 | 1 | EA | 1 | Lighting Controls | [27 empty] | Other Lighting Controls | [242 empty] | <a href="https://assets.lutron.com/a/documents/sunnata-rf-hybrid-keypad-installation-guide.pdf" target="_blank">Installation Instructions</a> | [23 empty] | 35.000 DW |  |  | 2.2500 IN | [89 empty] | 1.000 EA | 1.000 EA | [35 empty] | No | [42 empty] | https://assets.lutron.com/a/documents/3691235_ENG.pdf | [7 empty] | Shelf Stock | [39 empty] | 52161525 | [6 empty] | <a href="https://lutron.widen.net/content/4y4cm6o0wa/mp4/RadioRA-3-Processor-Video.mp4?w=2048" target="_blank">Product Video Clip</a> | [6 empty] | <a href="https://assets.lutron.com/a/documents/043561.pdf" target="_blank">Warranty Information</a> |  |  |  |  | 0.270 L | [14 empty] | 0 | 0 | 0 | 0 | Lighting Fixtures | 2022-10-20 11:49 | 2024-07-20 11:33 | 0000-00-00 00:00:00 | 2024-07-20 11:33 | 0000-00-00 00:00:00
1 | Lutron Electronics | RR-15OUT-BL | 4460-11249 | 4460 | 11249 | Lutron Electronics | RR-15OUT-BL_LEDs_On.jpg | 784276297295 | RA3 OUTDOOR PLUG-IN SWITCH | Lutron RadioRA 3 Outdoor Plug-in Switch |  | 11.2 | 3 |  | RR-15OUT-BL_LEDs_On.jpg | http://grandbrass.xologic.com/vendors/4460/large/RR-15OUT-BL_LEDs_On.jpg | [47 empty] | 0 | 0 | 0 | [6 empty] | 0 | 1 | 1 | EA | 1 | Lighting Controls | [27 empty] | Lightswitches | [242 empty] | <a href="https://assets.lutron.com/a/documents/044391.pdf" target="_blank">Installation Instructions</a> | [23 empty] | 20.000 DW |  |  | 5.8000 IN | [89 empty] | 1.000 EA | 1.000 EA | [35 empty] | No | [42 empty] | https://assets.lutron.com/a/documents/3691247_ENG.pdf | [7 empty] | Shelf Stock | [39 empty] | 39122216 | [6 empty] | <a href="https://lutron.widen.net/content/e2gasb5cgk/mp4/RadioRA-3-Outdoor-Smart-Plug-Video.mp4?w=2048" target="_blank">Product Video Clip</a> | [6 empty] | <a href="https://assets.lutron.com/a/documents/043561.pdf" target="_blank">Warranty Information</a> |  |  |  |  | 1.250 L | [14 empty] | 0 | 0 | 0 | 0 | Lighting Fixtures | 2022-10-20 11:49 | 2024-07-20 11:41 | 0000-00-00 00:00:00 | 2024-07-20 11:41 | 0000-00-00 00:00:00 | [6 empty] | Black
1 | Lutron Electronics | RRST-HN2B-SW | 4460-11250 | 4460 | 11250 | Lutron Electronics | rrst-hn2b-sw.jpg | 784276304177 | RA3 ST HYBRID KEYPAD 2B SW | Lutron RadioRA 3 Sunnata RF Hybrid 2-Button Keypad - Snow White |  | 2.25 | 4.5 |  | rrst-hn2b-sw.jpg | http://grandbrass.xologic.com/vendors/4460/large/rrst-hn2b-sw.jpg | [47 empty] | 0 | 0 | 0 | [6 empty] | 0 | 1 | 1 | EA | 1 | Lighting Controls | [27 empty] | Other Lighting Controls | [242 empty] | <a href="https://assets.lutron.com/a/documents/sunnata-rf-hybrid-keypad-installation-guide.pdf" target="_blank">Installation Instructions</a> | [23 empty] | 35.000 DW |  |  | 2.2500 IN | [89 empty] | 1.000 EA | 1.000 EA | [35 empty] | No | [42 empty] | https://assets.lutron.com/a/documents/3691235_ENG.pdf | [7 empty] | Shelf Stock | [39 empty] | 52161525 | [6 empty] | <a href="https://lutron.widen.net/content/4y4cm6o0wa/mp4/RadioRA-3-Processor-Video.mp4?w=2048" target="_blank">Product Video Clip</a> | [6 empty] | <a href="https://assets.lutron.com/a/documents/043561.pdf" target="_blank">Warranty Information</a> |  |  |  |  | 0.270 L | [14 empty] | 0 | 0 | 0 | 0 | Lighting Fixtures | 2022-10-20 11:49 | 2024-07-20 11:35 | 0000-00-00 00:00:00 | 2024-07-20 11:35 | 0000-00-00 00:00:00 | [6 empty] | Snow
1 | Lutron Electronics | RRST-HN2B-RW | 4460-11251 | 4460 | 11251 | Lutron Electronics | rrst-hn2b-rw.jpg | 784276304306 | RA3 ST HYBRID KEYPAD 2B RW | Lutron RadioRA 3 Sunnata RF Hybrid 2-Button Keypad - Architectural White |  | 2.25 | 4.5 |  | rrst-hn2b-rw.jpg | http://grandbrass.xologic.com/vendors/4460/large/rrst-hn2b-rw.jpg | [47 empty] | 0 | 0 | 0 | [6 empty] | 0 | 1 | 1 | EA | 1 | Lighting Controls | [27 empty] | Other Lighting Controls | [242 empty] | <a href="https://assets.lutron.com/a/documents/sunnata-rf-hybrid-keypad-installation-guide.pdf" target="_blank">Installation Instructions</a> | [23 empty] | 35.000 DW |  |  | 2.2500 IN | [89 empty] | 1.000 EA | 1.000 EA | [35 empty] | No | [42 empty] | https://assets.lutron.com/a/documents/3691235_ENG.pdf | [7 empty] | Shelf Stock | [39 empty] | 52161525 | [6 empty] | <a href="https://lutron.widen.net/content/4y4cm6o0wa/mp4/RadioRA-3-Processor-Video.mp4?w=2048" target="_blank">Product Video Clip</a> | [6 empty] | <a href="https://assets.lutron.com/a/documents/043561.pdf" target="_blank">Warranty Information</a> |  |  |  |  | 0.270 L | [14 empty] | 0 | 0 | 0 | 0 | Lighting Fixtures | 2022-10-20 11:49 | 2024-07-20 11:33 | 0000-00-00 00:00:00 | 2024-07-20 11:33 | 0000-00-00 00:00:00
1 | Lutron Electronics | RRST-HN2B-TF | 4460-11252 | 4460 | 11252 | Lutron Electronics | rrst-hn2b-tf.jpg | 784276304351 | RA3 ST HYBRID KEYPAD 2B TF | Lutron RadioRA 3 Sunnata RF Hybrid 2-Button Keypad - Truffle |  | 2.25 | 4.5 |  | rrst-hn2b-tf.jpg | http://grandbrass.xologic.com/vendors/4460/large/rrst-hn2b-tf.jpg | [47 empty] | 0 | 0 | 0 | [6 empty] | 0 | 1 | 1 | EA | 1 | Lighting Controls | [27 empty] | Other Lighting Controls | [242 empty] | <a href="https://assets.lutron.com/a/documents/sunnata-rf-hybrid-keypad-installation-guide.pdf" target="_blank">Installation Instructions</a> | [23 empty] | 35.000 DW |  |  | 2.2500 IN | [89 empty] | 1.000 EA | 1.000 EA | [35 empty] | No | [42 empty] | https://assets.lutron.com/a/documents/3691235_ENG.pdf | [7 empty] | Shelf Stock | [39 empty] | 52161525 | [6 empty] | <a href="https://lutron.widen.net/content/4y4cm6o0wa/mp4/RadioRA-3-Processor-Video.mp4?w=2048" target="_blank">Product Video Clip</a> | [6 empty] | <a href="https://assets.lutron.com/a/documents/043561.pdf" target="_blank">Warranty Information</a> |  |  |  |  | 0.270 L | [14 empty] | 0 | 0 | 0 | 0 | Lighting Fixtures | 2022-10-20 11:49 | 2024-07-20 11:35 | 0000-00-00 00:00:00 | 2024-07-20 11:35 | 0000-00-00 00:00:00
1 | Lutron Electronics | RRST-HN2B-WH | 4460-11253 | 4460 | 11253 | Lutron Electronics | RRST-W2B-WH.jpg?crop=false&position=c&q=100&colo | 784276304139 | RA3 ST HYBRID KEYPAD 2B WH | Lutron RadioRA 3 Sunnata RF Hybrid 2-Button Keypad - White |  | 2.25 | 4.5 | [50 empty] | 0 | 0 | 0 | [6 empty] | 0 | 1 | 1 | EA | 1 | Lighting Controls | [27 empty] | Other Lighting Controls | [242 empty] | <a href="https://assets.lutron.com/a/documents/sunnata-rf-hybrid-keypad-installation-guide.pdf" target="_blank">Installation Instructions</a> | [23 empty] | 35.000 DW |  |  | 2.2500 IN | [89 empty] | 1.000 EA | 1.000 EA | [35 empty] | No | [42 empty] | https://assets.lutron.com/a/documents/3691235_ENG.pdf | [7 empty] | Shelf Stock | [39 empty] | 52161525 | [6 empty] | <a href="https://lutron.widen.net/content/4y4cm6o0wa/mp4/RadioRA-3-Processor-Video.mp4?w=2048" target="_blank">Product Video Clip</a> | [6 empty] | <a href="https://assets.lutron.com/a/documents/043561.pdf" target="_blank">Warranty Information</a> |  |  |  |  | 0.270 L | [14 empty] | 0 | 0 | 0 | 0 | Lighting Fixtures | 2022-10-20 11:50 | 2024-07-20 11:41 | 0000-00-00 00:00:00 | 2024-07-20 11:41 | 0000-00-00 00:00:00 | [6 empty] | White
1 | Lutron Electronics | RRST-HN2B-CS | 4460-11254 | 4460 | 11254 | Lutron Electronics | rrst-hn2b-cs.jpg | 784276304214 | RA3 ST HYBRID KEYPAD 2B CS | Lutron RadioRA 3 Sunnata RF Hybrid 2-Button Keypad - Cobble Stone |  | 2.25 | 4.5 |  | rrst-hn2b-cs.jpg | http://grandbrass.xologic.com/vendors/4460/large/rrst-hn2b-cs.jpg | [47 empty] | 0 | 0 | 0 | [6 empty] | 0 | 1 | 1 | EA | 1 | Lighting Controls | [27 empty] | Other Lighting Controls | [242 empty] | <a href="https://assets.lutron.com/a/documents/sunnata-rf-hybrid-keypad-installation-guide.pdf" target="_blank">Installation Instructions</a> | [23 empty] | 35.000 DW |  |  | 2.2500 IN | [89 empty] | 1.000 EA | 1.000 EA | [35 empty] | No | [42 empty] | https://assets.lutron.com/a/documents/3691235_ENG.pdf | [7 empty] | Shelf Stock | [39 empty] | 52161525 | [6 empty] | <a href="https://lutron.widen.net/content/4y4cm6o0wa/mp4/RadioRA-3-Processor-Video.mp4?w=2048" target="_blank">Product Video Clip</a> | [6 empty] | <a href="https://assets.lutron.com/a/documents/043561.pdf" target="_blank">Warranty Information</a> |  |  |  |  | 0.270 L | [14 empty] | 0 | 0 | 0 | 0 | Lighting Fixtures | 2022-10-20 11:50 | 2024-07-20 11:33 | 0000-00-00 00:00:00 | 2024-07-20 11:33 | 0000-00-00 00:00:00
1 | Lutron Electronics | RRST-HN2B-TP | 4460-11255 | 4460 | 11255 | Lutron Electronics | rrst-hn2b-tp.jpg | 784276304368 | RA3 ST HYBRID KEYPAD 2B TP | Lutron RadioRA 3 Sunnata RF Hybrid 2-Button Keypad - Taupe |  | 2.25 | 4.5 |  | rrst-hn2b-tp.jpg | http://grandbrass.xologic.com/vendors/4460/large/rrst-hn2b-tp.jpg | [47 empty] | 0 | 0 | 0 | [6 empty] | 0 | 1 | 1 | EA | 1 | Lighting Controls | [27 empty] | Other Lighting Controls | [242 empty] | <a href="https://assets.lutron.com/a/documents/sunnata-rf-hybrid-keypad-installation-guide.pdf" target="_blank">Installation Instructions</a> | [23 empty] | 35.000 DW |  |  | 2.2500 IN | [89 empty] | 1.000 EA | 1.000 EA | [35 empty] | No | [42 empty] | https://assets.lutron.com/a/documents/3691235_ENG.pdf | [7 empty] | Shelf Stock | [39 empty] | 52161525 | [6 empty] | <a href="https://lutron.widen.net/content/4y4cm6o0wa/mp4/RadioRA-3-Processor-Video.mp4?w=2048" target="_blank">Product Video Clip</a> | [6 empty] | <a href="https://assets.lutron.com/a/documents/043561.pdf" target="_blank">Warranty Information</a> |  |  |  |  | 0.270 L | [14 empty] | 0 | 0 | 0 | 0 | Lighting Fixtures | 2022-10-20 11:50 | 2024-07-20 11:32 | 0000-00-00 00:00:00 | 2024-07-20 11:32 | 0000-00-00 00:00:00 | [6 empty] | Taupe
1 | Lutron Electronics | RRST-HN3RL-EP | 4460-11256 | 4460 | 11256 | Lutron Electronics | rrst-hn3rl-ep.jpg | 784276304481 | RA3 ST HYBRID KEYPAD 3RL EP | Lutron RadioRA 3 Sunnata RF Hybrid 3-Button Keypad with Raise/Lower - Espresso |  | 2.25 | 4.5 |  | rrst-hn3rl-ep.jpg | http://grandbrass.xologic.com/vendors/4460/large/rrst-hn3rl-ep.jpg | [47 empty] | 0 | 0 | 0 | [6 empty] | 0 | 1 | 1 | EA | 1 | Lighting Controls | [27 empty] | Other Lighting Controls | [242 empty] | <a href="https://assets.lutron.com/a/documents/sunnata-rf-hybrid-keypad-installation-guide.pdf" target="_blank">Installation Instructions</a> | [23 empty] | 35.000 DW |  |  | 2.2500 IN | [89 empty] | 1.000 EA | 1.000 EA | [35 empty] | No | [42 empty] | https://assets.lutron.com/a/documents/3691235_ENG.pdf | [7 empty] | Shelf Stock | [39 empty] | 52161525 | [6 empty] | <a href="https://lutron.widen.net/content/4y4cm6o0wa/mp4/RadioRA-3-Processor-Video.mp4?w=2048" target="_blank">Product Video Clip</a> | [6 empty] | <a href="https://assets.lutron.com/a/documents/043561.pdf" target="_blank">Warranty Information</a> |  |  |  |  | 0.270 L | [14 empty] | 0 | 0 | 0 | 0 | Lighting Fixtures | 2022-10-20 11:50 | 2024-07-20 11:41 | 0000-00-00 00:00:00 | 2024-07-20 11:41 | 0000-00-00 00:00:00
1 | Lutron Electronics | RRST-HN3RL-GL | 4460-11257 | 4460 | 11257 | Lutron Electronics | rrst-hn3rl-gl.jpg | 784276304498 | RA3 ST HYBRID KEYPAD 3RL GL | Lutron RadioRA 3 Sunnata RF Hybrid 3-Button Keypad with Raise/Lower - Glacier White |  | 2.25 | 4.5 |  | rrst-hn3rl-gl.jpg | http://grandbrass.xologic.com/vendors/4460/large/rrst-hn3rl-gl.jpg | [47 empty] | 0 | 0 | 0 | [6 empty] | 0 | 1 | 1 | EA | 1 | Lighting Controls | [27 empty] | Other Lighting Controls | [242 empty] | <a href="https://assets.lutron.com/a/documents/sunnata-rf-hybrid-keypad-installation-guide.pdf" target="_blank">Installation Instructions</a> | [23 empty] | 35.000 DW |  |  | 2.2500 IN | [89 empty] | 1.000 EA | 1.000 EA | [35 empty] | No | [42 empty] | https://assets.lutron.com/a/documents/3691235_ENG.pdf | [7 empty] | Shelf Stock | [39 empty] | 52161525 | [6 empty] | <a href="https://lutron.widen.net/content/4y4cm6o0wa/mp4/RadioRA-3-Processor-Video.mp4?w=2048" target="_blank">Product Video Clip</a> | [6 empty] | <a href="https://assets.lutron.com/a/documents/043561.pdf" target="_blank">Warranty Information</a> |  |  |  |  | 0.270 L | [14 empty] | 0 | 0 | 0 | 0 | Lighting Fixtures | 2022-10-20 11:50 | 2024-07-20 11:40 | 0000-00-00 00:00:00 | 2024-07-20 11:40 | 0000-00-00 00:00:00
1 | Lutron Electronics | RRST-HN4B-BW | 4460-11258 | 4460 | 11258 | Lutron Electronics | rrst-hn4b-bw.jpg | 784276304689 | RA3 ST HYBRID KEYPAD 4B BW | Lutron RadioRA 3 Sunnata RF Hybrid 4-Button Keypad - Brilliant White |  | 2.25 | 4.5 |  | rrst-hn4b-bw.jpg | http://grandbrass.xologic.com/vendors/4460/large/rrst-hn4b-bw.jpg | [47 empty] | 0 | 0 | 0 | [6 empty] | 0 | 1 | 1 | EA | 1 | Lighting Controls | [27 empty] | Other Lighting Controls | [242 empty] | <a href="https://assets.lutron.com/a/documents/sunnata-rf-hybrid-keypad-installation-guide.pdf" target="_blank">Installation Instructions</a> | [23 empty] | 35.000 DW |  |  | 2.2500 IN | [89 empty] | 1.000 EA | 1.000 EA | [35 empty] | No | [42 empty] | https://assets.lutron.com/a/documents/3691235_ENG.pdf | [7 empty] | Shelf Stock | [39 empty] | 52161525 | [6 empty] | <a href="https://lutron.widen.net/content/4y4cm6o0wa/mp4/RadioRA-3-Processor-Video.mp4?w=2048" target="_blank">Product Video Clip</a> | [6 empty] | <a href="https://assets.lutron.com/a/documents/043561.pdf" target="_blank">Warranty Information</a> |  |  |  |  | 0.270 L | [14 empty] | 0 | 0 | 0 | 0 | Lighting Fixtures | 2022-10-20 11:50 | 2024-07-20 11:35 | 0000-00-00 00:00:00 | 2024-07-20 11:35 | 0000-00-00 00:00:00
1 | Lutron Electronics | MA-T51MNH-WH | 4460-11259 | 4460 | 11259 | Lutron Electronics | Ecom_MA-T51MN-WH_nowallplate.jpeg?w=1500 | 784276811828 | MAESTRO LED TIMER CLAMSHELL | Maestro Countdown Timer, Multi-location/single-pole, neutral required, 120V/600W/VA (5A) in white, clamshell packaging |  | 3.93 | 5.9 | [50 empty] | 0 | 0 | 0 | [6 empty] | 0 | 1 | 1 | EA | 1 | Lighting Controls | [27 empty] | Lightswitches | [242 empty] | <a href="https://assets.lutron.com/a/documents/03092903B.pdf" target="_blank">Installation Instructions</a> | [23 empty] | 2.000 DW |  |  | 2.3300 IN | [89 empty] | 1.000 EA | 1.000 EA | [35 empty] | No | [42 empty] | https://www.lutron.com/TechnicalDocumentLibrary/3691243_SPA.pdf | [7 empty] | Shelf Stock | [39 empty] | 39122208 | [13 empty] | <a href="https://assets.lutron.com/a/documents/369-119_Wallbox_Warranty.pdf" target="_blank">Warranty Information</a> |  |  |  |  | 0.280 L | [14 empty] | 0 | 0 | 0 | 0 | Lighting Fixtures | 2022-10-20 11:50 | 2024-07-20 11:39 | 0000-00-00 00:00:00 | 2024-07-20 11:39 | 0000-00-00 00:00:00 | [6 empty] | White
4 | Lutron Electronics | EC-DIR-WH | 4460-11260 | 4460 | 11260 | Lutron Electronics | EC-DIR-WH.jpg?crop=false&position=c&q=100&color= | 27557646079 | WIRED DAYLIGHT SEN W/ IR | Wired Daylight Sensor with Infrared Receiver, White |  | 2.3 | 4.5 | [50 empty] | 0 | 0 | 0 | [6 empty] | 0 | 1 | 1 | EA | 1 |  |  |  | Control And Automation |  | Switches |  | Speed Switch | [263 empty] | <a href="https://assets.lutron.com/a/documents/031397.pdf" target="_blank">Installation Instructions</a> | [23 empty] | 10.000 DW |  |  | 2.4000 IN | [89 empty] | 1.000 EA | 1.000 EA | [35 empty] | No | [42 empty] | https://www.lutron.com/TechnicalDocumentLibrary/EC-DIR-WH.pdf | [7 empty] | Shelf Stock | [39 empty] | 39122240 | [13 empty] | <a href="https://www.lutron.com/TechnicalDocumentLibrary/369-119_Wallbox_Warranty.pdf" target="_blank">Warranty Information</a> |  |  |  |  | 0.100 L | [14 empty] | 0 | 0 | 0 | 0 | Electrical | 2022-10-20 11:50 | 2024-07-20 11:39 | 0000-00-00 00:00:00 | 2024-07-20 11:39 | 0000-00-00 00:00:00 | [6 empty] | White
1 | Lutron Electronics | RRST-HN2B-PB | 4460-11261 | 4460 | 11261 | Lutron Electronics | rrst-hn2b-pb.jpg | 784276304283 | RA3 ST HYBRID KEYPAD 2B PB | Lutron RadioRA 3 Sunnata RF Hybrid 2-Button Keypad - Pebble |  | 2.25 | 4.5 |  | rrst-hn2b-pb.jpg | http://grandbrass.xologic.com/vendors/4460/large/rrst-hn2b-pb.jpg | [47 empty] | 0 | 0 | 0 | [6 empty] | 0 | 1 | 1 | EA | 1 | Lighting Controls | [27 empty] | Other Lighting Controls | [242 empty] | <a href="https://assets.lutron.com/a/documents/sunnata-rf-hybrid-keypad-installation-guide.pdf" target="_blank">Installation Instructions</a> | [23 empty] | 35.000 DW |  |  | 2.2500 IN | [89 empty] | 1.000 EA | 1.000 EA | [35 empty] | No | [42 empty] | https://assets.lutron.com/a/documents/3691235_ENG.pdf | [7 empty] | Shelf Stock | [39 empty] | 52161525 | [6 empty] | <a href="https://lutron.widen.net/content/4y4cm6o0wa/mp4/RadioRA-3-Processor-Video.mp4?w=2048" target="_blank">Product Video Clip</a> | [6 empty] | <a href="https://assets.lutron.com/a/documents/043561.pdf" target="_blank">Warranty Information</a> |  |  |  |  | 0.270 L | [14 empty] | 0 | 0 | 0 | 0 | Lighting Fixtures | 2022-10-20 11:50 | 2024-07-20 11:41 | 0000-00-00 00:00:00 | 2024-07-20 11:41 | 0000-00-00 00:00:00
1 | Lutron Electronics | RRST-HN3RL-SA | 4460-11262 | 4460 | 11262 | Lutron Electronics | rrst-hn3rl-sa.jpg | 784276304559 | RA3 ST HYBRID KEYPAD 3RL SA | Lutron RadioRA 3 Sunnata RF Hybrid 3-Button Keypad with Raise/Lower - Sage |  | 2.25 | 4.5 |  | rrst-hn3rl-sa.jpg | http://grandbrass.xologic.com/vendors/4460/large/rrst-hn3rl-sa.jpg | [47 empty] | 0 | 0 | 0 | [6 empty] | 0 | 1 | 1 | EA | 1 | Lighting Controls | [27 empty] | Other Lighting Controls | [242 empty] | <a href="https://assets.lutron.com/a/documents/sunnata-rf-hybrid-keypad-installation-guide.pdf" target="_blank">Installation Instructions</a> | [23 empty] | 35.000 DW |  |  | 2.2500 IN | [89 empty] | 1.000 EA | 1.000 EA | [35 empty] | No | [42 empty] | https://assets.lutron.com/a/documents/3691235_ENG.pdf | [7 empty] | Shelf Stock | [39 empty] | 52161525 | [6 empty] | <a href="https://lutron.widen.net/content/4y4cm6o0wa/mp4/RadioRA-3-Processor-Video.mp4?w=2048" target="_blank">Product Video Clip</a> | [6 empty] | <a href="https://assets.lutron.com/a/documents/043561.pdf" target="_blank">Warranty Information</a> |  |  |  |  | 0.270 L | [14 empty] | 0 | 0 | 0 | 0 | Lighting Fixtures | 2022-10-20 11:50 | 2024-07-20 11:41 | 0000-00-00 00:00:00 | 2024-07-20 11:41 | 0000-00-00 00:00:00
1 | Lutron Electronics | RRST-HN4B-MI | 4460-11263 | 4460 | 11263 | Lutron Electronics | rrst-hn4b-mi.jpg | 784276304757 | RA3 ST HYBRID KEYPAD 4B MI | Lutron RadioRA 3 Sunnata RF Hybrid 4-Button Keypad - Mist |  | 2.25 | 4.5 |  | rrst-hn4b-mi.jpg | http://grandbrass.xologic.com/vendors/4460/large/rrst-hn4b-mi.jpg | [47 empty] | 0 | 0 | 0 | [6 empty] | 0 | 1 | 1 | EA | 1 | Lighting Controls | [27 empty] | Other Lighting Controls | [242 empty] | <a href="https://assets.lutron.com/a/documents/sunnata-rf-hybrid-keypad-installation-guide.pdf" target="_blank">Installation Instructions</a> | [23 empty] | 35.000 DW |  |  | 2.2500 IN | [89 empty] | 1.000 EA | 1.000 EA | [35 empty] | No | [42 empty] | https://assets.lutron.com/a/documents/3691235_ENG.pdf | [7 empty] | Shelf Stock | [39 empty] | 52161525 | [6 empty] | <a href="https://lutron.widen.net/content/4y4cm6o0wa/mp4/RadioRA-3-Processor-Video.mp4?w=2048" target="_blank">Product Video Clip</a> | [6 empty] | <a href="https://assets.lutron.com/a/documents/043561.pdf" target="_blank">Warranty Information</a> |  |  |  |  | 0.270 L | [14 empty] | 0 | 0 | 0 | 0 | Lighting Fixtures | 2022-10-20 11:50 | 2024-07-20 11:38 | 0000-00-00 00:00:00 | 2024-07-20 11:38 | 0000-00-00 00:00:00
1 | Lutron Electronics | RRST-HN4B-TF | 4460-11264 | 4460 | 11264 | Lutron Electronics | rrst-hn4b-tf.jpg | 784276304832 | RA3 ST HYBRID KEYPAD 4B TF | Lutron RadioRA 3 Sunnata RF Hybrid 4-Button Keypad - Truffle |  | 2.25 | 4.5 |  | rrst-hn4b-tf.jpg | http://grandbrass.xologic.com/vendors/4460/large/rrst-hn4b-tf.jpg | [47 empty] | 0 | 0 | 0 | [6 empty] | 0 | 1 | 1 | EA | 1 | Lighting Controls | [27 empty] | Other Lighting Controls | [242 empty] | <a href="https://assets.lutron.com/a/documents/sunnata-rf-hybrid-keypad-installation-guide.pdf" target="_blank">Installation Instructions</a> | [23 empty] | 35.000 DW |  |  | 2.2500 IN | [89 empty] | 1.000 EA | 1.000 EA | [35 empty] | No | [42 empty] | https://assets.lutron.com/a/documents/3691235_ENG.pdf | [7 empty] | Shelf Stock | [39 empty] | 52161525 | [6 empty] | <a href="https://lutron.widen.net/content/4y4cm6o0wa/mp4/RadioRA-3-Processor-Video.mp4?w=2048" target="_blank">Product Video Clip</a> | [6 empty] | <a href="https://assets.lutron.com/a/documents/043561.pdf" target="_blank">Warranty Information</a> |  |  |  |  | 0.270 L | [14 empty] | 0 | 0 | 0 | 0 | Lighting Fixtures | 2022-10-20 11:50 | 2024-07-20 11:38 | 0000-00-00 00:00:00 | 2024-07-20 11:38 | 0000-00-00 00:00:00
1 | Lutron Electronics | RRST-HN2B-SL | 4460-11265 | 4460 | 11265 | Lutron Electronics | rrst-hn2b-sl.jpg | 784276304337 | RA3 ST HYBRID KEYPAD 2B SL | Lutron RadioRA 3 Sunnata RF Hybrid 2-Button Keypad - Slate |  | 2.25 | 4.5 |  | rrst-hn2b-sl.jpg | http://grandbrass.xologic.com/vendors/4460/large/rrst-hn2b-sl.jpg | [47 empty] | 0 | 0 | 0 | [6 empty] | 0 | 1 | 1 | EA | 1 | Lighting Controls | [27 empty] | Other Lighting Controls | [242 empty] | <a href="https://assets.lutron.com/a/documents/sunnata-rf-hybrid-keypad-installation-guide.pdf" target="_blank">Installation Instructions</a> | [23 empty] | 35.000 DW |  |  | 2.2500 IN | [89 empty] | 1.000 EA | 1.000 EA | [35 empty] | No | [42 empty] | https://assets.lutron.com/a/documents/3691235_ENG.pdf | [7 empty] | Shelf Stock | [39 empty] | 52161525 | [6 empty] | <a href="https://lutron.widen.net/content/4y4cm6o0wa/mp4/RadioRA-3-Processor-Video.mp4?w=2048" target="_blank">Product Video Clip</a> | [6 empty] | <a href="https://assets.lutron.com/a/documents/043561.pdf" target="_blank">Warranty Information</a> |  |  |  |  | 0.270 L | [14 empty] | 0 | 0 | 0 | 0 | Lighting Fixtures | 2022-10-20 11:50 | 2024-07-20 11:39 | 0000-00-00 00:00:00 | 2024-07-20 11:39 | 0000-00-00 00:00:00
1 | Lutron Electronics | RRST-HN3RL-LG | 4460-11266 | 4460 | 11266 | Lutron Electronics | rrst-hn3rl-lg.jpg | 784276304504 | RA3 ST HYBRID KEYPAD 3RL LG | Lutron RadioRA 3 Sunnata RF Hybrid 3-Button Keypad with Raise/Lower - Lunar Gray |  | 2.25 | 4.5 |  | rrst-hn3rl-lg.jpg | http://grandbrass.xologic.com/vendors/4460/large/rrst-hn3rl-lg.jpg | [47 empty] | 0 | 0 | 0 | [6 empty] | 0 | 1 | 1 | EA | 1 | Lighting Controls | [27 empty] | Other Lighting Controls | [242 empty] | <a href="https://assets.lutron.com/a/documents/sunnata-rf-hybrid-keypad-installation-guide.pdf" target="_blank">Installation Instructions</a> | [23 empty] | 35.000 DW |  |  | 2.2500 IN | [89 empty] | 1.000 EA | 1.000 EA | [35 empty] | No | [42 empty] | https://assets.lutron.com/a/documents/3691235_ENG.pdf | [7 empty] | Shelf Stock | [39 empty] | 52161525 | [6 empty] | <a href="https://lutron.widen.net/content/4y4cm6o0wa/mp4/RadioRA-3-Processor-Video.mp4?w=2048" target="_blank">Product Video Clip</a> | [6 empty] | <a href="https://assets.lutron.com/a/documents/043561.pdf" target="_blank">Warranty Information</a> |  |  |  |  | 0.270 L | [14 empty] | 0 | 0 | 0 | 0 | Lighting Fixtures | 2022-10-20 11:50 | 2024-07-20 11:40 | 0000-00-00 00:00:00 | 2024-07-20 11:40 | 0000-00-00 00:00:00
1 | Lutron Electronics | RRST-HN3RL-BL | 4460-11267 | 4460 | 11267 | Lutron Electronics | rrst-hn3rl-bl.jpg | 784276304405 | RA3 ST HYBRID KEYPAD 3RL BL | Lutron RadioRA 3 Sunnata RF Hybrid 3-Button Keypad with Raise/Lower - Black |  | 2.25 | 4.5 |  | rrst-hn3rl-bl.jpg | http://grandbrass.xologic.com/vendors/4460/large/rrst-hn3rl-bl.jpg | [47 empty] | 0 | 0 | 0 | [6 empty] | 0 | 1 | 1 | EA | 1 | Lighting Controls | [27 empty] | Other Lighting Controls | [242 empty] | <a href="https://assets.lutron.com/a/documents/sunnata-rf-hybrid-keypad-installation-guide.pdf" target="_blank">Installation Instructions</a> | [23 empty] | 35.000 DW |  |  | 2.2500 IN | [89 empty] | 1.000 EA | 1.000 EA | [35 empty] | No | [42 empty] | https://assets.lutron.com/a/documents/3691235_ENG.pdf | [7 empty] | Shelf Stock | [39 empty] | 52161525 | [6 empty] | <a href="https://lutron.widen.net/content/4y4cm6o0wa/mp4/RadioRA-3-Processor-Video.mp4?w=2048" target="_blank">Product Video Clip</a> | [6 empty] | <a href="https://assets.lutron.com/a/documents/043561.pdf" target="_blank">Warranty Information</a> |  |  |  |  | 0.270 L | [14 empty] | 0 | 0 | 0 | 0 | Lighting Fixtures | 2022-10-20 11:50 | 2024-07-20 11:42 | 0000-00-00 00:00:00 | 2024-07-20 11:42 | 0000-00-00 00:00:00 | [6 empty] | Black
1 | Lutron Electronics | RRST-HN3RL-CS | 4460-11268 | 4460 | 11268 | Lutron Electronics | rrst-hn3rl-cs.jpg | 784276304450 | RA3 ST HYBRID KEYPAD 3RL CS | Lutron RadioRA 3 Sunnata RF Hybrid 3-Button Keypad with Raise/Lower - Cobble Stone |  | 2.25 | 4.5 |  | rrst-hn3rl-cs.jpg | http://grandbrass.xologic.com/vendors/4460/large/rrst-hn3rl-cs.jpg | [47 empty] | 0 | 0 | 0 | [6 empty] | 0 | 1 | 1 | EA | 1 | Lighting Controls | [27 empty] | Other Lighting Controls | [242 empty] | <a href="https://assets.lutron.com/a/documents/sunnata-rf-hybrid-keypad-installation-guide.pdf" target="_blank">Installation Instructions</a> | [23 empty] | 35.000 DW |  |  | 2.2500 IN | [89 empty] | 1.000 EA | 1.000 EA | [35 empty] | No | [42 empty] | https://assets.lutron.com/a/documents/3691235_ENG.pdf | [7 empty] | Shelf Stock | [39 empty] | 52161525 | [6 empty] | <a href="https://lutron.widen.net/content/4y4cm6o0wa/mp4/RadioRA-3-Processor-Video.mp4?w=2048" target="_blank">Product Video Clip</a> | [6 empty] | <a href="https://assets.lutron.com/a/documents/043561.pdf" target="_blank">Warranty Information</a> |  |  |  |  | 0.270 L | [14 empty] | 0 | 0 | 0 | 0 | Lighting Fixtures | 2022-10-20 11:50 | 2024-07-20 11:37 | 0000-00-00 00:00:00 | 2024-07-20 11:37 | 0000-00-00 00:00:00
1 | Lutron Electronics | RRST-HN4B-EP | 4460-11269 | 4460 | 11269 | Lutron Electronics | rrst-hn4b-ep.jpg | 784276304726 | RA3 ST HYBRID KEYPAD 4B EP | Lutron RadioRA 3 Sunnata RF Hybrid 4-Button Keypad - Espresso |  | 2.25 | 4.5 |  | rrst-hn4b-ep.jpg | http://grandbrass.xologic.com/vendors/4460/large/rrst-hn4b-ep.jpg | [47 empty] | 0 | 0 | 0 | [6 empty] | 0 | 1 | 1 | EA | 1 | Lighting Controls | [27 empty] | Other Lighting Controls | [242 empty] | <a href="https://assets.lutron.com/a/documents/sunnata-rf-hybrid-keypad-installation-guide.pdf" target="_blank">Installation Instructions</a> | [23 empty] | 35.000 DW |  |  | 2.2500 IN | [89 empty] | 1.000 EA | 1.000 EA | [35 empty] | No | [42 empty] | https://assets.lutron.com/a/documents/3691235_ENG.pdf | [7 empty] | Shelf Stock | [39 empty] | 52161525 | [6 empty] | <a href="https://lutron.widen.net/content/4y4cm6o0wa/mp4/RadioRA-3-Processor-Video.mp4?w=2048" target="_blank">Product Video Clip</a> | [6 empty] | <a href="https://assets.lutron.com/a/documents/043561.pdf" target="_blank">Warranty Information</a> |  |  |  |  | 0.270 L | [14 empty] | 0 | 0 | 0 | 0 | Lighting Fixtures | 2022-10-20 11:50 | 2024-07-20 11:35 | 0000-00-00 00:00:00 | 2024-07-20 11:35 | 0000-00-00 00:00:00
1 | Lutron Electronics | RRST-HN4B-SL | 4460-11270 | 4460 | 11270 | Lutron Electronics | rrst-hn4b-sl.jpg | 784276304818 | RA3 ST HYBRID KEYPAD 4B SL | Lutron RadioRA 3 Sunnata RF Hybrid 4-Button Keypad - Slate |  | 2.25 | 4.5 |  | rrst-hn4b-sl.jpg | http://grandbrass.xologic.com/vendors/4460/large/rrst-hn4b-sl.jpg | [47 empty] | 0 | 0 | 0 | [6 empty] | 0 | 1 | 1 | EA | 1 | Lighting Controls | [27 empty] | Other Lighting Controls | [242 empty] | <a href="https://assets.lutron.com/a/documents/sunnata-rf-hybrid-keypad-installation-guide.pdf" target="_blank">Installation Instructions</a> | [23 empty] | 35.000 DW |  |  | 2.2500 IN | [89 empty] | 1.000 EA | 1.000 EA | [35 empty] | No | [42 empty] | https://assets.lutron.com/a/documents/3691235_ENG.pdf | [7 empty] | Shelf Stock | [39 empty] | 52161525 | [6 empty] | <a href="https://lutron.widen.net/content/4y4cm6o0wa/mp4/RadioRA-3-Processor-Video.mp4?w=2048" target="_blank">Product Video Clip</a> | [6 empty] | <a href="https://assets.lutron.com/a/documents/043561.pdf" target="_blank">Warranty Information</a> |  |  |  |  | 0.270 L | [14 empty] | 0 | 0 | 0 | 0 | Lighting Fixtures | 2022-10-20 11:50 | 2024-07-20 11:40 | 0000-00-00 00:00:00 | 2024-07-20 11:40 | 0000-00-00 00:00:00
1 | Lutron Electronics | RRST-HN3RL-IV | 4460-11271 | 4460 | 11271 | Lutron Electronics | rrst-hn3rl-iv.jpg | 784276304399 | RA3 ST HYBRID KEYPAD 3RL IV | Lutron RadioRA 3 Sunnata RF Hybrid 3-Button Keypad with Raise/Lower - Ivory |  | 2.25 | 4.5 |  | rrst-hn3rl-iv.jpg | http://grandbrass.xologic.com/vendors/4460/large/rrst-hn3rl-iv.jpg | [47 empty] | 0 | 0 | 0 | [6 empty] | 0 | 1 | 1 | EA | 1 | Lighting Controls | [27 empty] | Other Lighting Controls | [242 empty] | <a href="https://assets.lutron.com/a/documents/sunnata-rf-hybrid-keypad-installation-guide.pdf" target="_blank">Installation Instructions</a> | [23 empty] | 35.000 DW |  |  | 2.2500 IN | [89 empty] | 1.000 EA | 1.000 EA | [35 empty] | No | [42 empty] | https://assets.lutron.com/a/documents/3691235_ENG.pdf | [7 empty] | Shelf Stock | [39 empty] | 52161525 | [6 empty] | <a href="https://lutron.widen.net/content/4y4cm6o0wa/mp4/RadioRA-3-Processor-Video.mp4?w=2048" target="_blank">Product Video Clip</a> | [6 empty] | <a href="https://assets.lutron.com/a/documents/043561.pdf" target="_blank">Warranty Information</a> |  |  |  |  | 0.270 L | [14 empty] | 0 | 0 | 0 | 0 | Lighting Fixtures | 2022-10-20 11:50 | 2024-07-20 11:41 | 0000-00-00 00:00:00 | 2024-07-20 11:41 | 0000-00-00 00:00:00 | [6 empty] | Ivory
1 | Lutron Electronics | RRST-HN3RL-CY | 4460-11272 | 4460 | 11272 | Lutron Electronics | rrst-hn3rl-cy.jpg | 784276304467 | RA3 ST HYBRID KEYPAD 3RL CY | Lutron RadioRA 3 Sunnata RF Hybrid 3-Button Keypad with Raise/Lower - Clay |  | 2.25 | 4.5 |  | rrst-hn3rl-cy.jpg | http://grandbrass.xologic.com/vendors/4460/large/rrst-hn3rl-cy.jpg | [47 empty] | 0 | 0 | 0 | [6 empty] | 0 | 1 | 1 | EA | 1 | Lighting Controls | [27 empty] | Other Lighting Controls | [242 empty] | <a href="https://assets.lutron.com/a/documents/sunnata-rf-hybrid-keypad-installation-guide.pdf" target="_blank">Installation Instructions</a> | [23 empty] | 35.000 DW |  |  | 2.2500 IN | [89 empty] | 1.000 EA | 1.000 EA | [35 empty] | No | [42 empty] | https://assets.lutron.com/a/documents/3691235_ENG.pdf | [7 empty] | Shelf Stock | [39 empty] | 52161525 | [6 empty] | <a href="https://lutron.widen.net/content/4y4cm6o0wa/mp4/RadioRA-3-Processor-Video.mp4?w=2048" target="_blank">Product Video Clip</a> | [6 empty] | <a href="https://assets.lutron.com/a/documents/043561.pdf" target="_blank">Warranty Information</a> |  |  |  |  | 0.270 L | [14 empty] | 0 | 0 | 0 | 0 | Lighting Fixtures | 2022-10-20 11:50 | 2024-07-20 11:41 | 0000-00-00 00:00:00 | 2024-07-20 11:41 | 0000-00-00 00:00:00
1 | Lutron Electronics | RRST-HN3RL-PM | 4460-11273 | 4460 | 11273 | Lutron Electronics | rrst-hn3rl-pm.jpg | 784276304535 | RA3 ST HYBRID KEYPAD 3RL PM | Lutron RadioRA 3 Sunnata RF Hybrid 3-Button Keypad with Raise/Lower - Pumice |  | 2.25 | 4.5 |  | rrst-hn3rl-pm.jpg | http://grandbrass.xologic.com/vendors/4460/large/rrst-hn3rl-pm.jpg | [47 empty] | 0 | 0 | 0 | [6 empty] | 0 | 1 | 1 | EA | 1 | Lighting Controls | [27 empty] | Other Lighting Controls | [242 empty] | <a href="https://assets.lutron.com/a/documents/sunnata-rf-hybrid-keypad-installation-guide.pdf" target="_blank">Installation Instructions</a> | [23 empty] | 35.000 DW |  |  | 2.2500 IN | [89 empty] | 1.000 EA | 1.000 EA | [35 empty] | No | [42 empty] | https://assets.lutron.com/a/documents/3691235_ENG.pdf | [7 empty] | Shelf Stock | [39 empty] | 52161525 | [6 empty] | <a href="https://lutron.widen.net/content/4y4cm6o0wa/mp4/RadioRA-3-Processor-Video.mp4?w=2048" target="_blank">Product Video Clip</a> | [6 empty] | <a href="https://assets.lutron.com/a/documents/043561.pdf" target="_blank">Warranty Information</a> |  |  |  |  | 0.270 L | [14 empty] | 0 | 0 | 0 | 0 | Lighting Fixtures | 2022-10-20 11:50 | 2024-07-20 11:35 | 0000-00-00 00:00:00 | 2024-07-20 11:35 | 0000-00-00 00:00:00
1 | Lutron Electronics | RRST-HN4B-BL | 4460-11274 | 4460 | 11274 | Lutron Electronics | rrst-hn4b-bl.jpg | 784276304641 | RA3 ST HYBRID KEYPAD 4B BL | Lutron RadioRA 3 Sunnata RF Hybrid 4-Button Keypad - Black |  | 2.25 | 4.5 |  | rrst-hn4b-bl.jpg | http://grandbrass.xologic.com/vendors/4460/large/rrst-hn4b-bl.jpg | [47 empty] | 0 | 0 | 0 | [6 empty] | 0 | 1 | 1 | EA | 1 | Lighting Controls | [27 empty] | Other Lighting Controls | [242 empty] | <a href="https://assets.lutron.com/a/documents/sunnata-rf-hybrid-keypad-installation-guide.pdf" target="_blank">Installation Instructions</a> | [23 empty] | 35.000 DW |  |  | 2.2500 IN | [89 empty] | 1.000 EA | 1.000 EA | [35 empty] | No | [42 empty] | https://assets.lutron.com/a/documents/3691235_ENG.pdf | [7 empty] | Shelf Stock | [39 empty] | 52161525 | [6 empty] | <a href="https://lutron.widen.net/content/4y4cm6o0wa/mp4/RadioRA-3-Processor-Video.mp4?w=2048" target="_blank">Product Video Clip</a> | [6 empty] | <a href="https://assets.lutron.com/a/documents/043561.pdf" target="_blank">Warranty Information</a> |  |  |  |  | 0.270 L | [14 empty] | 0 | 0 | 0 | 0 | Lighting Fixtures | 2022-10-20 11:50 | 2024-07-20 11:33 | 0000-00-00 00:00:00 | 2024-07-20 11:33 | 0000-00-00 00:00:00 | [6 empty] | Black
1 | Lutron Electronics | RRST-HN2B-MN | 4460-11275 | 4460 | 11275 | Lutron Electronics | rrst-hn2b-mn.jpg | 784276304184 | RA3 ST HYBRID KEYPAD 2B MN | Lutron RadioRA 3 Sunnata RF Hybrid 2-Button Keypad - Midnight |  | 2.25 | 4.5 |  | rrst-hn2b-mn.jpg | http://grandbrass.xologic.com/vendors/4460/large/rrst-hn2b-mn.jpg | [47 empty] | 0 | 0 | 0 | [6 empty] | 0 | 1 | 1 | EA | 1 | Lighting Controls | [27 empty] | Other Lighting Controls | [242 empty] | <a href="https://assets.lutron.com/a/documents/sunnata-rf-hybrid-keypad-installation-guide.pdf" target="_blank">Installation Instructions</a> | [23 empty] | 35.000 DW |  |  | 2.2500 IN | [89 empty] | 1.000 EA | 1.000 EA | [35 empty] | No | [42 empty] | https://assets.lutron.com/a/documents/3691235_ENG.pdf | [7 empty] | Shelf Stock | [39 empty] | 52161525 | [6 empty] | <a href="https://lutron.widen.net/content/4y4cm6o0wa/mp4/RadioRA-3-Processor-Video.mp4?w=2048" target="_blank">Product Video Clip</a> | [6 empty] | <a href="https://assets.lutron.com/a/documents/043561.pdf" target="_blank">Warranty Information</a> |  |  |  |  | 0.270 L | [14 empty] | 0 | 0 | 0 | 0 | Lighting Fixtures | 2022-10-20 11:50 | 2024-07-20 11:40 | 0000-00-00 00:00:00 | 2024-07-20 11:40 | 0000-00-00 00:00:00 | [6 empty] | Midnight
1 | Lutron Electronics | RRST-HN2B-BW | 4460-11276 | 4460 | 11276 | Lutron Electronics | rrst-hn2b-bw.jpg | 784276304207 | RA3 ST HYBRID KEYPAD 2B BW | Lutron RadioRA 3 Sunnata RF Hybrid 2-Button Keypad - Brilliant White |  | 2.25 | 4.5 |  | rrst-hn2b-bw.jpg | http://grandbrass.xologic.com/vendors/4460/large/rrst-hn2b-bw.jpg | [47 empty] | 0 | 0 | 0 | [6 empty] | 0 | 1 | 1 | EA | 1 | Lighting Controls | [27 empty] | Other Lighting Controls | [242 empty] | <a href="https://assets.lutron.com/a/documents/sunnata-rf-hybrid-keypad-installation-guide.pdf" target="_blank">Installation Instructions</a> | [23 empty] | 35.000 DW |  |  | 2.2500 IN | [89 empty] | 1.000 EA | 1.000 EA | [35 empty] | No | [42 empty] | https://assets.lutron.com/a/documents/3691235_ENG.pdf | [7 empty] | Shelf Stock | [39 empty] | 52161525 | [6 empty] | <a href="https://lutron.widen.net/content/4y4cm6o0wa/mp4/RadioRA-3-Processor-Video.mp4?w=2048" target="_blank">Product Video Clip</a> | [6 empty] | <a href="https://assets.lutron.com/a/documents/043561.pdf" target="_blank">Warranty Information</a> |  |  |  |  | 0.270 L | [14 empty] | 0 | 0 | 0 | 0 | Lighting Fixtures | 2022-10-20 11:50 | 2024-07-20 11:40 | 0000-00-00 00:00:00 | 2024-07-20 11:40 | 0000-00-00 00:00:00
1 | Lutron Electronics | RRST-HN2B-MI | 4460-11277 | 4460 | 11277 | Lutron Electronics | rrst-hn2b-mi.jpg | 784276304276 | RA3 ST HYBRID KEYPAD 2B MI | Lutron RadioRA 3 Sunnata RF Hybrid 2-Button Keypad - Mist |  | 2.25 | 4.5 |  | rrst-hn2b-mi.jpg | http://grandbrass.xologic.com/vendors/4460/large/rrst-hn2b-mi.jpg | [47 empty] | 0 | 0 | 0 | [6 empty] | 0 | 1 | 1 | EA | 1 | Lighting Controls | [27 empty] | Other Lighting Controls | [242 empty] | <a href="https://assets.lutron.com/a/documents/sunnata-rf-hybrid-keypad-installation-guide.pdf" target="_blank">Installation Instructions</a> | [23 empty] | 35.000 DW |  |  | 2.2500 IN | [89 empty] | 1.000 EA | 1.000 EA | [35 empty] | No | [42 empty] | https://assets.lutron.com/a/documents/3691235_ENG.pdf | [7 empty] | Shelf Stock | [39 empty] | 52161525 | [6 empty] | <a href="https://lutron.widen.net/content/4y4cm6o0wa/mp4/RadioRA-3-Processor-Video.mp4?w=2048" target="_blank">Product Video Clip</a> | [6 empty] | <a href="https://assets.lutron.com/a/documents/043561.pdf" target="_blank">Warranty Information</a> |  |  |  |  | 0.270 L | [14 empty] | 0 | 0 | 0 | 0 | Lighting Fixtures | 2022-10-20 11:50 | 2024-07-20 11:40 | 0000-00-00 00:00:00 | 2024-07-20 11:40 | 0000-00-00 00:00:00
1 | Lutron Electronics | RRST-HN3RL-SD | 4460-11278 | 4460 | 11278 | Lutron Electronics | rrst-hn3rl-sd.jpg | 784276304566 | RA3 ST HYBRID KEYPAD 3RL SD | Lutron RadioRA 3 Sunnata RF Hybrid 3-Button Keypad with Raise/Lower - Sand |  | 2.25 | 4.5 |  | rrst-hn3rl-sd.jpg | http://grandbrass.xologic.com/vendors/4460/large/rrst-hn3rl-sd.jpg | [47 empty] | 0 | 0 | 0 | [6 empty] | 0 | 1 | 1 | EA | 1 | Lighting Controls | [27 empty] | Other Lighting Controls | [242 empty] | <a href="https://assets.lutron.com/a/documents/sunnata-rf-hybrid-keypad-installation-guide.pdf" target="_blank">Installation Instructions</a> | [23 empty] | 35.000 DW |  |  | 2.2500 IN | [89 empty] | 1.000 EA | 1.000 EA | [35 empty] | No | [42 empty] | https://assets.lutron.com/a/documents/3691235_ENG.pdf | [7 empty] | Shelf Stock | [39 empty] | 52161525 | [6 empty] | <a href="https://lutron.widen.net/content/4y4cm6o0wa/mp4/RadioRA-3-Processor-Video.mp4?w=2048" target="_blank">Product Video Clip</a> | [6 empty] | <a href="https://assets.lutron.com/a/documents/043561.pdf" target="_blank">Warranty Information</a> |  |  |  |  | 0.270 L | [14 empty] | 0 | 0 | 0 | 0 | Lighting Fixtures | 2022-10-20 11:50 | 2024-07-20 11:39 | 0000-00-00 00:00:00 | 2024-07-20 11:39 | 0000-00-00 00:00:00
1 | Lutron Electronics | RRST-HN4B-SW | 4460-11279 | 4460 | 11279 | Lutron Electronics | rrst-hn4b-sw.jpg | 784276304658 | RA3 ST HYBRID KEYPAD 4B SW | Lutron RadioRA 3 Sunnata RF Hybrid 4-Button Keypad - Snow White |  | 2.25 | 4.5 |  | rrst-hn4b-sw.jpg | http://grandbrass.xologic.com/vendors/4460/large/rrst-hn4b-sw.jpg | [47 empty] | 0 | 0 | 0 | [6 empty] | 0 | 1 | 1 | EA | 1 | Lighting Controls | [27 empty] | Other Lighting Controls | [242 empty] | <a href="https://assets.lutron.com/a/documents/sunnata-rf-hybrid-keypad-installation-guide.pdf" target="_blank">Installation Instructions</a> | [23 empty] | 35.000 DW |  |  | 2.2500 IN | [89 empty] | 1.000 EA | 1.000 EA | [35 empty] | No | [42 empty] | https://assets.lutron.com/a/documents/3691235_ENG.pdf | [7 empty] | Shelf Stock | [39 empty] | 52161525 | [6 empty] | <a href="https://lutron.widen.net/content/4y4cm6o0wa/mp4/RadioRA-3-Processor-Video.mp4?w=2048" target="_blank">Product Video Clip</a> | [6 empty] | <a href="https://assets.lutron.com/a/documents/043561.pdf" target="_blank">Warranty Information</a> |  |  |  |  | 0.270 L | [14 empty] | 0 | 0 | 0 | 0 | Lighting Fixtures | 2022-10-20 11:50 | 2024-07-20 11:39 | 0000-00-00 00:00:00 | 2024-07-20 11:39 | 0000-00-00 00:00:00 | [6 empty] | Snow
1 | Lutron Electronics | RRST-HN4B-BI | 4460-11280 | 4460 | 11280 | Lutron Electronics | rrst-hn4b-bi.jpg | 784276304672 | RA3 ST HYBRID KEYPAD 4B BI | Lutron RadioRA 3 Sunnata RF Hybrid 4-Button Keypad- Biscuit |  | 2.25 | 4.5 |  | rrst-hn4b-bi.jpg | http://grandbrass.xologic.com/vendors/4460/large/rrst-hn4b-bi.jpg | [47 empty] | 0 | 0 | 0 | [6 empty] | 0 | 1 | 1 | EA | 1 | Lighting Controls | [27 empty] | Other Lighting Controls | [242 empty] | <a href="https://assets.lutron.com/a/documents/sunnata-rf-hybrid-keypad-installation-guide.pdf" target="_blank">Installation Instructions</a> | [23 empty] | 35.000 DW |  |  | 2.2500 IN | [89 empty] | 1.000 EA | 1.000 EA | [35 empty] | No | [42 empty] | https://assets.lutron.com/a/documents/3691235_ENG.pdf | [7 empty] | Shelf Stock | [39 empty] | 52161525 | [6 empty] | <a href="https://lutron.widen.net/content/4y4cm6o0wa/mp4/RadioRA-3-Processor-Video.mp4?w=2048" target="_blank">Product Video Clip</a> | [6 empty] | <a href="https://assets.lutron.com/a/documents/043561.pdf" target="_blank">Warranty Information</a> |  |  |  |  | 0.270 L | [14 empty] | 0 | 0 | 0 | 0 | Lighting Fixtures | 2022-10-20 11:50 | 2024-07-20 11:40 | 0000-00-00 00:00:00 | 2024-07-20 11:40 | 0000-00-00 00:00:00 | [6 empty] | Biscuit
1 | Lutron Electronics | RRST-HN3RL-LA | 4460-11281 | 4460 | 11281 | Lutron Electronics | rrst-hn3rl-la.jpg | 784276304382 | RA3 ST HYBRID KEYPAD 3RL LA | Lutron RadioRA 3 Sunnata RF Hybrid 3-Button Keypad with Raise/Lower - Light Almond |  | 2.25 | 4.5 |  | rrst-hn3rl-la.jpg | http://grandbrass.xologic.com/vendors/4460/large/rrst-hn3rl-la.jpg | [47 empty] | 0 | 0 | 0 | [6 empty] | 0 | 1 | 1 | EA | 1 | Lighting Controls | [27 empty] | Other Lighting Controls | [242 empty] | <a href="https://assets.lutron.com/a/documents/sunnata-rf-hybrid-keypad-installation-guide.pdf" target="_blank">Installation Instructions</a> | [23 empty] | 35.000 DW |  |  | 2.2500 IN | [89 empty] | 1.000 EA | 1.000 EA | [35 empty] | No | [42 empty] | https://assets.lutron.com/a/documents/3691235_ENG.pdf | [7 empty] | Shelf Stock | [39 empty] | 52161525 | [6 empty] | <a href="https://lutron.widen.net/content/4y4cm6o0wa/mp4/RadioRA-3-Processor-Video.mp4?w=2048" target="_blank">Product Video Clip</a> | [6 empty] | <a href="https://assets.lutron.com/a/documents/043561.pdf" target="_blank">Warranty Information</a> |  |  |  |  | 0.270 L | [14 empty] | 0 | 0 | 0 | 0 | Lighting Fixtures | 2022-10-20 11:52 | 2024-07-20 11:39 | 0000-00-00 00:00:00 | 2024-07-20 11:39 | 0000-00-00 00:00:00
1 | Lutron Electronics | RRST-HN3RL-DE | 4460-11282 | 4460 | 11282 | Lutron Electronics | rrst-hn3rl-de.jpg | 784276304474 | RA3 ST HYBRID KEYPAD 3RL DE | Lutron RadioRA 3 Sunnata RF Hybrid 3-Button Keypad with Raise/Lower - Deep Sea |  | 2.25 | 4.5 |  | rrst-hn3rl-de.jpg | http://grandbrass.xologic.com/vendors/4460/large/rrst-hn3rl-de.jpg | [47 empty] | 0 | 0 | 0 | [6 empty] | 0 | 1 | 1 | EA | 1 | Lighting Controls | [27 empty] | Other Lighting Controls | [242 empty] | <a href="https://assets.lutron.com/a/documents/sunnata-rf-hybrid-keypad-installation-guide.pdf" target="_blank">Installation Instructions</a> | [23 empty] | 35.000 DW |  |  | 2.2500 IN | [89 empty] | 1.000 EA | 1.000 EA | [35 empty] | No | [42 empty] | https://assets.lutron.com/a/documents/3691235_ENG.pdf | [7 empty] | Shelf Stock | [39 empty] | 52161525 | [6 empty] | <a href="https://lutron.widen.net/content/4y4cm6o0wa/mp4/RadioRA-3-Processor-Video.mp4?w=2048" target="_blank">Product Video Clip</a> | [6 empty] | <a href="https://assets.lutron.com/a/documents/043561.pdf" target="_blank">Warranty Information</a> |  |  |  |  | 0.270 L | [14 empty] | 0 | 0 | 0 | 0 | Lighting Fixtures | 2022-10-20 11:52 | 2024-07-20 11:42 | 0000-00-00 00:00:00 | 2024-07-20 11:42 | 0000-00-00 00:00:00
1 | Lutron Electronics | RRST-HN4B-LG | 4460-11283 | 4460 | 11283 | Lutron Electronics | RRST-HN4B-LG.jpg | 784276304740 | RA3 ST HYBRID KEYPAD 4B LG | Lutron RadioRA 3 Sunnata RF Hybrid 4-Button Keypad - Lunar Gray |  | 2.25 | 4.5 |  | RRST-HN4B-LG.jpg | http://grandbrass.xologic.com/vendors/4460/large/RRST-HN4B-LG.jpg | [47 empty] | 0 | 0 | 0 | [6 empty] | 0 | 1 | 1 | EA | 1 | Lighting Controls | [27 empty] | Other Lighting Controls | [242 empty] | <a href="https://assets.lutron.com/a/documents/sunnata-rf-hybrid-keypad-installation-guide.pdf" target="_blank">Installation Instructions</a> | [23 empty] | 35.000 DW |  |  | 2.2500 IN | [89 empty] | 1.000 EA | 1.000 EA | [35 empty] | No | [42 empty] | https://assets.lutron.com/a/documents/3691235_ENG.pdf | [7 empty] | Shelf Stock | [39 empty] | 52161525 | [6 empty] | <a href="https://lutron.widen.net/content/4y4cm6o0wa/mp4/RadioRA-3-Processor-Video.mp4?w=2048" target="_blank">Product Video Clip</a> | [6 empty] | <a href="https://assets.lutron.com/a/documents/043561.pdf" target="_blank">Warranty Information</a> |  |  |  |  | 0.270 L | [14 empty] | 0 | 0 | 0 | 0 | Lighting Fixtures | 2022-10-20 11:52 | 2024-07-20 11:40 | 0000-00-00 00:00:00 | 2024-07-20 11:40 | 0000-00-00 00:00:00
1 | Lutron Electronics | RRST-HN4B-TP | 4460-11284 | 4460 | 11284 | Lutron Electronics | RRST-HN4B-TP.jpg | 784276304849 | RA3 ST HYBRID KEYPAD 4B TP | Lutron RadioRA 3 Sunnata RF Hybrid 4-Button Keypad - Taupe |  | 2.25 | 4.5 |  | RRST-HN4B-TP.jpg | http://grandbrass.xologic.com/vendors/4460/large/RRST-HN4B-TP.jpg | [47 empty] | 0 | 0 | 0 | [6 empty] | 0 | 1 | 1 | EA | 1 | Lighting Controls | [27 empty] | Other Lighting Controls | [242 empty] | <a href="https://assets.lutron.com/a/documents/sunnata-rf-hybrid-keypad-installation-guide.pdf" target="_blank">Installation Instructions</a> | [23 empty] | 35.000 DW |  |  | 2.2500 IN | [89 empty] | 1.000 EA | 1.000 EA | [35 empty] | No | [42 empty] | https://assets.lutron.com/a/documents/3691235_ENG.pdf | [7 empty] | Shelf Stock | [39 empty] | 52161525 | [6 empty] | <a href="https://lutron.widen.net/content/4y4cm6o0wa/mp4/RadioRA-3-Processor-Video.mp4?w=2048" target="_blank">Product Video Clip</a> | [6 empty] | <a href="https://assets.lutron.com/a/documents/043561.pdf" target="_blank">Warranty Information</a> |  |  |  |  | 0.270 L | [14 empty] | 0 | 0 | 0 | 0 | Lighting Fixtures | 2022-10-20 11:52 | 2024-07-20 11:39 | 0000-00-00 00:00:00 | 2024-07-20 11:39 | 0000-00-00 00:00:00 | [6 empty] | Taupe
1 | Lutron Electronics | RRST-HN2B-BI | 4460-11285 | 4460 | 11285 | Lutron Electronics | rrst-hn2b-bi.jpg | 784276304191 | RA3 ST HYBRID KEYPAD 2B BI | Lutron RadioRA 3 Sunnata RF Hybrid 2-Button Keypad- Biscuit |  | 2.25 | 4.5 |  | rrst-hn2b-bi.jpg | http://grandbrass.xologic.com/vendors/4460/large/rrst-hn2b-bi.jpg | [47 empty] | 0 | 0 | 0 | [6 empty] | 0 | 1 | 1 | EA | 1 | Lighting Controls | [27 empty] | Other Lighting Controls | [242 empty] | <a href="https://assets.lutron.com/a/documents/sunnata-rf-hybrid-keypad-installation-guide.pdf" target="_blank">Installation Instructions</a> | [23 empty] | 35.000 DW |  |  | 2.2500 IN | [89 empty] | 1.000 EA | 1.000 EA | [35 empty] | No | [42 empty] | https://assets.lutron.com/a/documents/3691235_ENG.pdf | [7 empty] | Shelf Stock | [39 empty] | 52161525 | [6 empty] | <a href="https://lutron.widen.net/content/4y4cm6o0wa/mp4/RadioRA-3-Processor-Video.mp4?w=2048" target="_blank">Product Video Clip</a> | [6 empty] | <a href="https://assets.lutron.com/a/documents/043561.pdf" target="_blank">Warranty Information</a> |  |  |  |  | 0.270 L | [14 empty] | 0 | 0 | 0 | 0 | Lighting Fixtures | 2022-10-20 11:54 | 2024-07-20 11:41 | 0000-00-00 00:00:00 | 2024-07-20 11:41 | 0000-00-00 00:00:00 | [6 empty] | Biscuit
1 | Lutron Electronics | RRST-HN2B-LG | 4460-11286 | 4460 | 11286 | Lutron Electronics | rrst-hn2b-lg.jpg | 784276304269 | RA3 ST HYBRID KEYPAD 2B LG | Lutron RadioRA 3 Sunnata RF Hybrid 2-Button Keypad - Lunar Gray |  | 2.25 | 4.5 |  | rrst-hn2b-lg.jpg | http://grandbrass.xologic.com/vendors/4460/large/rrst-hn2b-lg.jpg | [47 empty] | 0 | 0 | 0 | [6 empty] | 0 | 1 | 1 | EA | 1 | Lighting Controls | [27 empty] | Other Lighting Controls | [242 empty] | <a href="https://assets.lutron.com/a/documents/sunnata-rf-hybrid-keypad-installation-guide.pdf" target="_blank">Installation Instructions</a> | [23 empty] | 35.000 DW |  |  | 2.2500 IN | [89 empty] | 1.000 EA | 1.000 EA | [35 empty] | No | [42 empty] | https://assets.lutron.com/a/documents/3691235_ENG.pdf | [7 empty] | Shelf Stock | [39 empty] | 52161525 | [6 empty] | <a href="https://lutron.widen.net/content/4y4cm6o0wa/mp4/RadioRA-3-Processor-Video.mp4?w=2048" target="_blank">Product Video Clip</a> | [6 empty] | <a href="https://assets.lutron.com/a/documents/043561.pdf" target="_blank">Warranty Information</a> |  |  |  |  | 0.270 L | [14 empty] | 0 | 0 | 0 | 0 | Lighting Fixtures | 2022-10-20 11:54 | 2024-07-20 11:37 | 0000-00-00 00:00:00 | 2024-07-20 11:37 | 0000-00-00 00:00:00
1 | Lutron Electronics | RRST-HN4B-MN | 4460-11287 | 4460 | 11287 | Lutron Electronics | rrst-hn4b-mn.jpg | 784276304665 | RA3 ST HYBRID KEYPAD 4B MN | Lutron RadioRA 3 Sunnata RF Hybrid 4-Button Keypad - Midnight |  | 2.25 | 4.5 |  | rrst-hn4b-mn.jpg | http://grandbrass.xologic.com/vendors/4460/large/rrst-hn4b-mn.jpg | [47 empty] | 0 | 0 | 0 | [6 empty] | 0 | 1 | 1 | EA | 1 | Lighting Controls | [27 empty] | Other Lighting Controls | [242 empty] | <a href="https://assets.lutron.com/a/documents/sunnata-rf-hybrid-keypad-installation-guide.pdf" target="_blank">Installation Instructions</a> | [23 empty] | 35.000 DW |  |  | 2.2500 IN | [89 empty] | 1.000 EA | 1.000 EA | [35 empty] | No | [42 empty] | https://assets.lutron.com/a/documents/3691235_ENG.pdf | [7 empty] | Shelf Stock | [39 empty] | 52161525 | [6 empty] | <a href="https://lutron.widen.net/content/4y4cm6o0wa/mp4/RadioRA-3-Processor-Video.mp4?w=2048" target="_blank">Product Video Clip</a> | [6 empty] | <a href="https://assets.lutron.com/a/documents/043561.pdf" target="_blank">Warranty Information</a> |  |  |  |  | 0.270 L | [14 empty] | 0 | 0 | 0 | 0 | Lighting Fixtures | 2022-10-20 11:54 | 2024-07-20 11:41 | 0000-00-00 00:00:00 | 2024-07-20 11:41 | 0000-00-00 00:00:00 | [6 empty] | Midnight
1 | Lutron Electronics | RRST-HN4B-GL | 4460-11288 | 4460 | 11288 | Lutron Electronics | rrst-hn4b-gl.jpg | 784276304733 | RA3 ST HYBRID KEYPAD 4B GL | Lutron RadioRA 3 Sunnata RF Hybrid 4-Button Keypad - Glacier White |  | 2.25 | 4.5 |  | rrst-hn4b-gl.jpg | http://grandbrass.xologic.com/vendors/4460/large/rrst-hn4b-gl.jpg | [47 empty] | 0 | 0 | 0 | [6 empty] | 0 | 1 | 1 | EA | 1 | Lighting Controls | [27 empty] | Other Lighting Controls | [242 empty] | <a href="https://assets.lutron.com/a/documents/sunnata-rf-hybrid-keypad-installation-guide.pdf" target="_blank">Installation Instructions</a> | [23 empty] | 35.000 DW |  |  | 2.2500 IN | [89 empty] | 1.000 EA | 1.000 EA | [35 empty] | No | [42 empty] | https://assets.lutron.com/a/documents/3691235_ENG.pdf | [7 empty] | Shelf Stock | [39 empty] | 52161525 | [6 empty] | <a href="https://lutron.widen.net/content/4y4cm6o0wa/mp4/RadioRA-3-Processor-Video.mp4?w=2048" target="_blank">Product Video Clip</a> | [6 empty] | <a href="https://assets.lutron.com/a/documents/043561.pdf" target="_blank">Warranty Information</a> |  |  |  |  | 0.270 L | [14 empty] | 0 | 0 | 0 | 0 | Lighting Fixtures | 2022-10-20 11:54 | 2024-07-20 11:32 | 0000-00-00 00:00:00 | 2024-07-20 11:32 | 0000-00-00 00:00:00
1 | Lutron Electronics | RRST-HN4B-SD | 4460-11289 | 4460 | 11289 | Lutron Electronics | rrst-hn4b-sd.jpg | 784276304801 | RA3 ST HYBRID KEYPAD 4B SD | Lutron RadioRA 3 Sunnata RF Hybrid 4-Button Keypad - Sand |  | 2.25 | 4.5 |  | rrst-hn4b-sd.jpg | http://grandbrass.xologic.com/vendors/4460/large/rrst-hn4b-sd.jpg | [47 empty] | 0 | 0 | 0 | [6 empty] | 0 | 1 | 1 | EA | 1 | Lighting Controls | [27 empty] | Other Lighting Controls | [242 empty] | <a href="https://assets.lutron.com/a/documents/sunnata-rf-hybrid-keypad-installation-guide.pdf" target="_blank">Installation Instructions</a> | [23 empty] | 35.000 DW |  |  | 2.2500 IN | [89 empty] | 1.000 EA | 1.000 EA | [35 empty] | No | [42 empty] | https://assets.lutron.com/a/documents/3691235_ENG.pdf | [7 empty] | Shelf Stock | [39 empty] | 52161525 | [6 empty] | <a href="https://lutron.widen.net/content/4y4cm6o0wa/mp4/RadioRA-3-Processor-Video.mp4?w=2048" target="_blank">Product Video Clip</a> | [6 empty] | <a href="https://assets.lutron.com/a/documents/043561.pdf" target="_blank">Warranty Information</a> |  |  |  |  | 0.270 L | [14 empty] | 0 | 0 | 0 | 0 | Lighting Fixtures | 2022-10-20 11:54 | 2024-07-20 11:37 | 0000-00-00 00:00:00 | 2024-07-20 11:37 | 0000-00-00 00:00:00
0 | Lutron Electronics | SF-12P-277-GR | 4460-11310 | 4460 | 11310 | Lutron Electronics | SF-12P-277-GR | 27557680820 | SKYLARK FLUOR 277V 1-12LP GRAYSKYLARK FLUOR 277V | SKYLARK FLUOR 277V 1-12LP GRAYSKYLARK FLUOR 277V 1-12LP GRAYSKYLARK FLUOR 277V 1SKYLARK FLUOR 277V 1-12LP GRAYSKYLARK FLUOR 277V 1-12LP GRAYSKYLARK FLUOR 277V 1 |  | 2.3 | 4.6 | [50 empty] | 0 | 0 | 0 | [6 empty] | 0 | 1 | 1 | EA | 1 | [295 empty] | 10.000 DW |  |  | 2.3000 IN | [89 empty] | 1.000 EA | 1.000 EA | [35 empty] | No | [50 empty] | Shelf Stock | [58 empty] | 0.310 L | [14 empty] | 0 | 0 | 0 | 0 |  | 2023-06-20 11:41 | 2024-07-20 11:31 | 0000-00-00 00:00:00 | 2024-07-20 11:31 | 0000-00-00 00:00:00 | [6 empty] | Gray
0 | Lutron Electronics | SF-12P-277-BR | 4460-11311 | 4460 | 11311 | Lutron Electronics | SF-12P-277-BR | 27557680813 | SKYLARK FLUOR 277V 1-12LP BRSKYLARK FLUOR 277V 1 | SKYLARK FLUOR 277V 1-12LP BRSKYLARK FLUOR 277V 1-12LP BRSKYLARK FLUOR 277V 1-12LSKYLARK FLUOR 277V 1-12LP BRSKYLARK FLUOR 277V 1-12LP BRSKYLARK FLUOR 277V 1-12L |  | 2.3 | 4.6 | [50 empty] | 0 | 0 | 0 | [6 empty] | 0 | 1 | 1 | EA | 1 | [295 empty] | 10.000 DW |  |  | 2.3000 IN | [89 empty] | 1.000 EA | 1.000 EA | [35 empty] | No | [50 empty] | Shelf Stock | [58 empty] | 0.310 L | [14 empty] | 0 | 0 | 0 | 0 |  | 2023-06-20 11:42 | 2024-07-20 11:40 | 0000-00-00 00:00:00 | 2024-07-20 11:40 | 0000-00-00 00:00:00 | [6 empty] | Brown
1 | Lutron Electronics | MP-2L-GCU | 4460-11312 | 4460 | 11312 | Lutron Electronics | MP-2L-GCU | 784276309950 | Avail Apr 01 2024-MYROOM XC G | Avail Apr 01 2024-MYROOM XC G | [53 empty] | 0 | 0 | 0 | [6 empty] | 0 | 1 | 1 | EA | 1 | Specialty Items | [27 empty] | Lighting Accessories | [266 empty] | 250.000 DW | [92 empty] | 1.000 EA | 1.000 EA | [35 empty] | No | [50 empty] | Shelf Stock | [39 empty] | 39122221 | [33 empty] | 0 | 0 | 0 | 0 | Lighting Fixtures | 2023-07-20 11:00 | 2023-12-19 15:19 | 0000-00-00 00:00:00 | 2023-09-20 11:40 | 0000-00-00 00:00:00
1 | Lutron Electronics | MP-1L-GCU | 4460-11313 | 4460 | 11313 | Lutron Electronics | MP-1L-GCU | 784276309943 | Avail Apr 01 2024-MYROOM XC G | Avail Apr 01 2024-MYROOM XC G | [53 empty] | 0 | 0 | 0 | [6 empty] | 0 | 1 | 1 | EA | 1 | Specialty Items | [27 empty] | Lighting Accessories | [266 empty] | 250.000 DW | [92 empty] | 1.000 EA | 1.000 EA | [35 empty] | No | [50 empty] | Shelf Stock | [39 empty] | 39122221 | [33 empty] | 0 | 0 | 0 | 0 | Lighting Fixtures | 2023-07-20 11:30 | 2023-12-19 15:19 | 0000-00-00 00:00:00 | 2023-09-20 11:37 | 0000-00-00 00:00:00
1 | Lutron Electronics | 3LD4T5-2M30-12 | 4460-11315 | 4460 | 11315 | Lutron Electronics | 3LD4T5-2M35-12.jpeg?w=1500 | 784276306935 | CFLEX RPT54FT2L8303WMG2B12 | Lutron Ballast Retrofit Kit by C-Flex: T5, 4FT, 2-Lamp (Case of 12 Kits), 3000K, 3-Wire Driver, 1% Dimming, 3LD4T5-2M30-12 | [53 empty] | 0 | 0 | 0 | [6 empty] | 0 | 1 | 1 | EA | 1 | Specialty Items | [27 empty] | Lighting Kits | [49 empty] | <a href="https://assets.lutron.com/a/documents/3685841b_tled%20esell%20sheet_v6.pdf" target="_blank">Manufacturer Brochure</a> | [216 empty] | 20.000 DW | [92 empty] | 1.000 EA | 1.000 EA | [35 empty] | No | [42 empty] | https://assets.lutron.com/a/documents/lutron_cflex_spec_sheet.pdf | [7 empty] | Shelf Stock | [39 empty] | 39111821 | [6 empty] | <a href="https://lutron.widen.net/content/6lqm8qbelw/mp4/Ecom_C-Flex_Upgrading-Fluorescents-to-LEDs.mp4" target="_blank">Product Video Clip</a> | [26 empty] | 0 | 0 | 0 | 0 | Lighting Fixtures | 2023-08-16 17:44 | 2024-07-20 11:35 | 0000-00-00 00:00:00 | 2024-07-20 11:35 | 0000-00-00 00:00:00
1 | Lutron Electronics | 3LDHCF-2K40-12 | 4460-11316 | 4460 | 11316 | Lutron Electronics | 3LDHCF-2K35-12.jpeg?w=1500 | 784276307192 | CFLEX RPG24Q226H2L8403WKG2 | Lutron Ballast Retrofit Kit by C-Flex: Horizontal Compact 1-Lamp (Case of 24 Kits), 4000K, 3-Wire Driver, 1% Dimming, 3LDHCF-2K40-12 | [53 empty] | 0 | 0 | 0 | [6 empty] | 0 | 1 | 1 | EA | 1 | Specialty Items | [27 empty] | Lighting Kits | [49 empty] | <a href="https://assets.lutron.com/a/documents/3685841b_tled%20esell%20sheet_v6.pdf" target="_blank">Manufacturer Brochure</a> | [216 empty] | 20.000 DW | [92 empty] | 1.000 EA | 1.000 EA | [35 empty] | No | [42 empty] | https://assets.lutron.com/a/documents/lutron_cflex_spec_sheet.pdf | [7 empty] | Shelf Stock | [39 empty] | 39111821 | [6 empty] | <a href="https://lutron.widen.net/content/6lqm8qbelw/mp4/Ecom_C-Flex_Upgrading-Fluorescents-to-LEDs.mp4" target="_blank">Product Video Clip</a> | [26 empty] | 0 | 0 | 0 | 0 | Lighting Fixtures | 2023-08-16 17:44 | 2024-07-20 11:35 | 0000-00-00 00:00:00 | 2024-07-20 11:35 | 0000-00-00 00:00:00
1 | Lutron Electronics | 3LD4T8-1M30-24 | 4460-11317 | 4460 | 11317 | Lutron Electronics | 3LD4T8-1M35-24.jpeg?w=1500 | 784276306843 | CFLEX RPT84FT1L8303WMG2B24 | Lutron Ballast Retrofit Kit by C-Flex: T8, 4FT, 1-Lamp (Case of 24 Kits), 3000K, 3-Wire Driver, 1% Dimming, 3LD4T8-1M30-24 | [53 empty] | 0 | 0 | 0 | [6 empty] | 0 | 1 | 1 | EA | 1 | Specialty Items | [27 empty] | Lighting Kits | [49 empty] | <a href="https://assets.lutron.com/a/documents/3685841b_tled%20esell%20sheet_v6.pdf" target="_blank">Manufacturer Brochure</a> | [216 empty] | 20.000 DW | [92 empty] | 1.000 EA | 1.000 EA | [35 empty] | No | [42 empty] | https://assets.lutron.com/a/documents/lutron_cflex_spec_sheet.pdf | [7 empty] | Shelf Stock | [39 empty] | 39111821 | [6 empty] | <a href="https://lutron.widen.net/content/6lqm8qbelw/mp4/Ecom_C-Flex_Upgrading-Fluorescents-to-LEDs.mp4" target="_blank">Product Video Clip</a> | [26 empty] | 0 | 0 | 0 | 0 | Lighting Fixtures | 2023-08-16 17:47 | 2024-07-20 11:44 | 0000-00-00 00:00:00 | 2024-07-20 11:44 | 0000-00-00 00:00:00
1 | Lutron Electronics | 3LD4T8-1M35-24 | 4460-11318 | 4460 | 11318 | Lutron Electronics | 3LD4T8-1M35-24.jpeg?w=1500 | 784276306850 | CFLEX RPT84FT1L8353WMG2B24 | Lutron Ballast Retrofit Kit by C-Flex: T8, 4FT, 1-Lamp (Case of 24 Kits), 3500K, 3-Wire Driver, 1% Dimming, 3LD4T8-1M35-24 | [53 empty] | 0 | 0 | 0 | [6 empty] | 0 | 1 | 1 | EA | 1 | Specialty Items | [27 empty] | Lighting Kits | [49 empty] | <a href="https://assets.lutron.com/a/documents/3685841b_tled%20esell%20sheet_v6.pdf" target="_blank">Manufacturer Brochure</a> | [216 empty] | 20.000 DW | [92 empty] | 1.000 EA | 1.000 EA | [35 empty] | No | [42 empty] | https://assets.lutron.com/a/documents/lutron_cflex_spec_sheet.pdf | [7 empty] | Shelf Stock | [39 empty] | 39111821 | [6 empty] | <a href="https://lutron.widen.net/content/6lqm8qbelw/mp4/Ecom_C-Flex_Upgrading-Fluorescents-to-LEDs.mp4" target="_blank">Product Video Clip</a> | [26 empty] | 0 | 0 | 0 | 0 | Lighting Fixtures | 2023-08-16 17:47 | 2024-07-20 11:44 | 0000-00-00 00:00:00 | 2024-07-20 11:44 | 0000-00-00 00:00:00
1 | Lutron Electronics | 3LD4T5-1M30-24 | 4460-11319 | 4460 | 11319 | Lutron Electronics | 3LD4T5-1M35-24.jpeg?w=1500 | 784276306904 | CFLEX RPT54FT1L8303WMG2B24 | Lutron Ballast Retrofit Kit by C-Flex: T5, 4FT, 1-Lamp (Case of 24 Kits), 3000K, 3-Wire Driver, 1% Dimming, 3LD4T5-1M30-24 | [53 empty] | 0 | 0 | 0 | [6 empty] | 0 | 1 | 1 | EA | 1 | Specialty Items | [27 empty] | Lighting Kits | [49 empty] | <a href="https://assets.lutron.com/a/documents/3685841b_tled%20esell%20sheet_v6.pdf" target="_blank">Manufacturer Brochure</a> | [216 empty] | 20.000 DW | [92 empty] | 1.000 EA | 1.000 EA | [35 empty] | No | [42 empty] | https://assets.lutron.com/a/documents/lutron_cflex_spec_sheet.pdf | [7 empty] | Shelf Stock | [39 empty] | 39111821 | [6 empty] | <a href="https://lutron.widen.net/content/6lqm8qbelw/mp4/Ecom_C-Flex_Upgrading-Fluorescents-to-LEDs.mp4" target="_blank">Product Video Clip</a> | [26 empty] | 0 | 0 | 0 | 0 | Lighting Fixtures | 2023-08-16 17:49 | 2024-07-20 11:39 | 0000-00-00 00:00:00 | 2024-07-20 11:39 | 0000-00-00 00:00:00
1 | Lutron Electronics | 3LDVCF-1K40-24 | 4460-11320 | 4460 | 11320 | Lutron Electronics | 3LDVCF-1K35-24.jpeg?w=1500 | 784276307130 | CFLEX RPG24Q126V1L8403WKG2 | Lutron Ballast Retrofit Kit by C-Flex: Vertical Compact 2-Lamp (Case of 12 Kits), 4000K, 3-Wire Driver, 1% Dimming, 3LDVCF-1K40-24 | [53 empty] | 0 | 0 | 0 | [6 empty] | 0 | 1 | 1 | EA | 1 | Specialty Items | [27 empty] | Lighting Kits | [49 empty] | <a href="https://assets.lutron.com/a/documents/3685841b_tled%20esell%20sheet_v6.pdf" target="_blank">Manufacturer Brochure</a> | [216 empty] | 20.000 DW | [92 empty] | 1.000 EA | 1.000 EA | [35 empty] | No | [42 empty] | https://assets.lutron.com/a/documents/lutron_cflex_spec_sheet.pdf | [7 empty] | Shelf Stock | [39 empty] | 39111821 | [6 empty] | <a href="https://lutron.widen.net/content/6lqm8qbelw/mp4/Ecom_C-Flex_Upgrading-Fluorescents-to-LEDs.mp4" target="_blank">Product Video Clip</a> | [26 empty] | 0 | 0 | 0 | 0 | Lighting Fixtures | 2023-08-16 17:49 | 2024-07-20 11:39 | 0000-00-00 00:00:00 | 2024-07-20 11:39 | 0000-00-00 00:00:00
1 | Lutron Electronics | 3LD4T8-2M40-12 | 4460-11321 | 4460 | 11321 | Lutron Electronics | 3LD4T8-2M35-12.jpeg?w=1500 | 784276306898 | CFLEX RPT84FT2L8403WMG2B12 | Lutron Ballast Retrofit Kit by C-Flex: T8, 4FT, 2-Lamp (Case of 12 Kits), 4000K, 3-Wire Driver, 1% Dimming, 3LD4T8-2M40-12 | [53 empty] | 0 | 0 | 0 | [6 empty] | 0 | 1 | 1 | EA | 1 | Specialty Items | [27 empty] | Lighting Kits | [49 empty] | <a href="https://assets.lutron.com/a/documents/3685841b_tled%20esell%20sheet_v6.pdf" target="_blank">Manufacturer Brochure</a> | [216 empty] | 20.000 DW | [92 empty] | 1.000 EA | 1.000 EA | [35 empty] | No | [42 empty] | https://assets.lutron.com/a/documents/lutron_cflex_spec_sheet.pdf | [7 empty] | Shelf Stock | [39 empty] | 39111821 | [6 empty] | <a href="https://lutron.widen.net/content/6lqm8qbelw/mp4/Ecom_C-Flex_Upgrading-Fluorescents-to-LEDs.mp4" target="_blank">Product Video Clip</a> | [26 empty] | 0 | 0 | 0 | 0 | Lighting Fixtures | 2023-08-16 17:50 | 2024-07-20 11:33 | 0000-00-00 00:00:00 | 2024-07-20 11:33 | 0000-00-00 00:00:00
1 | Lutron Electronics | 3LD4T8-2M30-12 | 4460-11322 | 4460 | 11322 | Lutron Electronics | 3LD4T8-2M35-12.jpeg?w=1500 | 784276306874 | CFLEX RPT84FT2L8303WMG2B12 | Lutron Ballast Retrofit Kit by C-Flex: T8, 4FT, 2-Lamp (Case of 12 Kits), 3000K, 3-Wire Driver, 1% Dimming, 3LD4T8-2M30-12 | [53 empty] | 0 | 0 | 0 | [6 empty] | 0 | 1 | 1 | EA | 1 | Specialty Items | [27 empty] | Lighting Kits | [49 empty] | <a href="https://assets.lutron.com/a/documents/3685841b_tled%20esell%20sheet_v6.pdf" target="_blank">Manufacturer Brochure</a> | [216 empty] | 20.000 DW | [92 empty] | 1.000 EA | 1.000 EA | [35 empty] | No | [42 empty] | https://assets.lutron.com/a/documents/lutron_cflex_spec_sheet.pdf | [7 empty] | Shelf Stock | [39 empty] | 39111821 | [6 empty] | <a href="https://lutron.widen.net/content/6lqm8qbelw/mp4/Ecom_C-Flex_Upgrading-Fluorescents-to-LEDs.mp4" target="_blank">Product Video Clip</a> | [26 empty] | 0 | 0 | 0 | 0 | Lighting Fixtures | 2023-08-16 17:51 | 2024-07-20 11:41 | 0000-00-00 00:00:00 | 2024-07-20 11:41 | 0000-00-00 00:00:00
1 | Lutron Electronics | PJ2W-P2B-WH-R | 4460-11323 | 4460 | 11323 | Lutron Electronics | Ecom_PJ2W-P2B-WH_Remote-and-Wall-Mounting-Kit_Ex | 784276817127 | PICO PADDLE SMART REMOTE W | PICO PADDLE SMART REMOTE W |  | 4 | 6 | [50 empty] | 0 | 0 | 0 | [6 empty] | 0 | 1 | 1 | EA | 1 | Lighting Controls | [27 empty] | Dimmers | [242 empty] | <a href="https://assets.lutron.com/a/documents/0302108.pdf" target="_blank">Installation Instructions</a> | [23 empty] | 10.000 DW |  |  | 2.3000 IN | [89 empty] | 1.000 EA | 1.000 EA | [35 empty] | No | [42 empty] | https://assets.lutron.com/a/documents/3691263_spa.pdf | [7 empty] | Shelf Stock | [39 empty] | 39122206 | [13 empty] | <a href="https://assets.lutron.com/a/documents/369-119_Wallbox_Warranty.pdf" target="_blank">Warranty Information</a> |  |  |  |  | 0.300 L | [14 empty] | 0 | 0 | 0 | 0 | Lighting Fixtures | 2023-08-16 17:52 | 2024-07-20 11:38 | 0000-00-00 00:00:00 | 2024-07-20 11:38 | 0000-00-00 00:00:00 | [6 empty] | White
1 | Lutron Electronics | 3LD4T5-2M35-12 | 4460-11324 | 4460 | 11324 | Lutron Electronics | 3LD4T5-2M35-12.jpeg?w=1500 | 784276306942 | CFLEX RPT54FT2L8353WMG2B12 | Lutron Ballast Retrofit Kit by C-Flex: T5, 4FT, 2-Lamp (Case of 12 Kits), 3500K, 3-Wire Driver, 1% Dimming, 3LD4T5-2M35-12 | [53 empty] | 0 | 0 | 0 | [6 empty] | 0 | 1 | 1 | EA | 1 | Specialty Items | [27 empty] | Lighting Kits | [49 empty] | <a href="https://assets.lutron.com/a/documents/3685841b_tled%20esell%20sheet_v6.pdf" target="_blank">Manufacturer Brochure</a> | [216 empty] | 20.000 DW | [92 empty] | 1.000 EA | 1.000 EA | [35 empty] | No | [42 empty] | https://assets.lutron.com/a/documents/lutron_cflex_spec_sheet.pdf | [7 empty] | Shelf Stock | [39 empty] | 39111821 | [6 empty] | <a href="https://lutron.widen.net/content/6lqm8qbelw/mp4/Ecom_C-Flex_Upgrading-Fluorescents-to-LEDs.mp4" target="_blank">Product Video Clip</a> | [26 empty] | 0 | 0 | 0 | 0 | Lighting Fixtures | 2023-08-16 17:52 | 2024-07-20 11:40 | 0000-00-00 00:00:00 | 2024-07-20 11:40 | 0000-00-00 00:00:00
1 | Lutron Electronics | 3LDHCF-2K35-12 | 4460-11325 | 4460 | 11325 | Lutron Electronics | 3LDHCF-2K35-12.jpeg?w=1500 | 784276307185 | CFLEX RPG24Q226H2L8353WKG2 | Lutron Ballast Retrofit Kit by C-Flex: Horizontal Compact 1-Lamp (Case of 24 Kits), 3500K, 3-Wire Driver, 1% Dimming, 3LDHCF-2K35-12 | [53 empty] | 0 | 0 | 0 | [6 empty] | 0 | 1 | 1 | EA | 1 | Specialty Items | [27 empty] | Lighting Kits | [49 empty] | <a href="https://assets.lutron.com/a/documents/3685841b_tled%20esell%20sheet_v6.pdf" target="_blank">Manufacturer Brochure</a> | [216 empty] | 20.000 DW | [92 empty] | 1.000 EA | 1.000 EA | [35 empty] | No | [42 empty] | https://assets.lutron.com/a/documents/lutron_cflex_spec_sheet.pdf | [7 empty] | Shelf Stock | [39 empty] | 39111821 | [6 empty] | <a href="https://lutron.widen.net/content/6lqm8qbelw/mp4/Ecom_C-Flex_Upgrading-Fluorescents-to-LEDs.mp4" target="_blank">Product Video Clip</a> | [26 empty] | 0 | 0 | 0 | 0 | Lighting Fixtures | 2023-08-16 17:52 | 2024-07-20 11:40 | 0000-00-00 00:00:00 | 2024-07-20 11:40 | 0000-00-00 00:00:00
1 | Lutron Electronics | 3LD4T5H-2M40-12 | 4460-11326 | 4460 | 11326 | Lutron Electronics | 3LD4T5-2M35-12.jpeg?w=1500 | 784276307086 | CFLEX RPT5HO4FT2L8403WMG2B12 | Lutron Ballast Retrofit Kit by C-Flex: T5HO, 4FT, 2-Lamp (Case of 12 Kits), 4000K, 3-Wire Driver, 1% Dimming, 3LD4T5H-2M40-12 | [53 empty] | 0 | 0 | 0 | [6 empty] | 0 | 1 | 1 | EA | 1 | Specialty Items | [27 empty] | Lighting Kits | [49 empty] | <a href="https://assets.lutron.com/a/documents/3685841b_tled%20esell%20sheet_v6.pdf" target="_blank">Manufacturer Brochure</a> | [216 empty] | 20.000 DW | [92 empty] | 1.000 EA | 1.000 EA | [35 empty] | No | [42 empty] | https://assets.lutron.com/a/documents/lutron_cflex_spec_sheet.pdf | [7 empty] | Shelf Stock | [39 empty] | 39111821 | [6 empty] | <a href="https://lutron.widen.net/content/6lqm8qbelw/mp4/Ecom_C-Flex_Upgrading-Fluorescents-to-LEDs.mp4" target="_blank">Product Video Clip</a> | [26 empty] | 0 | 0 | 0 | 0 | Lighting Fixtures | 2023-08-16 17:55 | 2024-07-20 11:37 | 0000-00-00 00:00:00 | 2024-07-20 11:37 | 0000-00-00 00:00:00
1 | Lutron Electronics | 3LDVCF-1K30-24 | 4460-11327 | 4460 | 11327 | Lutron Electronics | 3LDVCF-1K35-24.jpeg?w=1500 | 784276307109 | CFLEX RPG24Q126V1L8303WKG2 | Lutron Ballast Retrofit Kit by C-Flex: Vertical Compact 2-Lamp (Case of 12 Kits), 3000K, 3-Wire Driver, 1% Dimming, 3LDVCF-1K30-24 | [53 empty] | 0 | 0 | 0 | [6 empty] | 0 | 1 | 1 | EA | 1 | Specialty Items | [27 empty] | Lighting Kits | [49 empty] | <a href="https://assets.lutron.com/a/documents/3685841b_tled%20esell%20sheet_v6.pdf" target="_blank">Manufacturer Brochure</a> | [216 empty] | 20.000 DW | [92 empty] | 1.000 EA | 1.000 EA | [35 empty] | No | [42 empty] | https://assets.lutron.com/a/documents/lutron_cflex_spec_sheet.pdf | [7 empty] | Shelf Stock | [39 empty] | 39111821 | [6 empty] | <a href="https://lutron.widen.net/content/6lqm8qbelw/mp4/Ecom_C-Flex_Upgrading-Fluorescents-to-LEDs.mp4" target="_blank">Product Video Clip</a> | [26 empty] | 0 | 0 | 0 | 0 | Lighting Fixtures | 2023-08-16 17:56 | 2024-07-20 11:33 | 0000-00-00 00:00:00 | 2024-07-20 11:33 | 0000-00-00 00:00:00
1 | Lutron Electronics | 3LDVCF-1K35-24 | 4460-11328 | 4460 | 11328 | Lutron Electronics | 3LDVCF-1K35-24.jpeg?w=1500 | 784276307123 | CFLEX RPG24Q126V1L8353WKG2 | Lutron Ballast Retrofit Kit by C-Flex: Vertical Compact 2-Lamp (Case of 12 Kits), 3500K, 3-Wire Driver, 1% Dimming, 3LDVCF-1K35-24 | [53 empty] | 0 | 0 | 0 | [6 empty] | 0 | 1 | 1 | EA | 1 | Specialty Items | [27 empty] | Lighting Kits | [49 empty] | <a href="https://assets.lutron.com/a/documents/3685841b_tled%20esell%20sheet_v6.pdf" target="_blank">Manufacturer Brochure</a> | [216 empty] | 20.000 DW | [92 empty] | 1.000 EA | 1.000 EA | [35 empty] | No | [42 empty] | https://assets.lutron.com/a/documents/lutron_cflex_spec_sheet.pdf | [7 empty] | Shelf Stock | [39 empty] | 39111821 | [6 empty] | <a href="https://lutron.widen.net/content/6lqm8qbelw/mp4/Ecom_C-Flex_Upgrading-Fluorescents-to-LEDs.mp4" target="_blank">Product Video Clip</a> | [26 empty] | 0 | 0 | 0 | 0 | Lighting Fixtures | 2023-08-16 17:56 | 2024-07-20 11:33 | 0000-00-00 00:00:00 | 2024-07-20 11:33 | 0000-00-00 00:00:00
1 | Lutron Electronics | 3LD4T5H-1M40-24 | 4460-11329 | 4460 | 11329 | Lutron Electronics | 3LD4T5-1M35-24.jpeg?w=1500 | 784276307024 | CFLEX RPT5HO4FT1L8403WMG2B24 | Lutron Ballast Retrofit Kit by C-Flex: T5HO, 4FT, 1-Lamp (Case of 24 Kits), 4000K, 3-Wire Driver, 1% Dimming, 3LD4T5H-1M40-24 | [53 empty] | 0 | 0 | 0 | [6 empty] | 0 | 1 | 1 | EA | 1 | Specialty Items | [27 empty] | Lighting Kits | [49 empty] | <a href="https://assets.lutron.com/a/documents/3685841b_tled%20esell%20sheet_v6.pdf" target="_blank">Manufacturer Brochure</a> | [216 empty] | 20.000 DW | [92 empty] | 1.000 EA | 1.000 EA | [35 empty] | No | [42 empty] | https://assets.lutron.com/a/documents/lutron_cflex_spec_sheet.pdf | [7 empty] | Shelf Stock | [39 empty] | 39111821 | [6 empty] | <a href="https://lutron.widen.net/content/6lqm8qbelw/mp4/Ecom_C-Flex_Upgrading-Fluorescents-to-LEDs.mp4" target="_blank">Product Video Clip</a> | [26 empty] | 0 | 0 | 0 | 0 | Lighting Fixtures | 2023-08-16 17:57 | 2024-07-20 11:41 | 0000-00-00 00:00:00 | 2024-07-20 11:41 | 0000-00-00 00:00:00
1 | Lutron Electronics | 3LDHCF-1K30-24 | 4460-11330 | 4460 | 11330 | Lutron Electronics | 3LDHCF-1K35-24.jpeg?w=1500 | 784276307147 | CFLEX RPG24Q126H1L8303WKG2 | Lutron Ballast Retrofit Kit by C-Flex: Horizontal Compact 1-Lamp (Case of 24 Kits), 3000K, 3-Wire Driver, 1% Dimming, 3LDHCF-1K30-24 | [53 empty] | 0 | 0 | 0 | [6 empty] | 0 | 1 | 1 | EA | 1 | Specialty Items | [27 empty] | Lighting Kits | [49 empty] | <a href="https://assets.lutron.com/a/documents/3685841b_tled%20esell%20sheet_v6.pdf" target="_blank">Manufacturer Brochure</a> | [216 empty] | 20.000 DW | [92 empty] | 1.000 EA | 1.000 EA | [35 empty] | No | [42 empty] | https://assets.lutron.com/a/documents/lutron_cflex_spec_sheet.pdf | [7 empty] | Shelf Stock | [39 empty] | 39111821 | [6 empty] | <a href="https://lutron.widen.net/content/6lqm8qbelw/mp4/Ecom_C-Flex_Upgrading-Fluorescents-to-LEDs.mp4" target="_blank">Product Video Clip</a> | [26 empty] | 0 | 0 | 0 | 0 | Lighting Fixtures | 2023-08-16 17:57 | 2024-07-20 11:41 | 0000-00-00 00:00:00 | 2024-07-20 11:41 | 0000-00-00 00:00:00
1 | Lutron Electronics | 3LDHCF-1K40-24 | 4460-11331 | 4460 | 11331 | Lutron Electronics | 3LDHCF-1K35-24.jpeg?w=1500 | 784276307161 | CFLEX RPG24Q126H1L8403WKG2 | Lutron Ballast Retrofit Kit by C-Flex: Horizontal Compact 1-Lamp (Case of 24 Kits), 4000K, 3-Wire Driver, 1% Dimming, 3LDHCF-1K40-24 | [53 empty] | 0 | 0 | 0 | [6 empty] | 0 | 1 | 1 | EA | 1 | Specialty Items | [27 empty] | Lighting Kits | [49 empty] | <a href="https://assets.lutron.com/a/documents/3685841b_tled%20esell%20sheet_v6.pdf" target="_blank">Manufacturer Brochure</a> | [216 empty] | 20.000 DW | [92 empty] | 1.000 EA | 1.000 EA | [35 empty] | No | [42 empty] | https://assets.lutron.com/a/documents/lutron_cflex_spec_sheet.pdf | [7 empty] | Shelf Stock | [39 empty] | 39111821 | [6 empty] | <a href="https://lutron.widen.net/content/6lqm8qbelw/mp4/Ecom_C-Flex_Upgrading-Fluorescents-to-LEDs.mp4" target="_blank">Product Video Clip</a> | [26 empty] | 0 | 0 | 0 | 0 | Lighting Fixtures | 2023-08-16 17:57 | 2024-07-20 11:41 | 0000-00-00 00:00:00 | 2024-07-20 11:41 | 0000-00-00 00:00:00
1 | Lutron Electronics | 3LD4T5-1M35-24 | 4460-11332 | 4460 | 11332 | Lutron Electronics | 3LD4T5-1M35-24.jpeg?w=1500 | 784276306911 | CFLEX RPT54FT1L8353WMG2B24 | Lutron Ballast Retrofit Kit by C-Flex: T5, 4FT, 1-Lamp (Case of 24 Kits), 3500K, 3-Wire Driver, 1% Dimming, 3LD4T5-1M35-24 | [53 empty] | 0 | 0 | 0 | [6 empty] | 0 | 1 | 1 | EA | 1 | Specialty Items | [27 empty] | Lighting Kits | [49 empty] | <a href="https://assets.lutron.com/a/documents/3685841b_tled%20esell%20sheet_v6.pdf" target="_blank">Manufacturer Brochure</a> | [216 empty] | 20.000 DW | [92 empty] | 1.000 EA | 1.000 EA | [35 empty] | No | [42 empty] | https://assets.lutron.com/a/documents/lutron_cflex_spec_sheet.pdf | [7 empty] | Shelf Stock | [39 empty] | 39111821 | [6 empty] | <a href="https://lutron.widen.net/content/6lqm8qbelw/mp4/Ecom_C-Flex_Upgrading-Fluorescents-to-LEDs.mp4" target="_blank">Product Video Clip</a> | [26 empty] | 0 | 0 | 0 | 0 | Lighting Fixtures | 2023-08-16 17:57 | 2024-07-20 11:31 | 0000-00-00 00:00:00 | 2024-07-20 11:31 | 0000-00-00 00:00:00
1 | Lutron Electronics | 3LD4T5-2M40-12 | 4460-11333 | 4460 | 11333 | Lutron Electronics | 3LD4T5-2M35-12.jpeg?w=1500 | 784276306966 | CFLEX RPT54FT2L8403WMG2B12 | Lutron Ballast Retrofit Kit by C-Flex: T5, 4FT, 2-Lamp (Case of 12 Kits), 4000K, 3-Wire Driver, 1% Dimming, 3LD4T5-2M40-12 | [53 empty] | 0 | 0 | 0 | [6 empty] | 0 | 1 | 1 | EA | 1 | Specialty Items | [27 empty] | Lighting Kits | [49 empty] | <a href="https://assets.lutron.com/a/documents/3685841b_tled%20esell%20sheet_v6.pdf" target="_blank">Manufacturer Brochure</a> | [216 empty] | 20.000 DW | [92 empty] | 1.000 EA | 1.000 EA | [35 empty] | No | [42 empty] | https://assets.lutron.com/a/documents/lutron_cflex_spec_sheet.pdf | [7 empty] | Shelf Stock | [39 empty] | 39111821 | [6 empty] | <a href="https://lutron.widen.net/content/6lqm8qbelw/mp4/Ecom_C-Flex_Upgrading-Fluorescents-to-LEDs.mp4" target="_blank">Product Video Clip</a> | [26 empty] | 0 | 0 | 0 | 0 | Lighting Fixtures | 2023-08-16 17:57 | 2024-07-20 11:31 | 0000-00-00 00:00:00 | 2024-07-20 11:31 | 0000-00-00 00:00:00
1 | Lutron Electronics | 3LDHCF-2K30-12 | 4460-11334 | 4460 | 11334 | Lutron Electronics | 3LDHCF-2K35-12.jpeg?w=1500 | 784276307178 | CFLEX RPG24Q226H2L8303WKG2 | Lutron Ballast Retrofit Kit by C-Flex: Horizontal Compact 1-Lamp (Case of 24 Kits), 3000K, 3-Wire Driver, 1% Dimming, 3LDHCF-2K30-12 | [53 empty] | 0 | 0 | 0 | [6 empty] | 0 | 1 | 1 | EA | 1 | Specialty Items | [27 empty] | Lighting Kits | [49 empty] | <a href="https://assets.lutron.com/a/documents/3685841b_tled%20esell%20sheet_v6.pdf" target="_blank">Manufacturer Brochure</a> | [216 empty] | 20.000 DW | [92 empty] | 1.000 EA | 1.000 EA | [35 empty] | No | [42 empty] | https://assets.lutron.com/a/documents/lutron_cflex_spec_sheet.pdf | [7 empty] | Shelf Stock | [39 empty] | 39111821 | [6 empty] | <a href="https://lutron.widen.net/content/6lqm8qbelw/mp4/Ecom_C-Flex_Upgrading-Fluorescents-to-LEDs.mp4" target="_blank">Product Video Clip</a> | [26 empty] | 0 | 0 | 0 | 0 | Lighting Fixtures | 2023-08-16 17:57 | 2024-07-20 11:31 | 0000-00-00 00:00:00 | 2024-07-20 11:31 | 0000-00-00 00:00:00
1 | Lutron Electronics | 3LD4T5H-1M30-24 | 4460-11335 | 4460 | 11335 | Lutron Electronics | 3LD4T5-1M35-24.jpeg?w=1500 | 784276306980 | CFLEX RPT5HO4FT1L8303WMG2B24 | Lutron Ballast Retrofit Kit by C-Flex: T5HO, 4FT, 1-Lamp (Case of 24 Kits), 3000K, 3-Wire Driver, 1% Dimming, 3LD4T5H-1M30-24 | [53 empty] | 0 | 0 | 0 | [6 empty] | 0 | 1 | 1 | EA | 1 | Specialty Items | [27 empty] | Lighting Kits | [49 empty] | <a href="https://assets.lutron.com/a/documents/3685841b_tled%20esell%20sheet_v6.pdf" target="_blank">Manufacturer Brochure</a> | [216 empty] | 20.000 DW | [92 empty] | 1.000 EA | 1.000 EA | [35 empty] | No | [42 empty] | https://assets.lutron.com/a/documents/lutron_cflex_spec_sheet.pdf | [7 empty] | Shelf Stock | [39 empty] | 39111821 | [6 empty] | <a href="https://lutron.widen.net/content/6lqm8qbelw/mp4/Ecom_C-Flex_Upgrading-Fluorescents-to-LEDs.mp4" target="_blank">Product Video Clip</a> | [26 empty] | 0 | 0 | 0 | 0 | Lighting Fixtures | 2023-08-16 17:57 | 2024-07-20 11:38 | 0000-00-00 00:00:00 | 2024-07-20 11:38 | 0000-00-00 00:00:00
1 | Lutron Electronics | 3LD4T8-2M35-12 | 4460-11336 | 4460 | 11336 | Lutron Electronics | 3LD4T8-2M35-12.jpeg?w=1500 | 784276306881 | CFLEX RPT84FT2L8353WMG2B12 | Lutron Ballast Retrofit Kit by C-Flex: T8, 4FT, 2-Lamp (Case of 12 Kits), 3500K, 3-Wire Driver, 1% Dimming, 3LD4T8-2M35-12 | [53 empty] | 0 | 0 | 0 | [6 empty] | 0 | 1 | 1 | EA | 1 | Specialty Items | [27 empty] | Lighting Kits | [49 empty] | <a href="https://assets.lutron.com/a/documents/3685841b_tled%20esell%20sheet_v6.pdf" target="_blank">Manufacturer Brochure</a> | [216 empty] | 20.000 DW | [92 empty] | 1.000 EA | 1.000 EA | [35 empty] | No | [42 empty] | https://assets.lutron.com/a/documents/lutron_cflex_spec_sheet.pdf | [7 empty] | Shelf Stock | [39 empty] | 39111821 | [6 empty] | <a href="https://lutron.widen.net/content/6lqm8qbelw/mp4/Ecom_C-Flex_Upgrading-Fluorescents-to-LEDs.mp4" target="_blank">Product Video Clip</a> | [26 empty] | 0 | 0 | 0 | 0 | Lighting Fixtures | 2023-08-16 17:58 | 2024-07-20 11:40 | 0000-00-00 00:00:00 | 2024-07-20 11:40 | 0000-00-00 00:00:00
1 | Lutron Electronics | 3LD4T5-1M40-24 | 4460-11338 | 4460 | 11338 | Lutron Electronics | 3LD4T5-1M35-24.jpeg?w=1500 | 784276306928 | CFLEX RPT54FT1L8403WMG2B24 | Lutron Ballast Retrofit Kit by C-Flex: T5, 4FT, 1-Lamp (Case of 24 Kits), 4000K, 3-Wire Driver, 1% Dimming, 3LD4T5-1M40-24 | [53 empty] | 0 | 0 | 0 | [6 empty] | 0 | 1 | 1 | EA | 1 | Specialty Items | [27 empty] | Lighting Kits | [49 empty] | <a href="https://assets.lutron.com/a/documents/3685841b_tled%20esell%20sheet_v6.pdf" target="_blank">Manufacturer Brochure</a> | [216 empty] | 20.000 DW | [92 empty] | 1.000 EA | 1.000 EA | [35 empty] | No | [42 empty] | https://assets.lutron.com/a/documents/lutron_cflex_spec_sheet.pdf | [7 empty] | Shelf Stock | [39 empty] | 39111821 | [6 empty] | <a href="https://lutron.widen.net/content/6lqm8qbelw/mp4/Ecom_C-Flex_Upgrading-Fluorescents-to-LEDs.mp4" target="_blank">Product Video Clip</a> | [26 empty] | 0 | 0 | 0 | 0 | Lighting Fixtures | 2023-08-16 17:58 | 2024-07-20 11:38 | 0000-00-00 00:00:00 | 2024-07-20 11:38 | 0000-00-00 00:00:00
1 | Lutron Electronics | 3LD4T5H-1M35-24 | 4460-11339 | 4460 | 11339 | Lutron Electronics | 3LD4T5-1M35-24.jpeg?w=1500 | 784276307000 | CFLEX RPT5HO4FT1L8353WMG2B24 | Lutron Ballast Retrofit Kit by C-Flex: T5HO, 4FT, 1-Lamp (Case of 24 Kits), 3500K, 3-Wire Driver, 1% Dimming, 3LD4T5H-1M35-24 | [53 empty] | 0 | 0 | 0 | [6 empty] | 0 | 1 | 1 | EA | 1 | Specialty Items | [27 empty] | Lighting Kits | [49 empty] | <a href="https://assets.lutron.com/a/documents/3685841b_tled%20esell%20sheet_v6.pdf" target="_blank">Manufacturer Brochure</a> | [216 empty] | 20.000 DW | [92 empty] | 1.000 EA | 1.000 EA | [35 empty] | No | [42 empty] | https://assets.lutron.com/a/documents/lutron_cflex_spec_sheet.pdf | [7 empty] | Shelf Stock | [39 empty] | 39111821 | [6 empty] | <a href="https://lutron.widen.net/content/6lqm8qbelw/mp4/Ecom_C-Flex_Upgrading-Fluorescents-to-LEDs.mp4" target="_blank">Product Video Clip</a> | [26 empty] | 0 | 0 | 0 | 0 | Lighting Fixtures | 2023-08-16 17:59 | 2024-07-20 11:40 | 0000-00-00 00:00:00 | 2024-07-20 11:40 | 0000-00-00 00:00:00
1 | Lutron Electronics | 3LD4T8-1M40-24 | 4460-11340 | 4460 | 11340 | Lutron Electronics | 3LD4T8-1M35-24.jpeg?w=1500 | 784276306867 | CFLEX RPT84FT1L8403WMG2B24 | Lutron Ballast Retrofit Kit by C-Flex: T8, 4FT, 1-Lamp (Case of 24 Kits), 4000K, 3-Wire Driver, 1% Dimming, 3LD4T8-1M40-24 | [53 empty] | 0 | 0 | 0 | [6 empty] | 0 | 1 | 1 | EA | 1 | Specialty Items | [27 empty] | Lighting Kits | [49 empty] | <a href="https://assets.lutron.com/a/documents/3685841b_tled%20esell%20sheet_v6.pdf" target="_blank">Manufacturer Brochure</a> | [216 empty] | 20.000 DW | [92 empty] | 1.000 EA | 1.000 EA | [35 empty] | No | [42 empty] | https://assets.lutron.com/a/documents/lutron_cflex_spec_sheet.pdf | [7 empty] | Shelf Stock | [39 empty] | 39111821 | [6 empty] | <a href="https://lutron.widen.net/content/6lqm8qbelw/mp4/Ecom_C-Flex_Upgrading-Fluorescents-to-LEDs.mp4" target="_blank">Product Video Clip</a> | [26 empty] | 0 | 0 | 0 | 0 | Lighting Fixtures | 2023-08-16 18:00 | 2024-07-20 11:38 | 0000-00-00 00:00:00 | 2024-07-20 11:38 | 0000-00-00 00:00:00
1 | Lutron Electronics | 3LD4T5H-2M35-12 | 4460-11341 | 4460 | 11341 | Lutron Electronics | 3LD4T5-2M35-12.jpeg?w=1500 | 784276307062 | CFLEX RPT5HO4FT2L8353WMG2B12 | Lutron Ballast Retrofit Kit by C-Flex: T5HO, 4FT, 2-Lamp (Case of 12 Kits), 3500K, 3-Wire Driver, 1% Dimming, 3LD4T5H-2M35-12 | [53 empty] | 0 | 0 | 0 | [6 empty] | 0 | 1 | 1 | EA | 1 | Specialty Items | [27 empty] | Lighting Kits | [49 empty] | <a href="https://assets.lutron.com/a/documents/3685841b_tled%20esell%20sheet_v6.pdf" target="_blank">Manufacturer Brochure</a> | [216 empty] | 20.000 DW | [92 empty] | 1.000 EA | 1.000 EA | [35 empty] | No | [42 empty] | https://assets.lutron.com/a/documents/lutron_cflex_spec_sheet.pdf | [7 empty] | Shelf Stock | [39 empty] | 39111821 | [6 empty] | <a href="https://lutron.widen.net/content/6lqm8qbelw/mp4/Ecom_C-Flex_Upgrading-Fluorescents-to-LEDs.mp4" target="_blank">Product Video Clip</a> | [26 empty] | 0 | 0 | 0 | 0 | Lighting Fixtures | 2023-08-16 18:00 | 2024-07-20 11:38 | 0000-00-00 00:00:00 | 2024-07-20 11:38 | 0000-00-00 00:00:00
1 | Lutron Electronics | 3LD4T5H-2M30-12 | 4460-11342 | 4460 | 11342 | Lutron Electronics | 3LD4T5-2M35-12.jpeg?w=1500 | 784276307048 | CFLEX RPT5HO4FT2L8303WMG2B12 | Lutron Ballast Retrofit Kit by C-Flex: T5HO, 4FT, 2-Lamp (Case of 12 Kits), 3000K, 3-Wire Driver, 1% Dimming, 3LD4T5H-2M30-12 | [53 empty] | 0 | 0 | 0 | [6 empty] | 0 | 1 | 1 | EA | 1 | Specialty Items | [27 empty] | Lighting Kits | [49 empty] | <a href="https://assets.lutron.com/a/documents/3685841b_tled%20esell%20sheet_v6.pdf" target="_blank">Manufacturer Brochure</a> | [216 empty] | 20.000 DW | [92 empty] | 1.000 EA | 1.000 EA | [35 empty] | No | [42 empty] | https://assets.lutron.com/a/documents/lutron_cflex_spec_sheet.pdf | [7 empty] | Shelf Stock | [39 empty] | 39111821 | [6 empty] | <a href="https://lutron.widen.net/content/6lqm8qbelw/mp4/Ecom_C-Flex_Upgrading-Fluorescents-to-LEDs.mp4" target="_blank">Product Video Clip</a> | [26 empty] | 0 | 0 | 0 | 0 | Lighting Fixtures | 2023-08-16 18:02 | 2024-07-20 11:42 | 0000-00-00 00:00:00 | 2024-07-20 11:42 | 0000-00-00 00:00:00
1 | Lutron Electronics | 3LDHCF-1K35-24 | 4460-11343 | 4460 | 11343 | Lutron Electronics | 3LDHCF-1K35-24.jpeg?w=1500 | 784276307154 | CFLEX RPG24Q126H1L8353WKG2 | Lutron Ballast Retrofit Kit by C-Flex: Horizontal Compact 1-Lamp (Case of 24 Kits), 3500K, 3-Wire Driver, 1% Dimming, 3LDHCF-1K35-24 | [53 empty] | 0 | 0 | 0 | [6 empty] | 0 | 1 | 1 | EA | 1 | Specialty Items | [27 empty] | Lighting Kits | [49 empty] | <a href="https://assets.lutron.com/a/documents/3685841b_tled%20esell%20sheet_v6.pdf" target="_blank">Manufacturer Brochure</a> | [216 empty] | 20.000 DW | [92 empty] | 1.000 EA | 1.000 EA | [35 empty] | No | [42 empty] | https://assets.lutron.com/a/documents/lutron_cflex_spec_sheet.pdf | [7 empty] | Shelf Stock | [39 empty] | 39111821 | [6 empty] | <a href="https://lutron.widen.net/content/6lqm8qbelw/mp4/Ecom_C-Flex_Upgrading-Fluorescents-to-LEDs.mp4" target="_blank">Product Video Clip</a> | [26 empty] | 0 | 0 | 0 | 0 | Lighting Fixtures | 2023-08-16 18:02 | 2024-07-20 11:42 | 0000-00-00 00:00:00 | 2024-07-20 11:42 | 0000-00-00 00:00:00
4 | Lutron Electronics | LU-T05-DL | 4460-15807 | 4460 | 15807 | Lutron Electronics | LU-T05-DL_reel.jpeg?w=1500 | 784276311014 | LUMARIS TW TAPE 5M DL | The Lutron Lumaris tunable white LED tape light solution is the first professional grade tape light thatâ€™s native to Lutron RadioRA 3 and HomeWorks QSX. Tunable white accent lighting takes scene control to the next level when paired with keypads, the Lutron app, and automations. This LED tape light reel consists of 16.4 ft of field-cuttable, tunable white tape (Soft White: 2500-5000K). This LED strip light can be cut in 2 inch segments and comes with a strong adhesive backing (required wireless controller and accessories are sold separately). Manually adjust just the intensity and color temperature by preset control or through warm dim â€“ mimics the dimming curve of an incandescent bulb. Lumaris tunable white LED tape light can also be programmed to automatically change color based on the time of day. Built with Lutronâ€™s top-in-class quality and reliability, Lumaris has continuous flicker free dimming from 100% down to 0.1% of measured light output (CCT range maintained down to 1%). Equipped with Lutronâ€™s Clear Connect â€“ Type X Technology, the wireless controller guarantees ultra-reliable wireless communication. Complete your LED strip light solution with a light channel and lens (sold by others). |  | 7.38 | 0.5 | [50 empty] | 0 | 0 | 0 | [6 empty] | 0 | 1 | 1 | EA | 1 |  |  |  | Electrical Distribution Equipment |  | Receptacles |  | Electrical Receptacles | [287 empty] | 10.000 DW |  |  | 6.2500 IN | [89 empty] | 1.000 EA | 1.000 EA | [35 empty] | No | [42 empty] | https://assets.lutron.com/a/documents/3691262_lumaris-tunable-white-tape-light-spec-sheet.pdf | [7 empty] | Shelf Stock | [39 empty] | 39121406 | [6 empty] | <a href="https://lutron.widen.net/content/ibfhe1kh1j/mp4/Lumaris-Strip-Light-Launch-Video.mp4" target="_blank">Product Video Clip</a> | [6 empty] | <a href="https://assets.lutron.com/a/documents/043561.pdf" target="_blank">Warranty Information</a> |  |  |  |  | 0.200 L | [14 empty] | 0 | 0 | 0 | 0 | Electrical | 2023-09-20 11:27 | 2024-07-20 11:35 | 0000-00-00 00:00:00 | 2024-07-20 11:35 | 0000-00-00 00:00:00
4 | Lutron Electronics | LU-T05-SW | 4460-15808 | 4460 | 15808 | Lutron Electronics | LU-T05-DL_reel.jpeg?w=1500 | 784276311007 | LUMARIS TW TAPE 5M SW | The Lutron Lumaris tunable white LED tape light solution is the first professional grade tape light thatâ€™s native to Lutron RadioRA 3 and HomeWorks QSX. Tunable white accent lighting takes scene control to the next level when paired with keypads, the Lutron app, and automations. This LED tape light reel consists of 16.4 ft of field-cuttable, tunable white tape (Soft White: 1800-3000K). This LED strip light can be cut in 2 inch segments and comes with a strong adhesive backing (required wireless controller and accessories are sold separately). Manually adjust just the intensity and color temperature by preset control or through warm dim â€“ mimics the dimming curve of an incandescent bulb. Lumaris tunable white LED tape light can also be programmed to automatically change color based on the time of day. Built with Lutronâ€™s top-in-class quality and reliability, Lumaris has continuous flicker free dimming from 100% down to 0.1% of measured light output (CCT range maintained down to 1%). Equipped with Lutronâ€™s Clear Connect â€“ Type X Technology, the wireless controller guarantees ultra-reliable wireless communication. Complete your LED strip light solution with a light channel and lens (sold by others). |  | 6.5 | 1.25 | [50 empty] | 0 | 0 | 0 | [6 empty] | 0 | 1 | 1 | EA | 1 |  |  |  | Electrical Distribution Equipment |  | Receptacles |  | Electrical Receptacles | [287 empty] | 10.000 DW |  |  | 9.0000 IN | [89 empty] | 1.000 EA | 1.000 EA | [35 empty] | No | [42 empty] | https://assets.lutron.com/a/documents/3691262_lumaris-tunable-white-tape-light-spec-sheet.pdf | [7 empty] | Shelf Stock | [39 empty] | 39121406 | [6 empty] | <a href="https://lutron.widen.net/content/ibfhe1kh1j/mp4/Lumaris-Strip-Light-Launch-Video.mp4" target="_blank">Product Video Clip</a> | [6 empty] | <a href="https://assets.lutron.com/a/documents/043561.pdf" target="_blank">Warranty Information</a> |  |  |  |  | 0.200 L | [14 empty] | 0 | 0 | 0 | 0 | Electrical | 2023-09-20 11:32 | 2024-07-20 11:40 | 0000-00-00 00:00:00 | 2024-07-20 11:40 | 0000-00-00 00:00:00 | [6 empty] | Snow
1 | Lutron Electronics | DVRF-PKG1D-WH | 4460-15810 | 4460 | 15810 | Lutron Electronics | Ecom_DVRF-PKG1D-WH_Diva-Smart-Dimmer-Remote-and- | 784276816977 | PICO PADDLE REMOTE W DIVA | PICO PADDLE REMOTE W DIVA |  | 5.94 | 6.72 | [50 empty] | 0 | 0 | 0 | [6 empty] | 0 | 1 | 1 | EA | 1 | Lighting Controls | [27 empty] | Dimmers | [242 empty] | <a href="https://assets.lutron.com/a/documents/0302106.pdf" target="_blank">Installation Instructions</a> | [23 empty] | 10.000 DW |  |  | 2.0000 IN | [89 empty] | 1.000 EA | 1.000 EA | [35 empty] | No | [42 empty] | https://assets.lutron.com/a/documents/3691263_spa.pdf | [7 empty] | Shelf Stock | [39 empty] | 39122206 | [13 empty] | <a href="https://assets.lutron.com/a/documents/369-119_Wallbox_Warranty.pdf" target="_blank">Warranty Information</a> |  |  |  |  | 0.800 L | [14 empty] | 0 | 0 | 0 | 0 | Lighting Fixtures | 2023-09-20 11:33 | 2024-07-20 11:38 | 0000-00-00 00:00:00 | 2024-07-20 11:38 | 0000-00-00 00:00:00 | [6 empty] | White
4 | Lutron Electronics | LU-WK1-TW | 4460-15813 | 4460 | 15813 | Lutron Electronics | Ecom_LumarisTunableWhiteTapeLight_TextImage14.jp | 784276311069 | LUMARIS TW TAPE WIRE KIT 1 | This 3-conductor 22AWG cable is 50ft long and available for Lutonâ€™s Lumaris Tunable White tape light (tape light reel and other accessories sold separately). |  | 3 | 1 | [50 empty] | 0 | 0 | 0 | [6 empty] | 0 | 1 | 1 | EA | 1 |  |  |  | Electrical Distribution Equipment |  | Receptacles |  | Electrical Receptacles | [287 empty] | 10.000 DW |  |  | 7.0000 IN | [89 empty] | 1.000 EA | 1.000 EA | [35 empty] | No | [42 empty] | https://assets.lutron.com/a/documents/3691262_lumaris-tunable-white-tape-light-spec-sheet.pdf | [7 empty] | Shelf Stock | [39 empty] | 39121406 | [6 empty] | <a href="https://lutron.widen.net/content/ibfhe1kh1j/mp4/Lumaris-Strip-Light-Launch-Video.mp4" target="_blank">Product Video Clip</a> | [6 empty] | <a href="https://assets.lutron.com/a/documents/043561.pdf" target="_blank">Warranty Information</a> |  |  |  |  | 0.600 L | [14 empty] | 0 | 0 | 0 | 0 | Electrical | 2023-09-20 11:37 | 2024-07-20 11:42 | 0000-00-00 00:00:00 | 2024-07-20 11:42 | 0000-00-00 00:00:00
1 | Lutron Electronics | PJ2-P2B-GWH | 4460-15814 | 4460 | 15814 | Lutron Electronics | Ecom_PJ2-P2B-GWH_Pico-Remote-Control_NoWallPlate | 784276817103 | PICO PADDLE SMART REMOTE WH | Lutron Pico Paddle Remote, Â Wireless On/Off Control For Lutron Smart Dimmers And Switches, PJ2-P2B-GWH, White |  | 4 | 6.5 | [50 empty] | 0 | 0 | 0 | [6 empty] | 0 | 1 | 1 | EA | 1 | Lighting Controls | [27 empty] | Other Lighting Controls | [242 empty] | <a href="https://assets.lutron.com/a/documents/0302108.pdf" target="_blank">Installation Instructions</a> | [23 empty] | 10.000 DW |  |  | 0.5800 IN | [89 empty] | 1.000 EA | 1.000 EA | [35 empty] | No | [42 empty] | https://assets.lutron.com/a/documents/3691263_spa.pdf | [7 empty] | Shelf Stock | [39 empty] | 52161525 | [13 empty] | <a href="https://assets.lutron.com/a/documents/369-119_Wallbox_Warranty.pdf" target="_blank">Warranty Information</a> |  |  |  |  | 0.100 L | [14 empty] | 0 | 0 | 0 | 0 | Lighting Fixtures | 2023-09-20 11:37 | 2024-07-20 11:42 | 0000-00-00 00:00:00 | 2024-07-20 11:42 | 0000-00-00 00:00:00
4 | Lutron Electronics | LU-MK1 | 4460-15815 | 4460 | 15815 | Lutron Electronics | Ecom_LumarisTunableWhiteTapeLight_TextImage13.jp | 784276311076 | LUMARIS TAPE MOUNTING KIT 1 | These mounting clips are available for Lutonâ€™s Lumaris Tunable White tape light to help secure and fasten the LED strip light to a majority of applications (tape light reel and other accessories sold separately). |  | 3 | 0.38 | [50 empty] | 0 | 0 | 0 | [6 empty] | 0 | 1 | 1 | EA | 1 |  |  |  | Electrical Distribution Equipment |  | Receptacles |  | Electrical Receptacles | [287 empty] | 10.000 DW |  |  | 4.0000 IN | [89 empty] | 1.000 EA | 1.000 EA | [35 empty] | No | [42 empty] | https://assets.lutron.com/a/documents/3691262_lumaris-tunable-white-tape-light-spec-sheet.pdf | [7 empty] | Shelf Stock | [39 empty] | 39121406 | [6 empty] | <a href="https://lutron.widen.net/content/ibfhe1kh1j/mp4/Lumaris-Strip-Light-Launch-Video.mp4" target="_blank">Product Video Clip</a> | [6 empty] | <a href="https://assets.lutron.com/a/documents/043561.pdf" target="_blank">Warranty Information</a> |  |  |  |  | 0.030 L | [14 empty] | 0 | 0 | 0 | 0 | Electrical | 2023-09-20 11:38 | 2024-07-20 11:31 | 0000-00-00 00:00:00 | 2024-07-20 11:31 | 0000-00-00 00:00:00
1 | Lutron Electronics | PJ2W-P2B-WH-RC | 4460-15816 | 4460 | 15816 | Lutron Electronics | Ecom_PJ2W-P2B-WH_Remote-and-Wall-Mounting-Kit_Ex | 784276817134 | PICO PADDLE SMART REMOTE W | PICO PADDLE SMART REMOTE W |  | 4 | 6 | [50 empty] | 0 | 0 | 0 | [6 empty] | 0 | 1 | 1 | EA | 1 | Lighting Controls | [27 empty] | Other Lighting Controls | [242 empty] | <a href="https://assets.lutron.com/a/documents/0302108.pdf" target="_blank">Installation Instructions</a> | [23 empty] | 10.000 DW |  |  | 2.3000 IN | [89 empty] | 1.000 EA | 1.000 EA | [35 empty] | No | [42 empty] | https://assets.lutron.com/a/documents/3691263_spa.pdf | [7 empty] | Shelf Stock | [39 empty] | 52161525 | [13 empty] | <a href="https://assets.lutron.com/a/documents/369-119_Wallbox_Warranty.pdf" target="_blank">Warranty Information</a> |  |  |  |  | 0.300 L | [14 empty] | 0 | 0 | 0 | 0 | Lighting Fixtures | 2023-09-20 11:38 | 2024-07-20 11:40 | 0000-00-00 00:00:00 | 2024-07-20 11:40 | 0000-00-00 00:00:00 | [6 empty] | White
1 | Lutron Electronics | RRL-TWC-WH | 4460-15817 | 4460 | 15817 | Lutron Electronics | Ecom_LumarisTunableWhiteTapeLight_TextImage08.jp | 784276310987 | LUMARIS TW TAPE CONTROL RA WH | This wireless controller is designed for Lutonâ€™s Lumaris tunable white tape light and comes with a power supply to feed 24V to the controller and the tape light (tape light reel and other accessories sold separately). The Lutron Lumaris tunable white LED tape light solution is the first professional grade tape light thatâ€™s seamless and native to Lutron RadioRA 3. Tunable white accent lighting takes scene control to the next level when paired with RA3 keypads, the Lutron app, and automations. This LED strip light solution consists of field-cut tunable white tape, a Wireless Controller with integrated LED drivers, connectors, 3-wire cable, and power supply (Lumaris LED tape light reel and accessories sold separately. Built with Lutronâ€™s top-in-class quality and reliability, Lumaris has continuous flicker free dimming from 100% down to 0.1% of measured light output (CCT range maintained down to 1%). Equipped with Lutronâ€™s Clear Connect â€“ Type X Technology, the wireless controller guarantees ultra-reliable wireless communication. Complete your LED strip light solution with a light channel and lens (sold by others). |  | 8 | 4 | [50 empty] | 0 | 0 | 0 | [6 empty] | 0 | 1 | 1 | EA | 1 | Lighting Controls | [27 empty] | Other Lighting Controls | [266 empty] | 10.000 DW |  |  | 6.0000 IN | [89 empty] | 1.000 EA | 1.000 EA | [35 empty] | No | [42 empty] | https://assets.lutron.com/a/documents/3691262_lumaris-tunable-white-tape-light-spec-sheet.pdf | [7 empty] | Shelf Stock | [39 empty] | 52161525 | [6 empty] | <a href="https://lutron.widen.net/content/ibfhe1kh1j/mp4/Lumaris-Strip-Light-Launch-Video.mp4" target="_blank">Product Video Clip</a> | [6 empty] | <a href="https://assets.lutron.com/a/documents/043561.pdf" target="_blank">Warranty Information</a> |  |  |  |  | 1.100 L | [14 empty] | 0 | 0 | 0 | 0 | Lighting Fixtures | 2023-09-20 11:39 | 2024-07-20 11:38 | 0000-00-00 00:00:00 | 2024-07-20 11:38 | 0000-00-00 00:00:00 | [6 empty] | White
1 | Lutron Electronics | RRL-TLK-SW | 4460-15819 | 4460 | 15819 | Lutron Electronics | Ecom_LumarisTunableWhiteTapeLight_TextImage01.jp | 784276310949 | LUMARIS TW TAPE KIT RA SW | The Lutron Lumaris Tunable White Tape Light is the first professional grade tape light native to Lutronâ€™s RadioRA 3 control system. Tunable white accent lighting takes scene control to the next level when paired with RA3 keypads, the Lutron app, and automations. This LED tape light kit consists of field-cut tunable white tape (Soft White: 1800-3000K), a Wireless Controller with an integrated multi-channel LED driver, connectors, 3-wire cable, and power supply. Manually adjust just the intensity and color temperature on the LED strip light by preset control or through warm dim â€“ mimics the dimming curve of an incandescent bulb. Lumaris tunable white LED tape light can also be programmed to automatically change color based on the time of day. Built with Lutronâ€™s top-in-class quality and reliability, Lumaris LED tape light has continuous flicker free dimming from 100% down to 0.1% of measured light output (CCT range maintained down to 1%). Equipped with Lutronâ€™s Clear Connect â€“ Type X Technology, the wireless controller guarantees ultra-reliable wireless communication. Complete your LED strip light solution with a light channel and lens (sold by others). |  | 8 | 4 | [50 empty] | 0 | 0 | 0 | [6 empty] | 0 | 1 | 1 | EA | 1 | Lighting Controls | [27 empty] | Other Lighting Controls | [266 empty] | 10.000 DW |  |  | 6.0000 IN | [89 empty] | 1.000 EA | 1.000 EA | [35 empty] | No | [42 empty] | https://assets.lutron.com/a/documents/3691262_lumaris-tunable-white-tape-light-spec-sheet.pdf | [7 empty] | Shelf Stock | [39 empty] | 52161525 | [6 empty] | <a href="https://lutron.widen.net/content/ibfhe1kh1j/mp4/Lumaris-Strip-Light-Launch-Video.mp4" target="_blank">Product Video Clip</a> | [6 empty] | <a href="https://assets.lutron.com/a/documents/043561.pdf" target="_blank">Warranty Information</a> |  |  |  |  | 1.430 L | [14 empty] | 0 | 0 | 0 | 0 | Lighting Fixtures | 2023-09-20 11:40 | 2024-07-20 11:40 | 0000-00-00 00:00:00 | 2024-07-20 11:40 | 0000-00-00 00:00:00 | [6 empty] | Snow
1 | Lutron Electronics | RRL-TLK-DL | 4460-15820 | 4460 | 15820 | Lutron Electronics | Ecom_LumarisTunableWhiteTapeLight_TextImage05.jp | 784276310956 | LUMARIS TW TAPE KIT RA DL | The Lutron Lumaris Tunable White Tape Light is the first professional grade tape light native to Lutronâ€™s RadioRA 3 control system. Tunable white accent lighting takes scene control to the next level when paired with RA3 keypads, the Lutron app, and automations. This LED tape light kit consists of field-cut tunable white tape (Soft White: 2500-5000K), a Wireless Controller with an integrated multi-channel LED driver, connectors, 3-wire cable, and power supply. Manually adjust just the intensity and color temperature on the LED strip light by preset control or through warm dim â€“ mimics the dimming curve of an incandescent bulb. Lumaris tunable white LED tape light can also be programmed to automatically change color based on the time of day. Built with Lutronâ€™s top-in-class quality and reliability, Lumaris LED tape light has continuous flicker free dimming from 100% down to 0.1% of measured light output (CCT range maintained down to 1%). Equipped with Lutronâ€™s Clear Connect â€“ Type X Technology, the wireless controller guarantees ultra-reliable wireless communication. Complete your LED strip light solution with a light channel and lens (sold by others). |  | 8.82 | 4 | [50 empty] | 0 | 0 | 0 | [6 empty] | 0 | 1 | 1 | EA | 1 | Lighting Controls | [27 empty] | Other Lighting Controls | [266 empty] | 10.000 DW |  |  | 6.0000 IN | [89 empty] | 1.000 EA | 1.000 EA | [35 empty] | No | [42 empty] | https://assets.lutron.com/a/documents/3691262_lumaris-tunable-white-tape-light-spec-sheet.pdf | [7 empty] | Shelf Stock | [39 empty] | 52161525 | [6 empty] | <a href="https://lutron.widen.net/content/ibfhe1kh1j/mp4/Lumaris-Strip-Light-Launch-Video.mp4" target="_blank">Product Video Clip</a> | [6 empty] | <a href="https://assets.lutron.com/a/documents/043561.pdf" target="_blank">Warranty Information</a> |  |  |  |  | 1.420 L | [14 empty] | 0 | 0 | 0 | 0 | Lighting Fixtures | 2023-09-20 11:40 | 2024-07-20 11:37 | 0000-00-00 00:00:00 | 2024-07-20 11:37 | 0000-00-00 00:00:00
4 | Lutron Electronics | LU-CK1-TW | 4460-15821 | 4460 | 15821 | Lutron Electronics | LU-T05-SW_LU-T05-DL_Rect_Connector.jpeg?w=1500 | 784276311038 | LUMARIS TW TAPE CONNECT KIT 1 | These wire/tape connectors are specifically designed for Lutonâ€™s Lumaris Tunable White tape light to connect power or link multiple individual LED strip light runs together (tape light reel and other accessories sold separately). |  | 2.5 | 1 | [50 empty] | 0 | 0 | 0 | [6 empty] | 0 | 1 | 1 | EA | 1 |  |  |  | Electrical Distribution Equipment |  | Receptacles |  | Electrical Receptacles | [287 empty] | 10.000 DW |  |  | 3.0000 IN | [89 empty] | 1.000 EA | 1.000 EA | [35 empty] | No | [42 empty] | https://assets.lutron.com/a/documents/3691262_lumaris-tunable-white-tape-light-spec-sheet.pdf | [7 empty] | Shelf Stock | [39 empty] | 39121406 | [6 empty] | <a href="https://lutron.widen.net/content/ibfhe1kh1j/mp4/Lumaris-Strip-Light-Launch-Video.mp4" target="_blank">Product Video Clip</a> | [6 empty] | <a href="https://assets.lutron.com/a/documents/043561.pdf" target="_blank">Warranty Information</a> |  |  |  |  | 0.040 L | [14 empty] | 0 | 0 | 0 | 0 | Electrical | 2023-09-20 11:40 | 2024-07-20 11:33 | 0000-00-00 00:00:00 | 2024-07-20 11:33 | 0000-00-00 00:00:00
1 | Lutron Electronics | DVRF-PKG1S-WH | 4460-15822 | 4460 | 15822 | Lutron Electronics | Ecom_DVRF-PKG1S-WH_WithPackaging.jpeg?w=1500 | 784276816960 | PICO PADDLE REMOTE W CLARO | PICO PADDLE REMOTE W CLARO |  | 6.1 | 6.9 | [50 empty] | 0 | 0 | 0 | [6 empty] | 0 | 1 | 1 | EA | 1 | Lighting Controls | [27 empty] | Dimmers | [242 empty] | <a href="https://assets.lutron.com/a/documents/0302107.pdf" target="_blank">Installation Instructions</a> | [23 empty] | 10.000 DW |  |  | 2.0000 IN | [89 empty] | 1.000 EA | 1.000 EA | [35 empty] | No | [42 empty] | https://assets.lutron.com/a/documents/3691263_spa.pdf | [7 empty] | Shelf Stock | [39 empty] | 39122206 | [13 empty] | <a href="https://assets.lutron.com/a/documents/369-119_Wallbox_Warranty.pdf" target="_blank">Warranty Information</a> |  |  |  |  | 0.800 L | [14 empty] | 0 | 0 | 0 | 0 | Lighting Fixtures | 2023-09-20 11:40 | 2024-07-20 11:40 | 0000-00-00 00:00:00 | 2024-07-20 11:40 | 0000-00-00 00:00:00 | [6 empty] | White
1 | Lutron Electronics | PJ2W-P2B-WH | 4460-15823 | 4460 | 15823 | Lutron Electronics | Ecom_PJ2W-P2B-WH_Remote-and-Wall-Mounting-Kit_Ex | 784276817110 | PICO PADDLE SMART REMOTE W | PICO PADDLE SMART REMOTE W |  | 4 | 7 | [50 empty] | 0 | 0 | 0 | [6 empty] | 0 | 1 | 1 | EA | 1 | Lighting Controls | [27 empty] | Other Lighting Controls | [242 empty] | <a href="https://assets.lutron.com/a/documents/0302108.pdf" target="_blank">Installation Instructions</a> | [23 empty] | 10.000 DW |  |  | 2.5000 IN | [89 empty] | 1.000 EA | 1.000 EA | [35 empty] | No | [42 empty] | https://assets.lutron.com/a/documents/3691263_spa.pdf | [7 empty] | Shelf Stock | [39 empty] | 52161525 | [13 empty] | <a href="https://assets.lutron.com/a/documents/369-119_Wallbox_Warranty.pdf" target="_blank">Warranty Information</a> |  |  |  |  | 0.300 L | [14 empty] | 0 | 0 | 0 | 0 | Lighting Fixtures | 2023-09-20 11:42 | 2024-07-20 11:38 | 0000-00-00 00:00:00 | 2024-07-20 11:38 | 0000-00-00 00:00:00 | [6 empty] | White
1 | Lutron Electronics | MACL-L3T251-MN | 4460-15826 | 4460 | 15826 | Lutron Electronics | Ecom_MACL-L3T251-MN.jpeg?w=1500 | 784276310758 | MA LED+ 75W/2.5A DMR/TMR | MA LED+ 75W/2.5A DMR/TMR |  | 2.3 | 4.5 | [50 empty] | 0 | 0 | 0 | [6 empty] | 0 | 1 | 1 | EA | 1 | Lighting Controls | [27 empty] | Dimmers | [49 empty] | <a href="https://assets.lutron.com/a/documents/3672955_led_maestro_dual_controls_sell_sheet.pdf" target="_blank">Manufacturer Brochure</a> | [192 empty] | <a href="https://assets.lutron.com/a/documents/0302118.pdf" target="_blank">Installation Instructions</a> | [23 empty] | 5.000 DW |  |  | 2.3000 IN | [89 empty] | 1.000 EA | 1.000 EA | [35 empty] | No | [42 empty] | https://assets.lutron.com/a/documents/3691216_eng.pdf | [7 empty] | Shelf Stock | [39 empty] | 39122206 | [13 empty] | <a href="https://www.lutron.com/TechnicalDocumentLibrary/369-119_Wallbox_Warranty.pdf" target="_blank">Warranty Information</a> |  |  |  |  | 0.300 L | [14 empty] | 0 | 0 | 0 | 0 | Lighting Fixtures | 2023-11-20 11:35 | 2024-07-20 11:41 | 0000-00-00 00:00:00 | 2024-07-20 11:41 | 0000-00-00 00:00:00 | [6 empty] | Midnight
1 | Lutron Electronics | MACL-L3S25H-WH | 4460-15827 | 4460 | 15827 | Lutron Electronics | Ecom_MACL-L3S25-WH.jpeg?w=1500 | 784276813303 | MA LED+ 75W/2.5A DMR/SW | MA LED+ 75W/2.5A DMR/SW |  | 3.82 | 5.88 | [50 empty] | 0 | 0 | 0 | [6 empty] | 0 | 1 | 1 | EA | 1 | Lighting Controls | [27 empty] | Dimmers | [49 empty] | <a href="https://assets.lutron.com/a/documents/3672955_led_maestro_dual_controls_sell_sheet.pdf" target="_blank">Manufacturer Brochure</a> | [192 empty] | <a href="https://assets.lutron.com/a/documents/0302118.pdf" target="_blank">Installation Instructions</a> | [23 empty] | 5.000 DW |  |  | 2.7500 IN | [89 empty] | 1.000 EA | 1.000 EA | [35 empty] | No | [42 empty] | https://assets.lutron.com/a/documents/3691216_eng.pdf | [7 empty] | Shelf Stock | [39 empty] | 39122206 | [13 empty] | <a href="https://www.lutron.com/TechnicalDocumentLibrary/369-119_Wallbox_Warranty.pdf" target="_blank">Warranty Information</a> |  |  |  |  | 0.300 L | [14 empty] | 0 | 0 | 0 | 0 | Lighting Fixtures | 2023-11-20 11:35 | 2024-07-20 11:42 | 0000-00-00 00:00:00 | 2024-07-20 11:42 | 0000-00-00 00:00:00 | [6 empty] | White
4 | Lutron Electronics | NT-R3R3-FB-BR | 4460-15828 | 4460 | 15828 | Lutron Electronics | NT-R3R3-FB-BR | 27557802055 | NOVA T 2 GNG AIG R OPENING | NOVA T 2 GNG AIG R OPENING |  | 6.3 | 1.4 | [50 empty] | 0 | 0 | 0 | [6 empty] | 0 | 1 | 1 | EA | 1 |  |  |  | Fittings and Hardware |  | Electrical Hardware And Supplies |  | Wallplates | [287 empty] | 10.000 DW |  |  | 8.9000 IN | [89 empty] | 1.000 EA | 1.000 EA | [35 empty] | No | [50 empty] | Shelf Stock | [39 empty] | 39121704 | [18 empty] | 0.300 L | [14 empty] | 0 | 0 | 0 | 0 | Electrical | 2023-11-20 11:38 | 2024-07-20 11:40 | 0000-00-00 00:00:00 | 2024-07-20 11:40 | 0000-00-00 00:00:00 | [6 empty] | Brown
1 | Lutron Electronics | MACL-L3T251-BI | 4460-15829 | 4460 | 15829 | Lutron Electronics | Ecom_MACL-L3T251-BI.jpeg?w=1500 | 784276310765 | MA LED+ 75W/2.5A DMR/TMR | MA LED+ 75W/2.5A DMR/TMR |  | 2.3 | 4.5 | [50 empty] | 0 | 0 | 0 | [6 empty] | 0 | 1 | 1 | EA | 1 | Lighting Controls | [27 empty] | Dimmers | [49 empty] | <a href="https://assets.lutron.com/a/documents/3672955_led_maestro_dual_controls_sell_sheet.pdf" target="_blank">Manufacturer Brochure</a> | [192 empty] | <a href="https://assets.lutron.com/a/documents/0302118.pdf" target="_blank">Installation Instructions</a> | [23 empty] | 5.000 DW |  |  | 2.3000 IN | [89 empty] | 1.000 EA | 1.000 EA | [35 empty] | No | [42 empty] | https://assets.lutron.com/a/documents/3691216_eng.pdf | [7 empty] | Shelf Stock | [39 empty] | 39122206 | [13 empty] | <a href="https://www.lutron.com/TechnicalDocumentLibrary/369-119_Wallbox_Warranty.pdf" target="_blank">Warranty Information</a> |  |  |  |  | 0.300 L | [14 empty] | 0 | 0 | 0 | 0 | Lighting Fixtures | 2023-11-20 11:38 | 2024-07-20 11:38 | 0000-00-00 00:00:00 | 2024-07-20 11:38 | 0000-00-00 00:00:00 | [6 empty] | Biscuit
1 | Lutron Electronics | MACL-L3S25-TP | 4460-15830 | 4460 | 15830 | Lutron Electronics | Ecom_MACL-L3S25-TP.jpeg?w=1500 | 784276310918 | MA LED+ 75W/2.5A DMR/SW | MA LED+ 75W/2.5A DMR/SW |  | 2.3 | 4.5 | [50 empty] | 0 | 0 | 0 | [6 empty] | 0 | 1 | 1 | EA | 1 | Lighting Controls | [27 empty] | Dimmers | [49 empty] | <a href="https://assets.lutron.com/a/documents/3672955_led_maestro_dual_controls_sell_sheet.pdf" target="_blank">Manufacturer Brochure</a> | [192 empty] | <a href="https://assets.lutron.com/a/documents/0302118.pdf" target="_blank">Installation Instructions</a> | [23 empty] | 5.000 DW |  |  | 2.3000 IN | [89 empty] | 1.000 EA | 1.000 EA | [35 empty] | No | [42 empty] | https://assets.lutron.com/a/documents/3691216_eng.pdf | [7 empty] | Shelf Stock | [39 empty] | 39122206 | [13 empty] | <a href="https://www.lutron.com/TechnicalDocumentLibrary/369-119_Wallbox_Warranty.pdf" target="_blank">Warranty Information</a> |  |  |  |  | 0.300 L | [14 empty] | 0 | 0 | 0 | 0 | Lighting Fixtures | 2023-11-20 11:38 | 2024-07-20 11:42 | 0000-00-00 00:00:00 | 2024-07-20 11:42 | 0000-00-00 00:00:00 | [6 empty] | Taupe
1 | Lutron Electronics | MACL-L3T251-HT | 4460-15831 | 4460 | 15831 | Lutron Electronics | Ecom_MACL-L3T251-HT.jpeg?w=1500 | 784276310772 | MA LED+ 75W/2.5A DMR/TMR | MA LED+ 75W/2.5A DMR/TMR |  | 2.3 | 4.5 | [50 empty] | 0 | 0 | 0 | [6 empty] | 0 | 1 | 1 | EA | 1 | Lighting Controls | [27 empty] | Dimmers | [49 empty] | <a href="https://assets.lutron.com/a/documents/3672955_led_maestro_dual_controls_sell_sheet.pdf" target="_blank">Manufacturer Brochure</a> | [192 empty] | <a href="https://assets.lutron.com/a/documents/0302118.pdf" target="_blank">Installation Instructions</a> | [23 empty] | 5.000 DW |  |  | 2.3000 IN | [89 empty] | 1.000 EA | 1.000 EA | [35 empty] | No | [42 empty] | https://assets.lutron.com/a/documents/3691216_eng.pdf | [7 empty] | Shelf Stock | [39 empty] | 39122206 | [13 empty] | <a href="https://www.lutron.com/TechnicalDocumentLibrary/369-119_Wallbox_Warranty.pdf" target="_blank">Warranty Information</a> |  |  |  |  | 0.300 L | [14 empty] | 0 | 0 | 0 | 0 | Lighting Fixtures | 2023-11-20 11:40 | 2024-07-20 11:31 | 0000-00-00 00:00:00 | 2024-07-20 11:31 | 0000-00-00 00:00:00
1 | Lutron Electronics | MACL-L3S25-WH | 4460-15832 | 4460 | 15832 | Lutron Electronics | Ecom_MACL-L3S25-WH.jpeg?w=1500 | 784276813334 | MA LED+ 75W/2.5A DMR/SW | MA LED+ 75W/2.5A DMR/SW |  | 2.3 | 4.5 | [50 empty] | 0 | 0 | 0 | [6 empty] | 0 | 1 | 1 | EA | 1 | Lighting Controls | [27 empty] | Dimmers | [49 empty] | <a href="https://assets.lutron.com/a/documents/3672955_led_maestro_dual_controls_sell_sheet.pdf" target="_blank">Manufacturer Brochure</a> | [192 empty] | <a href="https://assets.lutron.com/a/documents/0302118.pdf" target="_blank">Installation Instructions</a> | [23 empty] | 5.000 DW |  |  | 2.3000 IN | [89 empty] | 1.000 EA | 1.000 EA | [35 empty] | No | [42 empty] | https://assets.lutron.com/a/documents/3691216_eng.pdf | [7 empty] | Shelf Stock | [39 empty] | 39122206 | [13 empty] | <a href="https://www.lutron.com/TechnicalDocumentLibrary/369-119_Wallbox_Warranty.pdf" target="_blank">Warranty Information</a> |  |  |  |  | 0.300 L | [14 empty] | 0 | 0 | 0 | 0 | Lighting Fixtures | 2023-11-20 11:40 | 2024-07-20 11:31 | 0000-00-00 00:00:00 | 2024-07-20 11:31 | 0000-00-00 00:00:00 | [6 empty] | White
1 | Lutron Electronics | MACL-L3T251-BR | 4460-15833 | 4460 | 15833 | Lutron Electronics | Ecom_MACL-L3T251-BR.jpeg?w=1500 | 784276310703 | MA LED+ 75W/2.5A DMR/TMR | MA LED+ 75W/2.5A DMR/TMR |  | 2.3 | 4.5 | [50 empty] | 0 | 0 | 0 | [6 empty] | 0 | 1 | 1 | EA | 1 | Lighting Controls | [27 empty] | Dimmers | [49 empty] | <a href="https://assets.lutron.com/a/documents/3672955_led_maestro_dual_controls_sell_sheet.pdf" target="_blank">Manufacturer Brochure</a> | [192 empty] | <a href="https://assets.lutron.com/a/documents/0302118.pdf" target="_blank">Installation Instructions</a> | [23 empty] | 5.000 DW |  |  | 2.3000 IN | [89 empty] | 1.000 EA | 1.000 EA | [35 empty] | No | [42 empty] | https://assets.lutron.com/a/documents/3691216_eng.pdf | [7 empty] | Shelf Stock | [39 empty] | 39122206 | [13 empty] | <a href="https://www.lutron.com/TechnicalDocumentLibrary/369-119_Wallbox_Warranty.pdf" target="_blank">Warranty Information</a> |  |  |  |  | 0.300 L | [14 empty] | 0 | 0 | 0 | 0 | Lighting Fixtures | 2023-11-20 11:40 | 2024-07-20 11:44 | 0000-00-00 00:00:00 | 2024-07-20 11:44 | 0000-00-00 00:00:00 | [6 empty] | Brown
1 | Lutron Electronics | MACL-L3T251-SW | 4460-15834 | 4460 | 15834 | Lutron Electronics | Ecom_MACL-L3T251-SW.jpeg?w=1500 | 784276310741 | MA LED+ 75W/2.5A DMR/TMR | MA LED+ 75W/2.5A DMR/TMR |  | 2.3 | 4.5 | [50 empty] | 0 | 0 | 0 | [6 empty] | 0 | 1 | 1 | EA | 1 | Lighting Controls | [27 empty] | Dimmers | [49 empty] | <a href="https://assets.lutron.com/a/documents/3672955_led_maestro_dual_controls_sell_sheet.pdf" target="_blank">Manufacturer Brochure</a> | [192 empty] | <a href="https://assets.lutron.com/a/documents/0302118.pdf" target="_blank">Installation Instructions</a> | [23 empty] | 5.000 DW |  |  | 2.3000 IN | [89 empty] | 1.000 EA | 1.000 EA | [35 empty] | No | [42 empty] | https://assets.lutron.com/a/documents/3691216_eng.pdf | [7 empty] | Shelf Stock | [39 empty] | 39122206 | [13 empty] | <a href="https://www.lutron.com/TechnicalDocumentLibrary/369-119_Wallbox_Warranty.pdf" target="_blank">Warranty Information</a> |  |  |  |  | 0.300 L | [14 empty] | 0 | 0 | 0 | 0 | Lighting Fixtures | 2023-11-20 11:41 | 2024-07-20 11:38 | 0000-00-00 00:00:00 | 2024-07-20 11:38 | 0000-00-00 00:00:00 | [6 empty] | Snow
1 | Lutron Electronics | MACL-L3T251-WH | 4460-15835 | 4460 | 15835 | Lutron Electronics | Ecom_MACL-L3T251-WH.jpeg?w=1500 | 784276813327 | MA LED+ 75W/2.5A DMR/TMR | MA LED+ 75W/2.5A DMR/TMR |  | 2.3 | 4.5 | [50 empty] | 0 | 0 | 0 | [6 empty] | 0 | 1 | 1 | EA | 1 | Lighting Controls | [27 empty] | Dimmers | [49 empty] | <a href="https://assets.lutron.com/a/documents/3672955_led_maestro_dual_controls_sell_sheet.pdf" target="_blank">Manufacturer Brochure</a> | [192 empty] | <a href="https://assets.lutron.com/a/documents/0302118.pdf" target="_blank">Installation Instructions</a> | [23 empty] | 5.000 DW |  |  | 2.3000 IN | [89 empty] | 1.000 EA | 1.000 EA | [35 empty] | No | [42 empty] | https://assets.lutron.com/a/documents/3691216_eng.pdf | [7 empty] | Shelf Stock | [39 empty] | 39122206 | [13 empty] | <a href="https://www.lutron.com/TechnicalDocumentLibrary/369-119_Wallbox_Warranty.pdf" target="_blank">Warranty Information</a> |  |  |  |  | 0.300 L | [14 empty] | 0 | 0 | 0 | 0 | Lighting Fixtures | 2023-11-20 11:41 | 2024-07-20 11:40 | 0000-00-00 00:00:00 | 2024-07-20 11:40 | 0000-00-00 00:00:00 | [6 empty] | White
1 | Lutron Electronics | MACL-L3T251-PD | 4460-15836 | 4460 | 15836 | Lutron Electronics | Ecom_MACL-L3T251-PD.jpeg?w=1500 | 784276310789 | MA LED+ 75W/2.5A DMR/TMR | MA LED+ 75W/2.5A DMR/TMR |  | 2.3 | 4.5 | [50 empty] | 0 | 0 | 0 | [6 empty] | 0 | 1 | 1 | EA | 1 | Lighting Controls | [27 empty] | Dimmers | [49 empty] | <a href="https://assets.lutron.com/a/documents/3672955_led_maestro_dual_controls_sell_sheet.pdf" target="_blank">Manufacturer Brochure</a> | [192 empty] | <a href="https://assets.lutron.com/a/documents/0302118.pdf" target="_blank">Installation Instructions</a> | [23 empty] | 5.000 DW |  |  | 2.3000 IN | [89 empty] | 1.000 EA | 1.000 EA | [35 empty] | No | [42 empty] | https://assets.lutron.com/a/documents/3691216_eng.pdf | [7 empty] | Shelf Stock | [39 empty] | 39122206 | [13 empty] | <a href="https://www.lutron.com/TechnicalDocumentLibrary/369-119_Wallbox_Warranty.pdf" target="_blank">Warranty Information</a> |  |  |  |  | 0.300 L | [14 empty] | 0 | 0 | 0 | 0 | Lighting Fixtures | 2023-11-20 11:43 | 2024-07-20 11:38 | 0000-00-00 00:00:00 | 2024-07-20 11:38 | 0000-00-00 00:00:00 | [6 empty] | Palladium
1 | Lutron Electronics | MACL-L3S25-HT | 4460-15837 | 4460 | 15837 | Lutron Electronics | Ecom_MACL-L3S25-HT.jpeg?w=1500 | 784276310895 | MA LED+ 75W/2.5A DMR/SW | MA LED+ 75W/2.5A DMR/SW |  | 2.3 | 4.5 | [50 empty] | 0 | 0 | 0 | [6 empty] | 0 | 1 | 1 | EA | 1 | Lighting Controls | [27 empty] | Dimmers | [49 empty] | <a href="https://assets.lutron.com/a/documents/3672955_led_maestro_dual_controls_sell_sheet.pdf" target="_blank">Manufacturer Brochure</a> | [192 empty] | <a href="https://assets.lutron.com/a/documents/0302118.pdf" target="_blank">Installation Instructions</a> | [23 empty] | 5.000 DW |  |  | 2.3000 IN | [89 empty] | 1.000 EA | 1.000 EA | [35 empty] | No | [42 empty] | https://assets.lutron.com/a/documents/3691216_eng.pdf | [7 empty] | Shelf Stock | [39 empty] | 39122206 | [13 empty] | <a href="https://www.lutron.com/TechnicalDocumentLibrary/369-119_Wallbox_Warranty.pdf" target="_blank">Warranty Information</a> |  |  |  |  | 0.300 L | [14 empty] | 0 | 0 | 0 | 0 | Lighting Fixtures | 2023-11-20 11:43 | 2024-07-20 11:39 | 0000-00-00 00:00:00 | 2024-07-20 11:39 | 0000-00-00 00:00:00
1 | Lutron Electronics | MACL-L3T251-TP | 4460-15838 | 4460 | 15838 | Lutron Electronics | Ecom_MACL-L3T251-TP.jpeg?w=1500 | 784276310796 | MA LED+ 75W/2.5A DMR/TMR | MA LED+ 75W/2.5A DMR/TMR |  | 2.3 | 4.5 | [50 empty] | 0 | 0 | 0 | [6 empty] | 0 | 1 | 1 | EA | 1 | Lighting Controls | [27 empty] | Dimmers | [49 empty] | <a href="https://assets.lutron.com/a/documents/3672955_led_maestro_dual_controls_sell_sheet.pdf" target="_blank">Manufacturer Brochure</a> | [192 empty] | <a href="https://assets.lutron.com/a/documents/0302118.pdf" target="_blank">Installation Instructions</a> | [23 empty] | 5.000 DW |  |  | 2.3000 IN | [89 empty] | 1.000 EA | 1.000 EA | [35 empty] | No | [42 empty] | https://assets.lutron.com/a/documents/3691216_eng.pdf | [7 empty] | Shelf Stock | [39 empty] | 39122206 | [13 empty] | <a href="https://www.lutron.com/TechnicalDocumentLibrary/369-119_Wallbox_Warranty.pdf" target="_blank">Warranty Information</a> |  |  |  |  | 0.300 L | [14 empty] | 0 | 0 | 0 | 0 | Lighting Fixtures | 2023-11-20 11:44 | 2024-07-20 11:35 | 0000-00-00 00:00:00 | 2024-07-20 11:35 | 0000-00-00 00:00:00 | [6 empty] | Taupe
1 | Lutron Electronics | MACL-L3S25-BI | 4460-15839 | 4460 | 15839 | Lutron Electronics | Ecom_MACL-L3S25-BI.jpeg?w=1500 | 784276310888 | MA LED+ 75W/2.5A DMR/SW | MA LED+ 75W/2.5A DMR/SW |  | 2.3 | 4.5 | [50 empty] | 0 | 0 | 0 | [6 empty] | 0 | 1 | 1 | EA | 1 | Lighting Controls | [27 empty] | Dimmers | [49 empty] | <a href="https://assets.lutron.com/a/documents/3672955_led_maestro_dual_controls_sell_sheet.pdf" target="_blank">Manufacturer Brochure</a> | [192 empty] | <a href="https://assets.lutron.com/a/documents/0302118.pdf" target="_blank">Installation Instructions</a> | [23 empty] | 5.000 DW |  |  | 2.3000 IN | [89 empty] | 1.000 EA | 1.000 EA | [35 empty] | No | [42 empty] | https://assets.lutron.com/a/documents/3691216_eng.pdf | [7 empty] | Shelf Stock | [39 empty] | 39122206 | [13 empty] | <a href="https://www.lutron.com/TechnicalDocumentLibrary/369-119_Wallbox_Warranty.pdf" target="_blank">Warranty Information</a> |  |  |  |  | 0.300 L | [14 empty] | 0 | 0 | 0 | 0 | Lighting Fixtures | 2023-11-20 11:44 | 2024-07-20 11:33 | 0000-00-00 00:00:00 | 2024-07-20 11:33 | 0000-00-00 00:00:00 | [6 empty] | Biscuit
1 | Lutron Electronics | MACL-L3S25-BL | 4460-15840 | 4460 | 15840 | Lutron Electronics | Ecom_MACL-L3S25-BL.jpeg?w=1500 | 784276310819 | MA LED+ 75W/2.5A DMR/SW | MA LED+ 75W/2.5A DMR/SW |  | 2.3 | 4.5 | [50 empty] | 0 | 0 | 0 | [6 empty] | 0 | 1 | 1 | EA | 1 | Lighting Controls | [27 empty] | Dimmers | [49 empty] | <a href="https://assets.lutron.com/a/documents/3672955_led_maestro_dual_controls_sell_sheet.pdf" target="_blank">Manufacturer Brochure</a> | [192 empty] | <a href="https://assets.lutron.com/a/documents/0302118.pdf" target="_blank">Installation Instructions</a> | [23 empty] | 5.000 DW |  |  | 2.3000 IN | [89 empty] | 1.000 EA | 1.000 EA | [35 empty] | No | [42 empty] | https://assets.lutron.com/a/documents/3691216_eng.pdf | [7 empty] | Shelf Stock | [39 empty] | 39122206 | [13 empty] | <a href="https://www.lutron.com/TechnicalDocumentLibrary/369-119_Wallbox_Warranty.pdf" target="_blank">Warranty Information</a> |  |  |  |  | 0.300 L | [14 empty] | 0 | 0 | 0 | 0 | Lighting Fixtures | 2023-11-20 11:45 | 2024-07-20 11:41 | 0000-00-00 00:00:00 | 2024-07-20 11:41 | 0000-00-00 00:00:00 | [6 empty] | Black
1 | Lutron Electronics | MACL-L3S25-SW | 4460-15841 | 4460 | 15841 | Lutron Electronics | Ecom_MACL-L3S25-SW.jpeg?w=1500 | 784276310864 | MA LED+ 75W/2.5A DMR/SW | MA LED+ 75W/2.5A DMR/SW |  | 2.3 | 4.5 | [50 empty] | 0 | 0 | 0 | [6 empty] | 0 | 1 | 1 | EA | 1 | Lighting Controls | [27 empty] | Dimmers | [49 empty] | <a href="https://assets.lutron.com/a/documents/3672955_led_maestro_dual_controls_sell_sheet.pdf" target="_blank">Manufacturer Brochure</a> | [192 empty] | <a href="https://assets.lutron.com/a/documents/0302118.pdf" target="_blank">Installation Instructions</a> | [23 empty] | 5.000 DW |  |  | 2.3000 IN | [89 empty] | 1.000 EA | 1.000 EA | [35 empty] | No | [42 empty] | https://assets.lutron.com/a/documents/3691216_eng.pdf | [7 empty] | Shelf Stock | [39 empty] | 39122206 | [13 empty] | <a href="https://www.lutron.com/TechnicalDocumentLibrary/369-119_Wallbox_Warranty.pdf" target="_blank">Warranty Information</a> |  |  |  |  | 0.300 L | [14 empty] | 0 | 0 | 0 | 0 | Lighting Fixtures | 2023-11-20 11:45 | 2024-07-20 11:38 | 0000-00-00 00:00:00 | 2024-07-20 11:38 | 0000-00-00 00:00:00 | [6 empty] | Snow
1 | Lutron Electronics | MACL-L3S25-PD | 4460-15842 | 4460 | 15842 | Lutron Electronics | Ecom_MACL-L3S25-PD.jpeg?w=1500 | 784276310901 | MA LED+ 75W/2.5A DMR/SW | MA LED+ 75W/2.5A DMR/SW |  | 2.3 | 4.5 | [50 empty] | 0 | 0 | 0 | [6 empty] | 0 | 1 | 1 | EA | 1 | Lighting Controls | [27 empty] | Dimmers | [49 empty] | <a href="https://assets.lutron.com/a/documents/3672955_led_maestro_dual_controls_sell_sheet.pdf" target="_blank">Manufacturer Brochure</a> | [192 empty] | <a href="https://assets.lutron.com/a/documents/0302118.pdf" target="_blank">Installation Instructions</a> | [23 empty] | 5.000 DW |  |  | 2.3000 IN | [89 empty] | 1.000 EA | 1.000 EA | [35 empty] | No | [42 empty] | https://assets.lutron.com/a/documents/3691216_eng.pdf | [7 empty] | Shelf Stock | [39 empty] | 39122206 | [13 empty] | <a href="https://www.lutron.com/TechnicalDocumentLibrary/369-119_Wallbox_Warranty.pdf" target="_blank">Warranty Information</a> |  |  |  |  | 0.300 L | [14 empty] | 0 | 0 | 0 | 0 | Lighting Fixtures | 2023-11-20 11:45 | 2024-07-20 11:41 | 0000-00-00 00:00:00 | 2024-07-20 11:41 | 0000-00-00 00:00:00 | [6 empty] | Palladium
1 | Lutron Electronics | MACL-L3T251-BL | 4460-15843 | 4460 | 15843 | Lutron Electronics | Ecom_MACL-L3T251-BL.jpeg?w=1500 | 784276310697 | MA LED+ 75W/2.5A DMR/TMR | MA LED+ 75W/2.5A DMR/TMR |  | 2.3 | 4.5 | [50 empty] | 0 | 0 | 0 | [6 empty] | 0 | 1 | 1 | EA | 1 | Lighting Controls | [27 empty] | Dimmers | [49 empty] | <a href="https://assets.lutron.com/a/documents/3672955_led_maestro_dual_controls_sell_sheet.pdf" target="_blank">Manufacturer Brochure</a> | [192 empty] | <a href="https://assets.lutron.com/a/documents/0302118.pdf" target="_blank">Installation Instructions</a> | [23 empty] | 5.000 DW |  |  | 2.3000 IN | [89 empty] | 1.000 EA | 1.000 EA | [35 empty] | No | [42 empty] | https://assets.lutron.com/a/documents/3691216_eng.pdf | [7 empty] | Shelf Stock | [39 empty] | 39122206 | [13 empty] | <a href="https://www.lutron.com/TechnicalDocumentLibrary/369-119_Wallbox_Warranty.pdf" target="_blank">Warranty Information</a> |  |  |  |  | 0.300 L | [14 empty] | 0 | 0 | 0 | 0 | Lighting Fixtures | 2023-11-20 11:46 | 2024-07-20 11:44 | 0000-00-00 00:00:00 | 2024-07-20 11:44 | 0000-00-00 00:00:00 | [6 empty] | Black
1 | Lutron Electronics | MACL-L3S25-GR | 4460-15844 | 4460 | 15844 | Lutron Electronics | Ecom_MACL-L3S25-GR.jpeg?w=1500 | 784276310833 | MA LED+ 75W/2.5A DMR/SW | MA LED+ 75W/2.5A DMR/SW |  | 2.3 | 4.5 | [50 empty] | 0 | 0 | 0 | [6 empty] | 0 | 1 | 1 | EA | 1 | Lighting Controls | [27 empty] | Dimmers | [49 empty] | <a href="https://assets.lutron.com/a/documents/3672955_led_maestro_dual_controls_sell_sheet.pdf" target="_blank">Manufacturer Brochure</a> | [192 empty] | <a href="https://assets.lutron.com/a/documents/0302118.pdf" target="_blank">Installation Instructions</a> | [23 empty] | 5.000 DW |  |  | 2.3000 IN | [89 empty] | 1.000 EA | 1.000 EA | [35 empty] | No | [42 empty] | https://assets.lutron.com/a/documents/3691216_eng.pdf | [7 empty] | Shelf Stock | [39 empty] | 39122206 | [13 empty] | <a href="https://www.lutron.com/TechnicalDocumentLibrary/369-119_Wallbox_Warranty.pdf" target="_blank">Warranty Information</a> |  |  |  |  | 0.300 L | [14 empty] | 0 | 0 | 0 | 0 | Lighting Fixtures | 2023-11-20 11:46 | 2024-07-20 11:33 | 0000-00-00 00:00:00 | 2024-07-20 11:33 | 0000-00-00 00:00:00 | [6 empty] | Gray
1 | Lutron Electronics | MACL-L3S25-IV | 4460-15845 | 4460 | 15845 | Lutron Electronics | Ecom_MACL-L3S25-IV.jpeg?w=1500 | 784276310840 | MA LED+ 75W/2.5A DMR/SW | MA LED+ 75W/2.5A DMR/SW |  | 2.3 | 4.5 | [50 empty] | 0 | 0 | 0 | [6 empty] | 0 | 1 | 1 | EA | 1 | Lighting Controls | [27 empty] | Dimmers | [49 empty] | <a href="https://assets.lutron.com/a/documents/3672955_led_maestro_dual_controls_sell_sheet.pdf" target="_blank">Manufacturer Brochure</a> | [192 empty] | <a href="https://assets.lutron.com/a/documents/0302118.pdf" target="_blank">Installation Instructions</a> | [23 empty] | 5.000 DW |  |  | 2.3000 IN | [89 empty] | 1.000 EA | 1.000 EA | [35 empty] | No | [42 empty] | https://assets.lutron.com/a/documents/3691216_eng.pdf | [7 empty] | Shelf Stock | [39 empty] | 39122206 | [13 empty] | <a href="https://www.lutron.com/TechnicalDocumentLibrary/369-119_Wallbox_Warranty.pdf" target="_blank">Warranty Information</a> |  |  |  |  | 0.300 L | [14 empty] | 0 | 0 | 0 | 0 | Lighting Fixtures | 2023-11-20 11:46 | 2024-07-20 11:42 | 0000-00-00 00:00:00 | 2024-07-20 11:42 | 0000-00-00 00:00:00 | [6 empty] | Ivory
1 | Lutron Electronics | MACL-L3T251-AL | 4460-15846 | 4460 | 15846 | Lutron Electronics | Ecom_MACL-L3T251-AL.jpeg?w=1500 | 784276310680 | MA LED+ 75W/2.5A DMR/TMR | MA LED+ 75W/2.5A DMR/TMR |  | 2.3 | 4.5 | [50 empty] | 0 | 0 | 0 | [6 empty] | 0 | 1 | 1 | EA | 1 | Lighting Controls | [27 empty] | Dimmers | [49 empty] | <a href="https://assets.lutron.com/a/documents/3672955_led_maestro_dual_controls_sell_sheet.pdf" target="_blank">Manufacturer Brochure</a> | [192 empty] | <a href="https://assets.lutron.com/a/documents/0302118.pdf" target="_blank">Installation Instructions</a> | [23 empty] | 5.000 DW |  |  | 2.3000 IN | [89 empty] | 1.000 EA | 1.000 EA | [35 empty] | No | [42 empty] | https://assets.lutron.com/a/documents/3691216_eng.pdf | [7 empty] | Shelf Stock | [39 empty] | 39122206 | [13 empty] | <a href="https://www.lutron.com/TechnicalDocumentLibrary/369-119_Wallbox_Warranty.pdf" target="_blank">Warranty Information</a> |  |  |  |  | 0.300 L | [14 empty] | 0 | 0 | 0 | 0 | Lighting Fixtures | 2023-11-20 11:48 | 2024-07-20 11:38 | 0000-00-00 00:00:00 | 2024-07-20 11:38 | 0000-00-00 00:00:00 | [6 empty] | Almond
1 | Lutron Electronics | MACL-L3S25-BR | 4460-15847 | 4460 | 15847 | Lutron Electronics | Ecom_MACL-L3S25-BR.jpeg?w=1500 | 784276310826 | MA LED+ 75W/2.5A DMR/SW | MA LED+ 75W/2.5A DMR/SW |  | 2.3 | 4.5 | [50 empty] | 0 | 0 | 0 | [6 empty] | 0 | 1 | 1 | EA | 1 | Lighting Controls | [27 empty] | Dimmers | [49 empty] | <a href="https://assets.lutron.com/a/documents/3672955_led_maestro_dual_controls_sell_sheet.pdf" target="_blank">Manufacturer Brochure</a> | [192 empty] | <a href="https://assets.lutron.com/a/documents/0302118.pdf" target="_blank">Installation Instructions</a> | [23 empty] | 5.000 DW |  |  | 2.3000 IN | [89 empty] | 1.000 EA | 1.000 EA | [35 empty] | No | [42 empty] | https://assets.lutron.com/a/documents/3691216_eng.pdf | [7 empty] | Shelf Stock | [39 empty] | 39122206 | [13 empty] | <a href="https://www.lutron.com/TechnicalDocumentLibrary/369-119_Wallbox_Warranty.pdf" target="_blank">Warranty Information</a> |  |  |  |  | 0.300 L | [14 empty] | 0 | 0 | 0 | 0 | Lighting Fixtures | 2023-11-20 11:48 | 2024-07-20 11:39 | 0000-00-00 00:00:00 | 2024-07-20 11:39 | 0000-00-00 00:00:00 | [6 empty] | Brown
1 | Lutron Electronics | MACL-L3S25-LA | 4460-15848 | 4460 | 15848 | Lutron Electronics | Ecom_MACL-L3S25-LA.jpeg?w=1500 | 784276310857 | MA LED+ 75W/2.5A DMR/SW | MA LED+ 75W/2.5A DMR/SW |  | 2.3 | 4.5 | [50 empty] | 0 | 0 | 0 | [6 empty] | 0 | 1 | 1 | EA | 1 | Lighting Controls | [27 empty] | Dimmers | [49 empty] | <a href="https://assets.lutron.com/a/documents/3672955_led_maestro_dual_controls_sell_sheet.pdf" target="_blank">Manufacturer Brochure</a> | [192 empty] | <a href="https://assets.lutron.com/a/documents/0302118.pdf" target="_blank">Installation Instructions</a> | [23 empty] | 5.000 DW |  |  | 2.3000 IN | [89 empty] | 1.000 EA | 1.000 EA | [35 empty] | No | [42 empty] | https://assets.lutron.com/a/documents/3691216_eng.pdf | [7 empty] | Shelf Stock | [39 empty] | 39122206 | [13 empty] | <a href="https://www.lutron.com/TechnicalDocumentLibrary/369-119_Wallbox_Warranty.pdf" target="_blank">Warranty Information</a> |  |  |  |  | 0.300 L | [14 empty] | 0 | 0 | 0 | 0 | Lighting Fixtures | 2023-11-20 11:48 | 2024-07-20 11:38 | 0000-00-00 00:00:00 | 2024-07-20 11:38 | 0000-00-00 00:00:00
1 | Lutron Electronics | MACL-L3T251-GR | 4460-15849 | 4460 | 15849 | Lutron Electronics | Ecom_MACL-L3T251-GR.jpeg?w=1500 | 784276310710 | MA LED+ 75W/2.5A DMR/TMR | MA LED+ 75W/2.5A DMR/TMR |  | 2.3 | 4.5 | [50 empty] | 0 | 0 | 0 | [6 empty] | 0 | 1 | 1 | EA | 1 | Lighting Controls | [27 empty] | Dimmers | [49 empty] | <a href="https://assets.lutron.com/a/documents/3672955_led_maestro_dual_controls_sell_sheet.pdf" target="_blank">Manufacturer Brochure</a> | [192 empty] | <a href="https://assets.lutron.com/a/documents/0302118.pdf" target="_blank">Installation Instructions</a> | [23 empty] | 5.000 DW |  |  | 2.3000 IN | [89 empty] | 1.000 EA | 1.000 EA | [35 empty] | No | [42 empty] | https://assets.lutron.com/a/documents/3691216_eng.pdf | [7 empty] | Shelf Stock | [39 empty] | 39122206 | [13 empty] | <a href="https://www.lutron.com/TechnicalDocumentLibrary/369-119_Wallbox_Warranty.pdf" target="_blank">Warranty Information</a> |  |  |  |  | 0.300 L | [14 empty] | 0 | 0 | 0 | 0 | Lighting Fixtures | 2023-11-20 11:48 | 2024-07-20 11:37 | 0000-00-00 00:00:00 | 2024-07-20 11:37 | 0000-00-00 00:00:00 | [6 empty] | Gray
1 | Lutron Electronics | MACL-L3T251-IV | 4460-15850 | 4460 | 15850 | Lutron Electronics | Ecom_MACL-L3T251-IV.jpeg?w=1500 | 784276310727 | MA LED+ 75W/2.5A DMR/TMR | MA LED+ 75W/2.5A DMR/TMR |  | 2.3 | 4.5 | [50 empty] | 0 | 0 | 0 | [6 empty] | 0 | 1 | 1 | EA | 1 | Lighting Controls | [27 empty] | Dimmers | [49 empty] | <a href="https://assets.lutron.com/a/documents/3672955_led_maestro_dual_controls_sell_sheet.pdf" target="_blank">Manufacturer Brochure</a> | [192 empty] | <a href="https://assets.lutron.com/a/documents/0302118.pdf" target="_blank">Installation Instructions</a> | [23 empty] | 5.000 DW |  |  | 2.3000 IN | [89 empty] | 1.000 EA | 1.000 EA | [35 empty] | No | [42 empty] | https://assets.lutron.com/a/documents/3691216_eng.pdf | [7 empty] | Shelf Stock | [39 empty] | 39122206 | [13 empty] | <a href="https://www.lutron.com/TechnicalDocumentLibrary/369-119_Wallbox_Warranty.pdf" target="_blank">Warranty Information</a> |  |  |  |  | 0.300 L | [14 empty] | 0 | 0 | 0 | 0 | Lighting Fixtures | 2023-11-20 11:49 | 2024-07-20 11:38 | 0000-00-00 00:00:00 | 2024-07-20 11:38 | 0000-00-00 00:00:00 | [6 empty] | Ivory
1 | Lutron Electronics | MACL-L3T251-LA | 4460-15851 | 4460 | 15851 | Lutron Electronics | Ecom_MACL-L3T251-LA.jpeg?w=1500 | 784276310734 | MA LED+ 75W/2.5A DMR/TMR | MA LED+ 75W/2.5A DMR/TMR |  | 2.3 | 4.5 | [50 empty] | 0 | 0 | 0 | [6 empty] | 0 | 1 | 1 | EA | 1 | Lighting Controls | [27 empty] | Dimmers | [49 empty] | <a href="https://assets.lutron.com/a/documents/3672955_led_maestro_dual_controls_sell_sheet.pdf" target="_blank">Manufacturer Brochure</a> | [192 empty] | <a href="https://assets.lutron.com/a/documents/0302118.pdf" target="_blank">Installation Instructions</a> | [23 empty] | 5.000 DW |  |  | 2.3000 IN | [89 empty] | 1.000 EA | 1.000 EA | [35 empty] | No | [42 empty] | https://assets.lutron.com/a/documents/3691216_eng.pdf | [7 empty] | Shelf Stock | [39 empty] | 39122206 | [13 empty] | <a href="https://www.lutron.com/TechnicalDocumentLibrary/369-119_Wallbox_Warranty.pdf" target="_blank">Warranty Information</a> |  |  |  |  | 0.300 L | [14 empty] | 0 | 0 | 0 | 0 | Lighting Fixtures | 2023-11-20 11:51 | 2024-07-20 11:40 | 0000-00-00 00:00:00 | 2024-07-20 11:40 | 0000-00-00 00:00:00
1 | Lutron Electronics | MACL-L3S25-AL | 4460-15852 | 4460 | 15852 | Lutron Electronics | Ecom_MACL-L3S25-AL.jpeg?w=1500 | 784276310802 | MA LED+ 75W/2.5A DMR/SW | MA LED+ 75W/2.5A DMR/SW |  | 2.3 | 4.5 | [50 empty] | 0 | 0 | 0 | [6 empty] | 0 | 1 | 1 | EA | 1 | Lighting Controls | [27 empty] | Dimmers | [49 empty] | <a href="https://assets.lutron.com/a/documents/3672955_led_maestro_dual_controls_sell_sheet.pdf" target="_blank">Manufacturer Brochure</a> | [192 empty] | <a href="https://assets.lutron.com/a/documents/0302118.pdf" target="_blank">Installation Instructions</a> | [23 empty] | 5.000 DW |  |  | 2.3000 IN | [89 empty] | 1.000 EA | 1.000 EA | [35 empty] | No | [42 empty] | https://assets.lutron.com/a/documents/3691216_eng.pdf | [7 empty] | Shelf Stock | [39 empty] | 39122206 | [13 empty] | <a href="https://www.lutron.com/TechnicalDocumentLibrary/369-119_Wallbox_Warranty.pdf" target="_blank">Warranty Information</a> |  |  |  |  | 0.300 L | [14 empty] | 0 | 0 | 0 | 0 | Lighting Fixtures | 2023-11-20 11:51 | 2024-07-20 11:40 | 0000-00-00 00:00:00 | 2024-07-20 11:40 | 0000-00-00 00:00:00 | [6 empty] | Almond
1 | Lutron Electronics | MACL-L3S25-MN | 4460-15853 | 4460 | 15853 | Lutron Electronics | Ecom_MACL-L3S25-MN.jpeg?w=1500 | 784276310871 | MA LED+ 75W/2.5A DMR/SW | MA LED+ 75W/2.5A DMR/SW |  | 2.3 | 4.5 | [50 empty] | 0 | 0 | 0 | [6 empty] | 0 | 1 | 1 | EA | 1 | Lighting Controls | [27 empty] | Dimmers | [49 empty] | <a href="https://assets.lutron.com/a/documents/3672955_led_maestro_dual_controls_sell_sheet.pdf" target="_blank">Manufacturer Brochure</a> | [192 empty] | <a href="https://assets.lutron.com/a/documents/0302118.pdf" target="_blank">Installation Instructions</a> | [23 empty] | 5.000 DW |  |  | 2.3000 IN | [89 empty] | 1.000 EA | 1.000 EA | [35 empty] | No | [42 empty] | https://assets.lutron.com/a/documents/3691216_eng.pdf | [7 empty] | Shelf Stock | [39 empty] | 39122206 | [13 empty] | <a href="https://www.lutron.com/TechnicalDocumentLibrary/369-119_Wallbox_Warranty.pdf" target="_blank">Warranty Information</a> |  |  |  |  | 0.300 L | [14 empty] | 0 | 0 | 0 | 0 | Lighting Fixtures | 2023-11-20 11:51 | 2024-07-20 11:33 | 0000-00-00 00:00:00 | 2024-07-20 11:33 | 0000-00-00 00:00:00 | [6 empty] | Midnight
4 | Lutron Electronics | LU-T30-DL | 4460-15854 | 4460 | 15854 | Lutron Electronics | Ecom_LumarisTunableWhiteTapeLight_TextImage28.jp | 784276311052 | LUMARIS TW TAPE 30M DL | The Lutron Lumaris tunable white LED tape light solution is the first professional grade tape light thatâ€™s native to Lutron RadioRA 3 and HomeWorks QSX. Tunable white accent lighting takes scene control to the next level when paired with keypads, the Lutron app, and automations. This LED tape light reel consists of 98.4 ft of field-cuttable, tunable white tape (Soft White: 2500-5000K). This LED strip light can be cut in 2 inch segments and comes with a strong adhesive backing (required wireless controller and accessories are sold separately). Manually adjust just the intensity and color temperature by preset control or through warm dim â€“ mimics the dimming curve of an incandescent bulb. Lumaris tunable white LED tape light can also be programmed to automatically change color based on the time of day. Built with Lutronâ€™s top-in-class quality and reliability, Lumaris has continuous flicker free dimming from 100% down to 0.1% of measured light output (CCT range maintained down to 1%). |  | 13 | 1.25 | [50 empty] | 0 | 0 | 0 | [6 empty] | 0 | 1 | 1 | EA | 1 |  |  |  | Electrical Distribution Equipment |  | Receptacles |  | Electrical Receptacles | [287 empty] | 30.000 DW |  |  | 14.2500 IN | [89 empty] | 1.000 EA | 1.000 EA | [35 empty] | No | [42 empty] | https://assets.lutron.com/a/documents/3691262_lumaris-tunable-white-tape-light-spec-sheet.pdf | [7 empty] | Shelf Stock | [39 empty] | 39121406 | [6 empty] | <a href="https://lutron.widen.net/content/ibfhe1kh1j/mp4/Lumaris-Strip-Light-Launch-Video.mp4" target="_blank">Product Video Clip</a> | [6 empty] | <a href="https://assets.lutron.com/a/documents/043561.pdf" target="_blank">Warranty Information</a> |  |  |  |  | 1.920 L | [14 empty] | 0 | 0 | 0 | 0 | Electrical | 2024-01-20 11:47 | 2024-07-20 11:41 | 0000-00-00 00:00:00 | 2024-07-20 11:41 | 0000-00-00 00:00:00
4 | Lutron Electronics | LU-PH3-A | 4460-15855 | 4460 | 15855 | Lutron Electronics | Ecom_LU-PH3-A.jpeg?w=1500 | 784276311878 | LUMARIS HARD WIRE PWR INTRFACE | The Lutron hardwired power interface for Lumaris Tunable White Tape Light allows for more versatility during project installations by powering up to 3 Lumaris wireless controllers and 48ft of Lumaris LED tape. Three (3) barrel-to-terminal adapters for easy wiring from the Wireless Controller to the hardwired power interface are included. The Lutron Lumaris tunable white LED tape light solution is the first professional grade tape light thatâ€™s native to Lutron RadioRA 3 and HomeWorks QSX. |  | 11.5 | 2.5 | [50 empty] | 0 | 0 | 0 | [6 empty] | 0 | 1 | 1 | EA | 1 |  |  |  | Electrical Distribution Equipment |  | Receptacles |  | Electrical Receptacles | [287 empty] | 10.000 DW |  |  | 7.3000 IN | [89 empty] | 1.000 EA | 1.000 EA | [35 empty] | No | [42 empty] | https://assets.lutron.com/a/documents/3691262_lumaris-tunable-white-tape-light-spec-sheet.pdf | [7 empty] | Shelf Stock | [39 empty] | 39121406 | [6 empty] | <a href="https://lutron.widen.net/content/ibfhe1kh1j/mp4/Lumaris-Strip-Light-Launch-Video.mp4" target="_blank">Product Video Clip</a> | [6 empty] | <a href="https://assets.lutron.com/a/documents/043561.pdf" target="_blank">Warranty Information</a> |  |  |  |  | 4.310 L | [14 empty] | 0 | 0 | 0 | 0 | Electrical | 2024-01-20 11:50 | 2024-07-20 11:41 | 0000-00-00 00:00:00 | 2024-07-20 11:41 | 0000-00-00 00:00:00
1 | Lutron Electronics | RRL-TWCL-WH | 4460-15856 | 4460 | 15856 | Lutron Electronics | RRL-TWC-WH_Sq.jpeg?w=1500 | 784276311885 | LUMARIS TW TAPE CTRL ONLY RA | This wireless controller is designed for Lutronâ€™s Lumaris tunable white tape light and is a combination driver-controller with built in integrated LED drivers and Lutronâ€™s Clear Connect â€“ Type X Technology. Choose between a plug-in power supply (T120-24DC-15) or hardwired power interface (LU-PH3-A) to feed 24V to the controller and the tape light (sold separately). The Lutron Lumaris tunable white LED tape light solution is the first professional grade tape light thatâ€™s seamless and native to Lutron RadioRA 3. Tunable white accent lighting takes scene control to the next level when paired with RA3 keypads, the Lutron app, and automations. This LED strip light solution consists of field-cut tunable white tape, a Wireless Controller, connectors, 3-wire cable, and two different power options â€“ the plug-in power supply or hardwired power interface (Lumaris LED tape light reel and accessories sold separately). Built with Lutronâ€™s top-in-class quality and reliability, Lumaris has continuous flicker free dimming from 100% down to 0.1% of measured light output (CCT range maintained down to 1%). Equipped with Lutronâ€™s Clear Connect â€“ Type X Technology, the wireless controller guarantees ultra-reliable wireless communication. Complete your LED strip light solution with a light channel and lens (sold by others). |  | 8.82 | 5 | [50 empty] | 0 | 0 | 0 | [6 empty] | 0 | 1 | 1 | EA | 1 | Lighting Controls | [27 empty] | Other Lighting Controls | [266 empty] | 10.000 DW |  |  | 7.2500 IN | [89 empty] | 1.000 EA | 1.000 EA | [35 empty] | No | [42 empty] | https://assets.lutron.com/a/documents/3691262_lumaris-tunable-white-tape-light-spec-sheet.pdf | [7 empty] | Shelf Stock | [39 empty] | 52161525 | [6 empty] | <a href="https://lutron.widen.net/content/ibfhe1kh1j/mp4/Lumaris-Strip-Light-Launch-Video.mp4" target="_blank">Product Video Clip</a> | [6 empty] | <a href="https://assets.lutron.com/a/documents/043561.pdf" target="_blank">Warranty Information</a> |  |  |  |  | 1.000 L | [14 empty] | 0 | 0 | 0 | 0 | Lighting Fixtures | 2024-01-20 11:50 | 2024-07-20 11:33 | 0000-00-00 00:00:00 | 2024-07-20 11:33 | 0000-00-00 00:00:00 | [6 empty] | White
4 | Lutron Electronics | LU-T30-SW | 4460-15857 | 4460 | 15857 | Lutron Electronics | Ecom_LumarisTunableWhiteTapeLight_TextImage28.jp | 784276311045 | LUMARIS TW TAPE 30M SW | The Lutron Lumaris tunable white LED tape light solution is the first professional grade tape light thatâ€™s native to Lutron RadioRA 3 and HomeWorks QSX. Tunable white accent lighting takes scene control to the next level when paired with keypads, the Lutron app, and automations. This LED tape light reel consists of 98.4 ft of field-cuttable, tunable white tape (Soft White: 1800-3000K). This LED strip light can be cut in 2-inch segments and comes with a strong adhesive backing (required wireless controller and accessories are sold separately). Manually adjust just the intensity and color temperature by preset control or through warm dim â€“ mimics the dimming curve of an incandescent bulb. Lumaris tunable white LED tape light can also be programmed to automatically change color based on the time of day. Built with Lutronâ€™s top-in-class quality and reliability, Lumaris has continuous flicker free dimming from 100% down to 0.1% of measured light output (CCT range maintained down to 1%). |  | 13 | 1.25 | [50 empty] | 0 | 0 | 0 | [6 empty] | 0 | 1 | 1 | EA | 1 |  |  |  | Electrical Distribution Equipment |  | Receptacles |  | Electrical Receptacles | [287 empty] | 30.000 DW |  |  | 14.2500 IN | [89 empty] | 1.000 EA | 1.000 EA | [35 empty] | No | [42 empty] | https://assets.lutron.com/a/documents/3691262_lumaris-tunable-white-tape-light-spec-sheet.pdf | [7 empty] | Shelf Stock | [39 empty] | 39121406 | [6 empty] | <a href="https://lutron.widen.net/content/ibfhe1kh1j/mp4/Lumaris-Strip-Light-Launch-Video.mp4" target="_blank">Product Video Clip</a> | [6 empty] | <a href="https://assets.lutron.com/a/documents/043561.pdf" target="_blank">Warranty Information</a> |  |  |  |  | 1.920 L | [14 empty] | 0 | 0 | 0 | 0 | Electrical | 2024-01-20 11:52 | 2024-07-20 11:38 | 0000-00-00 00:00:00 | 2024-07-20 11:38 | 0000-00-00 00:00:00 | [6 empty] | Snow
1 | Lutron Electronics | T120-24DC-15 | 4460-15858 | 4460 | 15858 | Lutron Electronics | Lumaris-Tape-Light_Sq_Power-Supply.jpeg?w=1500 | 784276311908 | LUMARIS TAPE 36W PLUG PS | The Lutron plug-in power supply for Lumaris Tunable White Tape Light powers 1 Lumaris wireless controllers and 16.4 ft of Lumaris LED tape. The Lutron Lumaris tunable white LED tape light solution is the first professional grade tape light thatâ€™s native to Lutron RadioRA 3 and HomeWorks QSX. Tunable white accent lighting takes scene control to the next level when paired with keypads, the Lutron app, and automations. |  | 5.78 | 4.17 | [50 empty] | 0 | 0 | 0 | [6 empty] | 0 | 1 | 1 | EA | 1 | Lighting Controls | [27 empty] | Dimmers | [266 empty] | 10.000 DW |  |  | 2.5000 IN | [89 empty] | 1.000 EA | 1.000 EA | [35 empty] | No | [42 empty] | https://assets.lutron.com/a/documents/3691262_lumaris-tunable-white-tape-light-spec-sheet.pdf | [7 empty] | Shelf Stock | [39 empty] | 39122206 | [6 empty] | <a href="https://lutron.widen.net/content/ibfhe1kh1j/mp4/Lumaris-Strip-Light-Launch-Video.mp4" target="_blank">Product Video Clip</a> | [6 empty] | <a href="https://assets.lutron.com/a/documents/043561.pdf" target="_blank">Warranty Information</a> |  |  |  |  | 0.600 L | [14 empty] | 0 | 0 | 0 | 0 | Lighting Fixtures | 2024-01-20 11:53 | 2024-07-20 11:41 | 0000-00-00 00:00:00 | 2024-07-20 11:41 | 0000-00-00 00:00:00
4 | Lutron Electronics | LU-BP1 | 4460-15859 | 4460 | 15859 | Lutron Electronics | Ecom_LumarisTunableWhiteTapeLight_TextImage23.jp | 784276313926 | BARREL PLUG ADAPTOR 3 PACK | These Lutron barrel-to-terminal adapters allow for easy wiring from Lumaris Wireless Controllers to the hardwired power interface. The Lutron hardwired power interface for Lumaris Tunable White Tape Light allows for more versatility during project installations by powering up to 3 wireless controllers and 48ft of Lumaris LED tape. The Lutron Lumaris tunable white LED tape light solution is the first professional grade tape light thatâ€™s native to Lutron RadioRA 3 and HomeWorks QSX. |  | 4 | 0.63 | [50 empty] | 0 | 0 | 0 | [6 empty] | 0 | 1 | 1 | EA | 1 |  |  |  | Electrical Distribution Equipment |  | Receptacles |  | Electrical Receptacles | [287 empty] | 10.000 DW |  |  | 3.0000 IN | [89 empty] | 1.000 EA | 1.000 EA | [35 empty] | No | [42 empty] | https://assets.lutron.com/a/documents/3691262_lumaris-tunable-white-tape-light-spec-sheet.pdf | [7 empty] | Shelf Stock | [39 empty] | 39121406 | [6 empty] | <a href="https://lutron.widen.net/content/ibfhe1kh1j/mp4/Lumaris-Strip-Light-Launch-Video.mp4" target="_blank">Product Video Clip</a> | [6 empty] | <a href="https://assets.lutron.com/a/documents/043561.pdf" target="_blank">Warranty Information</a> |  |  |  |  | 0.050 L | [14 empty] | 0 | 0 | 0 | 0 | Electrical | 2024-01-20 11:57 | 2024-07-20 11:38 | 0000-00-00 00:00:00 | 2024-07-20 11:38 | 0000-00-00 00:00:00
1 | Lutron Electronics | 3LD4T8-1M40-1 | 4460-15860 | 4460 | 15860 | Lutron Electronics | 3LD4T8-1M35-24.jpeg?w=1500 | 784276313360 | CFLEX RPT84FT1L8403WMG2 | Lutron Ballast Retrofit Kit by C-Flex: T8, 4FT, 1-Lamp (Single Kit), 4000K, 3-Wire Driver, 1% Dimming, 3LD4T8-1M40-1 | [53 empty] | 0 | 0 | 0 | [6 empty] | 0 | 1 | 1 | EA | 1 | Specialty Items | [27 empty] | Lighting Kits | [49 empty] | <a href="https://assets.lutron.com/a/documents/3685841b_tled%20esell%20sheet_v6.pdf" target="_blank">Manufacturer Brochure</a> | [216 empty] | 20.000 DW | [92 empty] | 1.000 EA | 1.000 EA | [35 empty] | No | [42 empty] | https://assets.lutron.com/a/documents/lutron_cflex_spec_sheet.pdf | [7 empty] | Shelf Stock | [39 empty] | 39111821 | [6 empty] | <a href="https://lutron.widen.net/content/6lqm8qbelw/mp4/Ecom_C-Flex_Upgrading-Fluorescents-to-LEDs.mp4" target="_blank">Product Video Clip</a> | [26 empty] | 0 | 0 | 0 | 0 | Lighting Fixtures | 2024-02-20 11:43 | 2024-07-20 11:41 | 0000-00-00 00:00:00 | 2024-07-20 11:41 | 0000-00-00 00:00:00
1 | Lutron Electronics | 3LDVCF-1K40-1 | 4460-15861 | 4460 | 15861 | Lutron Electronics | 3LDVCF-1K35-24.jpeg?w=1500 | 784276313544 | CFLEX RPG24Q126V1L8403WKG2 | Lutron Ballast Retrofit Kit by C-Flex: Vertical Compact 2-Lamp (Single Kit), 4000K, 3-Wire Driver, 1% Dimming, 3LDVCF-1K40-1 | [53 empty] | 0 | 0 | 0 | [6 empty] | 0 | 1 | 1 | EA | 1 | Specialty Items | [27 empty] | Lighting Kits | [49 empty] | <a href="https://assets.lutron.com/a/documents/3685841b_tled%20esell%20sheet_v6.pdf" target="_blank">Manufacturer Brochure</a> | [216 empty] | 20.000 DW | [92 empty] | 1.000 EA | 1.000 EA | [35 empty] | No | [42 empty] | https://assets.lutron.com/a/documents/lutron_cflex_spec_sheet.pdf | [7 empty] | Shelf Stock | [39 empty] | 39111821 | [6 empty] | <a href="https://lutron.widen.net/content/6lqm8qbelw/mp4/Ecom_C-Flex_Upgrading-Fluorescents-to-LEDs.mp4" target="_blank">Product Video Clip</a> | [26 empty] | 0 | 0 | 0 | 0 | Lighting Fixtures | 2024-02-20 11:43 | 2024-07-20 11:41 | 0000-00-00 00:00:00 | 2024-07-20 11:41 | 0000-00-00 00:00:00
1 | Lutron Electronics | 3LD4T5-2M30-1 | 4460-15863 | 4460 | 15863 | Lutron Electronics | 3LD4T5-2M35-12.jpeg?w=1500 | 784276313438 | CFLEX RPT54FT2L8303WMG2 | Lutron Ballast Retrofit Kit by C-Flex: T5, 4FT, 2-Lamp (Single Kit), 3000K, 3-Wire Driver, 1% Dimming, 3LD4T5-2M30-1 | [53 empty] | 0 | 0 | 0 | [6 empty] | 0 | 1 | 1 | EA | 1 | Specialty Items | [27 empty] | Lighting Kits | [49 empty] | <a href="https://assets.lutron.com/a/documents/3685841b_tled%20esell%20sheet_v6.pdf" target="_blank">Manufacturer Brochure</a> | [216 empty] | 20.000 DW | [92 empty] | 1.000 EA | 1.000 EA | [35 empty] | No | [42 empty] | https://assets.lutron.com/a/documents/lutron_cflex_spec_sheet.pdf | [7 empty] | Shelf Stock | [39 empty] | 39111821 | [6 empty] | <a href="https://lutron.widen.net/content/6lqm8qbelw/mp4/Ecom_C-Flex_Upgrading-Fluorescents-to-LEDs.mp4" target="_blank">Product Video Clip</a> | [26 empty] | 0 | 0 | 0 | 0 | Lighting Fixtures | 2024-02-20 11:45 | 2024-07-20 11:38 | 0000-00-00 00:00:00 | 2024-07-20 11:38 | 0000-00-00 00:00:00
1 | Lutron Electronics | 3LD4T5-1M35-1 | 4460-15864 | 4460 | 15864 | Lutron Electronics | 3LD4T5-1M35-24.jpeg?w=1500 | 784276313414 | CFLEX RPT54FT1L8353WMG2 | Lutron Ballast Retrofit Kit by C-Flex: T5, 4FT, 1-Lamp (Single Kit), 3500K, 3-Wire Driver, 1% Dimming, 3LD4T5-1M35-1 | [53 empty] | 0 | 0 | 0 | [6 empty] | 0 | 1 | 1 | EA | 1 | Specialty Items | [27 empty] | Lighting Kits | [49 empty] | <a href="https://assets.lutron.com/a/documents/3685841b_tled%20esell%20sheet_v6.pdf" target="_blank">Manufacturer Brochure</a> | [216 empty] | 20.000 DW | [92 empty] | 1.000 EA | 1.000 EA | [35 empty] | No | [42 empty] | https://assets.lutron.com/a/documents/lutron_cflex_spec_sheet.pdf | [7 empty] | Shelf Stock | [39 empty] | 39111821 | [6 empty] | <a href="https://lutron.widen.net/content/6lqm8qbelw/mp4/Ecom_C-Flex_Upgrading-Fluorescents-to-LEDs.mp4" target="_blank">Product Video Clip</a> | [26 empty] | 0 | 0 | 0 | 0 | Lighting Fixtures | 2024-02-20 11:46 | 2024-07-20 11:44 | 0000-00-00 00:00:00 | 2024-07-20 11:44 | 0000-00-00 00:00:00
1 | Lutron Electronics | 3LD4T5-1M40-1 | 4460-15865 | 4460 | 15865 | Lutron Electronics | 3LD4T5-1M35-24.jpeg?w=1500 | 784276313421 | CFLEX RPT54FT1L8403WMG2 | Lutron Ballast Retrofit Kit by C-Flex: T5, 4FT, 1-Lamp (Single Kit), 4000K, 3-Wire Driver, 1% Dimming, 3LD4T5-1M40-1 | [53 empty] | 0 | 0 | 0 | [6 empty] | 0 | 1 | 1 | EA | 1 | Specialty Items | [27 empty] | Lighting Kits | [49 empty] | <a href="https://assets.lutron.com/a/documents/3685841b_tled%20esell%20sheet_v6.pdf" target="_blank">Manufacturer Brochure</a> | [216 empty] | 20.000 DW | [92 empty] | 1.000 EA | 1.000 EA | [35 empty] | No | [42 empty] | https://assets.lutron.com/a/documents/lutron_cflex_spec_sheet.pdf | [7 empty] | Shelf Stock | [39 empty] | 39111821 | [6 empty] | <a href="https://lutron.widen.net/content/6lqm8qbelw/mp4/Ecom_C-Flex_Upgrading-Fluorescents-to-LEDs.mp4" target="_blank">Product Video Clip</a> | [26 empty] | 0 | 0 | 0 | 0 | Lighting Fixtures | 2024-02-20 11:46 | 2024-07-20 11:44 | 0000-00-00 00:00:00 | 2024-07-20 11:44 | 0000-00-00 00:00:00
1 | Lutron Electronics | DVWCL-153PH-BL | 4460-15866 | 4460 | 15866 | Lutron Electronics | DVWCL-153PH-BL | 784276311564 | BLACK DIVA W WALLPLATE | BLACK DIVA W WALLPLATE |  | 6.25 | 7.4 | [50 empty] | 0 | 0 | 0 | [6 empty] | 0 | 1 | 1 | EA | 1 | Lighting Controls | [27 empty] | Dimmers | [266 empty] | 2.000 DW |  |  | 2.5000 IN | [89 empty] | 1.000 EA | 1.000 EA | [35 empty] | No | [50 empty] | Shelf Stock | [39 empty] | 39122206 | [18 empty] | 0.350 L | [14 empty] | 0 | 0 | 0 | 0 | Lighting Fixtures | 2024-02-20 11:47 | 2024-07-20 11:33 | 0000-00-00 00:00:00 | 2024-07-20 11:33 | 0000-00-00 00:00:00 | [6 empty] | Black
1 | Lutron Electronics | 3LDHCF-2K35-1 | 4460-15867 | 4460 | 15867 | Lutron Electronics | 3LDHCF-2K35-12.jpeg?w=1500 | 784276313599 | CFLEX RPG24Q226H2L8353WKG2 | Lutron Ballast Retrofit Kit by C-Flex: Horizontal Compact 1-Lamp (Single Kit), 3500K, 3-Wire Driver, 1% Dimming, 3LDHCF-1K35-1 | [53 empty] | 0 | 0 | 0 | [6 empty] | 0 | 1 | 1 | EA | 1 | Specialty Items | [27 empty] | Lighting Kits | [49 empty] | <a href="https://assets.lutron.com/a/documents/3685841b_tled%20esell%20sheet_v6.pdf" target="_blank">Manufacturer Brochure</a> | [216 empty] | 20.000 DW | [92 empty] | 1.000 EA | 1.000 EA | [35 empty] | No | [42 empty] | https://assets.lutron.com/a/documents/lutron_cflex_spec_sheet.pdf | [7 empty] | Shelf Stock | [39 empty] | 39111821 | [6 empty] | <a href="https://lutron.widen.net/content/6lqm8qbelw/mp4/Ecom_C-Flex_Upgrading-Fluorescents-to-LEDs.mp4" target="_blank">Product Video Clip</a> | [26 empty] | 0 | 0 | 0 | 0 | Lighting Fixtures | 2024-02-20 11:47 | 2024-07-20 11:33 | 0000-00-00 00:00:00 | 2024-07-20 11:33 | 0000-00-00 00:00:00
1 | Lutron Electronics | 3LDHCF-2K40-1 | 4460-15868 | 4460 | 15868 | Lutron Electronics | 3LDHCF-2K35-12.jpeg?w=1500 | 784276313605 | CFLEX RPG24Q226H2L8403WKG2 | Lutron Ballast Retrofit Kit by C-Flex: Horizontal Compact 1-Lamp (Single Kit), 4000K, 3-Wire Driver, 1% Dimming, 3LDHCF-2K40-1 | [53 empty] | 0 | 0 | 0 | [6 empty] | 0 | 1 | 1 | EA | 1 | Specialty Items | [27 empty] | Lighting Kits | [49 empty] | <a href="https://assets.lutron.com/a/documents/3685841b_tled%20esell%20sheet_v6.pdf" target="_blank">Manufacturer Brochure</a> | [216 empty] | 20.000 DW | [92 empty] | 1.000 EA | 1.000 EA | [35 empty] | No | [42 empty] | https://assets.lutron.com/a/documents/lutron_cflex_spec_sheet.pdf | [7 empty] | Shelf Stock | [39 empty] | 39111821 | [6 empty] | <a href="https://lutron.widen.net/content/6lqm8qbelw/mp4/Ecom_C-Flex_Upgrading-Fluorescents-to-LEDs.mp4" target="_blank">Product Video Clip</a> | [26 empty] | 0 | 0 | 0 | 0 | Lighting Fixtures | 2024-02-20 11:47 | 2024-07-20 11:33 | 0000-00-00 00:00:00 | 2024-07-20 11:33 | 0000-00-00 00:00:00
1 | Lutron Electronics | 3LD4T8-2M30-1 | 4460-15869 | 4460 | 15869 | Lutron Electronics | 3LD4T8-2M35-12.jpeg?w=1500 | 784276313377 | CFLEX RPT84FT2L8303WMG2 | Lutron Ballast Retrofit Kit by C-Flex: T8, 4FT, 2-Lamp (Single Kit), 3000K, 3-Wire Driver, 1% Dimming, 3LD4T8-2M30-1 | [53 empty] | 0 | 0 | 0 | [6 empty] | 0 | 1 | 1 | EA | 1 | Specialty Items | [27 empty] | Lighting Kits | [49 empty] | <a href="https://assets.lutron.com/a/documents/3685841b_tled%20esell%20sheet_v6.pdf" target="_blank">Manufacturer Brochure</a> | [216 empty] | 20.000 DW | [92 empty] | 1.000 EA | 1.000 EA | [35 empty] | No | [42 empty] | https://assets.lutron.com/a/documents/lutron_cflex_spec_sheet.pdf | [7 empty] | Shelf Stock | [39 empty] | 39111821 | [6 empty] | <a href="https://lutron.widen.net/content/6lqm8qbelw/mp4/Ecom_C-Flex_Upgrading-Fluorescents-to-LEDs.mp4" target="_blank">Product Video Clip</a> | [26 empty] | 0 | 0 | 0 | 0 | Lighting Fixtures | 2024-02-20 11:49 | 2024-07-20 11:38 | 0000-00-00 00:00:00 | 2024-07-20 11:38 | 0000-00-00 00:00:00
1 | Lutron Electronics | 3LD4T8-2M40-1 | 4460-15870 | 4460 | 15870 | Lutron Electronics | 3LD4T8-2M35-12.jpeg?w=1500 | 784276313391 | CFLEX RPT84FT2L8403WMG2 | Lutron Ballast Retrofit Kit by C-Flex: T8, 4FT, 2-Lamp (Single Kit), 4000K, 3-Wire Driver, 1% Dimming, 3LD4T8-2M40-1 | [53 empty] | 0 | 0 | 0 | [6 empty] | 0 | 1 | 1 | EA | 1 | Specialty Items | [27 empty] | Lighting Kits | [49 empty] | <a href="https://assets.lutron.com/a/documents/3685841b_tled%20esell%20sheet_v6.pdf" target="_blank">Manufacturer Brochure</a> | [216 empty] | 20.000 DW | [92 empty] | 1.000 EA | 1.000 EA | [35 empty] | No | [42 empty] | https://assets.lutron.com/a/documents/lutron_cflex_spec_sheet.pdf | [7 empty] | Shelf Stock | [39 empty] | 39111821 | [6 empty] | <a href="https://lutron.widen.net/content/6lqm8qbelw/mp4/Ecom_C-Flex_Upgrading-Fluorescents-to-LEDs.mp4" target="_blank">Product Video Clip</a> | [26 empty] | 0 | 0 | 0 | 0 | Lighting Fixtures | 2024-02-20 11:49 | 2024-07-20 11:38 | 0000-00-00 00:00:00 | 2024-07-20 11:38 | 0000-00-00 00:00:00
1 | Lutron Electronics | 3LD4T5-2M35-1 | 4460-15871 | 4460 | 15871 | Lutron Electronics | 3LD4T5-2M35-12.jpeg?w=1500 | 784276313445 | CFLEX RPT54FT2L8353WMG2 | Lutron Ballast Retrofit Kit by C-Flex: T5, 4FT, 2-Lamp (Single Kit), 3500K, 3-Wire Driver, 1% Dimming, 3LD4T5-2M35-1 | [53 empty] | 0 | 0 | 0 | [6 empty] | 0 | 1 | 1 | EA | 1 | Specialty Items | [27 empty] | Lighting Kits | [49 empty] | <a href="https://assets.lutron.com/a/documents/3685841b_tled%20esell%20sheet_v6.pdf" target="_blank">Manufacturer Brochure</a> | [216 empty] | 20.000 DW | [92 empty] | 1.000 EA | 1.000 EA | [35 empty] | No | [42 empty] | https://assets.lutron.com/a/documents/lutron_cflex_spec_sheet.pdf | [7 empty] | Shelf Stock | [39 empty] | 39111821 | [6 empty] | <a href="https://lutron.widen.net/content/6lqm8qbelw/mp4/Ecom_C-Flex_Upgrading-Fluorescents-to-LEDs.mp4" target="_blank">Product Video Clip</a> | [26 empty] | 0 | 0 | 0 | 0 | Lighting Fixtures | 2024-02-20 11:49 | 2024-07-20 11:38 | 0000-00-00 00:00:00 | 2024-07-20 11:38 | 0000-00-00 00:00:00
1 | Lutron Electronics | 3LD4T5H-1M30-1 | 4460-15872 | 4460 | 15872 | Lutron Electronics | 3LD4T5-1M35-24.jpeg?w=1500 | 784276313469 | CFLEX RPT5HO4FT1L8303WMG2 | Lutron Ballast Retrofit Kit by C-Flex: T5HO, 4FT, 1-Lamp (Single Kit), 3000K, 3-Wire Driver, 1% Dimming, 3LD4T5H-1M30-1 | [53 empty] | 0 | 0 | 0 | [6 empty] | 0 | 1 | 1 | EA | 1 | Specialty Items | [27 empty] | Lighting Kits | [49 empty] | <a href="https://assets.lutron.com/a/documents/3685841b_tled%20esell%20sheet_v6.pdf" target="_blank">Manufacturer Brochure</a> | [216 empty] | 20.000 DW | [92 empty] | 1.000 EA | 1.000 EA | [35 empty] | No | [42 empty] | https://assets.lutron.com/a/documents/lutron_cflex_spec_sheet.pdf | [7 empty] | Shelf Stock | [39 empty] | 39111821 | [6 empty] | <a href="https://lutron.widen.net/content/6lqm8qbelw/mp4/Ecom_C-Flex_Upgrading-Fluorescents-to-LEDs.mp4" target="_blank">Product Video Clip</a> | [26 empty] | 0 | 0 | 0 | 0 | Lighting Fixtures | 2024-02-20 11:49 | 2024-07-20 11:38 | 0000-00-00 00:00:00 | 2024-07-20 11:38 | 0000-00-00 00:00:00
1 | Lutron Electronics | 3LD4T8-1M30-1 | 4460-15873 | 4460 | 15873 | Lutron Electronics | 3LD4T8-1M35-24.jpeg?w=1500 | 784276313346 | CFLEX RPT84FT1L8303WMG2 | Lutron Ballast Retrofit Kit by C-Flex: T8, 4FT, 1-Lamp (Single Kit), 3000K, 3-Wire Driver, 1% Dimming, 3LD4T8-1M30-1 | [53 empty] | 0 | 0 | 0 | [6 empty] | 0 | 1 | 1 | EA | 1 | Specialty Items | [27 empty] | Lighting Kits | [49 empty] | <a href="https://assets.lutron.com/a/documents/3685841b_tled%20esell%20sheet_v6.pdf" target="_blank">Manufacturer Brochure</a> | [216 empty] | 20.000 DW | [92 empty] | 1.000 EA | 1.000 EA | [35 empty] | No | [42 empty] | https://assets.lutron.com/a/documents/lutron_cflex_spec_sheet.pdf | [7 empty] | Shelf Stock | [39 empty] | 39111821 | [6 empty] | <a href="https://lutron.widen.net/content/6lqm8qbelw/mp4/Ecom_C-Flex_Upgrading-Fluorescents-to-LEDs.mp4" target="_blank">Product Video Clip</a> | [26 empty] | 0 | 0 | 0 | 0 | Lighting Fixtures | 2024-02-20 11:50 | 2024-07-20 11:31 | 0000-00-00 00:00:00 | 2024-07-20 11:31 | 0000-00-00 00:00:00
1 | Lutron Electronics | 3LD4T5H-2M40-1 | 4460-15874 | 4460 | 15874 | Lutron Electronics | 3LD4T5-2M35-12.jpeg?w=1500 | 784276313513 | CFLEX RPT5HO4FT2L8403WMG2 | Lutron Ballast Retrofit Kit by C-Flex: T5HO, 4FT, 2-Lamp (Single Kit), 4000K, 3-Wire Driver, 1% Dimming, 3LD4T5H-2M40-1 | [53 empty] | 0 | 0 | 0 | [6 empty] | 0 | 1 | 1 | EA | 1 | Specialty Items | [27 empty] | Lighting Kits | [49 empty] | <a href="https://assets.lutron.com/a/documents/3685841b_tled%20esell%20sheet_v6.pdf" target="_blank">Manufacturer Brochure</a> | [216 empty] | 20.000 DW | [92 empty] | 1.000 EA | 1.000 EA | [35 empty] | No | [42 empty] | https://assets.lutron.com/a/documents/lutron_cflex_spec_sheet.pdf | [7 empty] | Shelf Stock | [39 empty] | 39111821 | [6 empty] | <a href="https://lutron.widen.net/content/6lqm8qbelw/mp4/Ecom_C-Flex_Upgrading-Fluorescents-to-LEDs.mp4" target="_blank">Product Video Clip</a> | [26 empty] | 0 | 0 | 0 | 0 | Lighting Fixtures | 2024-02-20 11:50 | 2024-07-20 11:31 | 0000-00-00 00:00:00 | 2024-07-20 11:31 | 0000-00-00 00:00:00
1 | Lutron Electronics | 3LDVCF-1K35-1 | 4460-15875 | 4460 | 15875 | Lutron Electronics | 3LDVCF-1K35-24.jpeg?w=1500 | 784276313537 | CFLEX RPG24Q126V1L8353WKG2 | Lutron Ballast Retrofit Kit by C-Flex: Vertical Compact 2-Lamp (Single Kit), 3500K, 3-Wire Driver, 1% Dimming, 3LDVCF-1K35-1 | [53 empty] | 0 | 0 | 0 | [6 empty] | 0 | 1 | 1 | EA | 1 | Specialty Items | [27 empty] | Lighting Kits | [49 empty] | <a href="https://assets.lutron.com/a/documents/3685841b_tled%20esell%20sheet_v6.pdf" target="_blank">Manufacturer Brochure</a> | [216 empty] | 20.000 DW | [92 empty] | 1.000 EA | 1.000 EA | [35 empty] | No | [42 empty] | https://assets.lutron.com/a/documents/lutron_cflex_spec_sheet.pdf | [7 empty] | Shelf Stock | [39 empty] | 39111821 | [6 empty] | <a href="https://lutron.widen.net/content/6lqm8qbelw/mp4/Ecom_C-Flex_Upgrading-Fluorescents-to-LEDs.mp4" target="_blank">Product Video Clip</a> | [26 empty] | 0 | 0 | 0 | 0 | Lighting Fixtures | 2024-02-20 11:50 | 2024-07-20 11:33 | 0000-00-00 00:00:00 | 2024-07-20 11:33 | 0000-00-00 00:00:00
1 | Lutron Electronics | 3LD4T8-1M35-1 | 4460-15876 | 4460 | 15876 | Lutron Electronics | 3LD4T8-1M35-24.jpeg?w=1500 | 784276313353 | CFLEX RPT84FT1L8353WMG2 | Lutron Ballast Retrofit Kit by C-Flex: T8, 4FT, 1-Lamp (Single Kit), 3500K, 3-Wire Driver, 1% Dimming, 3LD4T8-1M35-1 | [53 empty] | 0 | 0 | 0 | [6 empty] | 0 | 1 | 1 | EA | 1 | Specialty Items | [27 empty] | Lighting Kits | [49 empty] | <a href="https://assets.lutron.com/a/documents/3685841b_tled%20esell%20sheet_v6.pdf" target="_blank">Manufacturer Brochure</a> | [216 empty] | 20.000 DW | [92 empty] | 1.000 EA | 1.000 EA | [35 empty] | No | [42 empty] | https://assets.lutron.com/a/documents/lutron_cflex_spec_sheet.pdf | [7 empty] | Shelf Stock | [39 empty] | 39111821 | [6 empty] | <a href="https://lutron.widen.net/content/6lqm8qbelw/mp4/Ecom_C-Flex_Upgrading-Fluorescents-to-LEDs.mp4" target="_blank">Product Video Clip</a> | [26 empty] | 0 | 0 | 0 | 0 | Lighting Fixtures | 2024-02-20 11:51 | 2024-07-20 11:38 | 0000-00-00 00:00:00 | 2024-07-20 11:38 | 0000-00-00 00:00:00
1 | Lutron Electronics | 3LD4T5H-1M40-1 | 4460-15877 | 4460 | 15877 | Lutron Electronics | 3LD4T5-1M35-24.jpeg?w=1500 | 784276313483 | CFLEX RPT5HO4FT1L8403WMG2 | Lutron Ballast Retrofit Kit by C-Flex: T5HO, 4FT, 1-Lamp (Single Kit), 4000K, 3-Wire Driver, 1% Dimming, 3LD4T5H-1M40-1 | [53 empty] | 0 | 0 | 0 | [6 empty] | 0 | 1 | 1 | EA | 1 | Specialty Items | [27 empty] | Lighting Kits | [49 empty] | <a href="https://assets.lutron.com/a/documents/3685841b_tled%20esell%20sheet_v6.pdf" target="_blank">Manufacturer Brochure</a> | [216 empty] | 20.000 DW | [92 empty] | 1.000 EA | 1.000 EA | [35 empty] | No | [42 empty] | https://assets.lutron.com/a/documents/lutron_cflex_spec_sheet.pdf | [7 empty] | Shelf Stock | [39 empty] | 39111821 | [6 empty] | <a href="https://lutron.widen.net/content/6lqm8qbelw/mp4/Ecom_C-Flex_Upgrading-Fluorescents-to-LEDs.mp4" target="_blank">Product Video Clip</a> | [26 empty] | 0 | 0 | 0 | 0 | Lighting Fixtures | 2024-02-20 11:51 | 2024-07-20 11:38 | 0000-00-00 00:00:00 | 2024-07-20 11:38 | 0000-00-00 00:00:00
1 | Lutron Electronics | 3LD4T5H-2M35-1 | 4460-15878 | 4460 | 15878 | Lutron Electronics | 3LD4T5-2M35-12.jpeg?w=1500 | 784276313506 | CFLEX RPT5HO4FT2L8353WMG2 | Lutron Ballast Retrofit Kit by C-Flex: T5HO, 4FT, 2-Lamp (Single Kit), 3500K, 3-Wire Driver, 1% Dimming, 3LD4T5H-2M35-1 | [53 empty] | 0 | 0 | 0 | [6 empty] | 0 | 1 | 1 | EA | 1 | Specialty Items | [27 empty] | Lighting Kits | [49 empty] | <a href="https://assets.lutron.com/a/documents/3685841b_tled%20esell%20sheet_v6.pdf" target="_blank">Manufacturer Brochure</a> | [216 empty] | 20.000 DW | [92 empty] | 1.000 EA | 1.000 EA | [35 empty] | No | [42 empty] | https://assets.lutron.com/a/documents/lutron_cflex_spec_sheet.pdf | [7 empty] | Shelf Stock | [39 empty] | 39111821 | [6 empty] | <a href="https://lutron.widen.net/content/6lqm8qbelw/mp4/Ecom_C-Flex_Upgrading-Fluorescents-to-LEDs.mp4" target="_blank">Product Video Clip</a> | [26 empty] | 0 | 0 | 0 | 0 | Lighting Fixtures | 2024-02-20 11:51 | 2024-07-20 11:38 | 0000-00-00 00:00:00 | 2024-07-20 11:38 | 0000-00-00 00:00:00
1 | Lutron Electronics | 3LD4T8-2M35-1 | 4460-15879 | 4460 | 15879 | Lutron Electronics | 3LD4T8-2M35-12.jpeg?w=1500 | 784276313384 | CFLEX RPT84FT2L8353WMG2 | Lutron Ballast Retrofit Kit by C-Flex: T8, 4FT, 2-Lamp (Single Kit), 3500K, 3-Wire Driver, 1% Dimming, 3LD4T8-2M35-1 | [53 empty] | 0 | 0 | 0 | [6 empty] | 0 | 1 | 1 | EA | 1 | Specialty Items | [27 empty] | Lighting Kits | [49 empty] | <a href="https://assets.lutron.com/a/documents/3685841b_tled%20esell%20sheet_v6.pdf" target="_blank">Manufacturer Brochure</a> | [216 empty] | 20.000 DW | [92 empty] | 1.000 EA | 1.000 EA | [35 empty] | No | [42 empty] | https://assets.lutron.com/a/documents/lutron_cflex_spec_sheet.pdf | [7 empty] | Shelf Stock | [39 empty] | 39111821 | [6 empty] | <a href="https://lutron.widen.net/content/6lqm8qbelw/mp4/Ecom_C-Flex_Upgrading-Fluorescents-to-LEDs.mp4" target="_blank">Product Video Clip</a> | [26 empty] | 0 | 0 | 0 | 0 | Lighting Fixtures | 2024-02-20 11:51 | 2024-07-20 11:41 | 0000-00-00 00:00:00 | 2024-07-20 11:41 | 0000-00-00 00:00:00
1 | Lutron Electronics | 3LD4T5-2M40-1 | 4460-15880 | 4460 | 15880 | Lutron Electronics | 3LD4T5-2M35-12.jpeg?w=1500 | 784276313452 | CFLEX RPT54FT2L8403WMG2 | Lutron Ballast Retrofit Kit by C-Flex: T5, 4FT, 2-Lamp (Single Kit), 4000K, 3-Wire Driver, 1% Dimming, 3LD4T5-2M40-1 | [53 empty] | 0 | 0 | 0 | [6 empty] | 0 | 1 | 1 | EA | 1 | Specialty Items | [27 empty] | Lighting Kits | [49 empty] | <a href="https://assets.lutron.com/a/documents/3685841b_tled%20esell%20sheet_v6.pdf" target="_blank">Manufacturer Brochure</a> | [216 empty] | 20.000 DW | [92 empty] | 1.000 EA | 1.000 EA | [35 empty] | No | [42 empty] | https://assets.lutron.com/a/documents/lutron_cflex_spec_sheet.pdf | [7 empty] | Shelf Stock | [39 empty] | 39111821 | [6 empty] | <a href="https://lutron.widen.net/content/6lqm8qbelw/mp4/Ecom_C-Flex_Upgrading-Fluorescents-to-LEDs.mp4" target="_blank">Product Video Clip</a> | [26 empty] | 0 | 0 | 0 | 0 | Lighting Fixtures | 2024-02-20 11:51 | 2024-07-20 11:41 | 0000-00-00 00:00:00 | 2024-07-20 11:41 | 0000-00-00 00:00:00
1 | Lutron Electronics | 3LDHCF-1K30-1 | 4460-15881 | 4460 | 15881 | Lutron Electronics | 3LDHCF-1K35-24.jpeg?w=1500 | 784276313551 | CFLEX RPG24Q126H1L8303WKG2 | Lutron Ballast Retrofit Kit by C-Flex: Horizontal Compact 1-Lamp (Single Kit), 3000K, 3-Wire Driver, 1% Dimming, 3LDHCF-1K30-1 | [53 empty] | 0 | 0 | 0 | [6 empty] | 0 | 1 | 1 | EA | 1 | Specialty Items | [27 empty] | Lighting Kits | [49 empty] | <a href="https://assets.lutron.com/a/documents/3685841b_tled%20esell%20sheet_v6.pdf" target="_blank">Manufacturer Brochure</a> | [216 empty] | 20.000 DW | [92 empty] | 1.000 EA | 1.000 EA | [35 empty] | No | [42 empty] | https://assets.lutron.com/a/documents/lutron_cflex_spec_sheet.pdf | [7 empty] | Shelf Stock | [39 empty] | 39111821 | [6 empty] | <a href="https://lutron.widen.net/content/6lqm8qbelw/mp4/Ecom_C-Flex_Upgrading-Fluorescents-to-LEDs.mp4" target="_blank">Product Video Clip</a> | [26 empty] | 0 | 0 | 0 | 0 | Lighting Fixtures | 2024-02-20 11:52 | 2024-07-20 11:41 | 0000-00-00 00:00:00 | 2024-07-20 11:41 | 0000-00-00 00:00:00
0 | Lutron Electronics | 3LD4T5-1M30-1 | 4460-15882 | 4460 | 15882 | Lutron Electronics | 3LD4T5-1M35-24.jpeg?w=1500 | 784276313407 | CFLEX RPT54FT1L8303WMG2 | Lutron Ballast Retrofit Kit by C-Flex: T5, 4FT, 1-Lamp (Single Kit), 3000K, 3-Wire Driver, 1% Dimming, , 3LD4T5-1M30-1 | [53 empty] | 0 | 0 | 0 | [6 empty] | 0 | 1 | 1 | EA | 1 | [78 empty] | <a href="https://assets.lutron.com/a/documents/3685841b_tled%20esell%20sheet_v6.pdf" target="_blank">Manufacturer Brochure</a> | [216 empty] | 20.000 DW | [92 empty] | 1.000 EA | 1.000 EA | [35 empty] | No | [42 empty] | https://assets.lutron.com/a/documents/lutron_cflex_spec_sheet.pdf | [7 empty] | Shelf Stock | [46 empty] | <a href="https://lutron.widen.net/content/6lqm8qbelw/mp4/Ecom_C-Flex_Upgrading-Fluorescents-to-LEDs.mp4" target="_blank">Product Video Clip</a> | [26 empty] | 0 | 0 | 0 | 0 |  | 2024-02-20 11:53 | 2024-07-20 11:37 | 0000-00-00 00:00:00 | 2024-07-20 11:37 | 0000-00-00 00:00:00
1 | Lutron Electronics | 3LDHCF-1K40-1 | 4460-15883 | 4460 | 15883 | Lutron Electronics | 3LDHCF-1K35-24.jpeg?w=1500 | 784276313575 | CFLEX RPG24Q126H1L8403WKG2 | Lutron Ballast Retrofit Kit by C-Flex: Horizontal Compact 1-Lamp (Single Kit), 4000K, 3-Wire Driver, 1% Dimming, 3LDHCF-1K40-1 | [53 empty] | 0 | 0 | 0 | [6 empty] | 0 | 1 | 1 | EA | 1 | Specialty Items | [27 empty] | Lighting Kits | [49 empty] | <a href="https://assets.lutron.com/a/documents/3685841b_tled%20esell%20sheet_v6.pdf" target="_blank">Manufacturer Brochure</a> | [216 empty] | 20.000 DW | [92 empty] | 1.000 EA | 1.000 EA | [35 empty] | No | [42 empty] | https://assets.lutron.com/a/documents/lutron_cflex_spec_sheet.pdf | [7 empty] | Shelf Stock | [39 empty] | 39111821 | [6 empty] | <a href="https://lutron.widen.net/content/6lqm8qbelw/mp4/Ecom_C-Flex_Upgrading-Fluorescents-to-LEDs.mp4" target="_blank">Product Video Clip</a> | [26 empty] | 0 | 0 | 0 | 0 | Lighting Fixtures | 2024-02-20 11:53 | 2024-07-20 11:37 | 0000-00-00 00:00:00 | 2024-07-20 11:37 | 0000-00-00 00:00:00
1 | Lutron Electronics | 3LDHCF-2K30-1 | 4460-15884 | 4460 | 15884 | Lutron Electronics | 3LDHCF-2K35-12.jpeg?w=1500 | 784276313582 | CFLEX RPG24Q226H2L8303WKG2 | Lutron Ballast Retrofit Kit by C-Flex: Horizontal Compact 1-Lamp (Single Kit), 3000K, 3-Wire Driver, 1% Dimming, 3LDHCF-2K30-1 | [53 empty] | 0 | 0 | 0 | [6 empty] | 0 | 1 | 1 | EA | 1 | Specialty Items | [27 empty] | Lighting Kits | [49 empty] | <a href="https://assets.lutron.com/a/documents/3685841b_tled%20esell%20sheet_v6.pdf" target="_blank">Manufacturer Brochure</a> | [216 empty] | 20.000 DW | [92 empty] | 1.000 EA | 1.000 EA | [35 empty] | No | [42 empty] | https://assets.lutron.com/a/documents/lutron_cflex_spec_sheet.pdf | [7 empty] | Shelf Stock | [39 empty] | 39111821 | [6 empty] | <a href="https://lutron.widen.net/content/6lqm8qbelw/mp4/Ecom_C-Flex_Upgrading-Fluorescents-to-LEDs.mp4" target="_blank">Product Video Clip</a> | [26 empty] | 0 | 0 | 0 | 0 | Lighting Fixtures | 2024-02-20 11:53 | 2024-07-20 11:37 | 0000-00-00 00:00:00 | 2024-07-20 11:37 | 0000-00-00 00:00:00
1 | Lutron Electronics | 3LDVCF-1K30-1 | 4460-15885 | 4460 | 15885 | Lutron Electronics | 3LDVCF-1K35-24.jpeg?w=1500 | 784276313520 | CFLEX RPG24Q126V1L8303WKG2 | Lutron Ballast Retrofit Kit by C-Flex: Vertical Compact 2-Lamp (Single Kit), 3000K, 3-Wire Driver, 1% Dimming, 3LDVCF-1K30-1 | [53 empty] | 0 | 0 | 0 | [6 empty] | 0 | 1 | 1 | EA | 1 | Specialty Items | [27 empty] | Lighting Kits | [49 empty] | <a href="https://assets.lutron.com/a/documents/3685841b_tled%20esell%20sheet_v6.pdf" target="_blank">Manufacturer Brochure</a> | [216 empty] | 20.000 DW | [92 empty] | 1.000 EA | 1.000 EA | [35 empty] | No | [42 empty] | https://assets.lutron.com/a/documents/lutron_cflex_spec_sheet.pdf | [7 empty] | Shelf Stock | [39 empty] | 39111821 | [6 empty] | <a href="https://lutron.widen.net/content/6lqm8qbelw/mp4/Ecom_C-Flex_Upgrading-Fluorescents-to-LEDs.mp4" target="_blank">Product Video Clip</a> | [26 empty] | 0 | 0 | 0 | 0 | Lighting Fixtures | 2024-02-20 11:53 | 2024-07-20 11:40 | 0000-00-00 00:00:00 | 2024-07-20 11:40 | 0000-00-00 00:00:00
1 | Lutron Electronics | 3LD4T5H-1M35-1 | 4460-15886 | 4460 | 15886 | Lutron Electronics | 3LD4T5-1M35-24.jpeg?w=1500 | 784276313476 | CFLEX RPT5HO4FT1L8353WMG2 | Lutron Ballast Retrofit Kit by C-Flex: T5HO, 4FT, 1-Lamp (Single Kit), 3500K, 3-Wire Driver, 1% Dimming, 3LD4T5H-1M35-1 | [53 empty] | 0 | 0 | 0 | [6 empty] | 0 | 1 | 1 | EA | 1 | Specialty Items | [27 empty] | Lighting Kits | [49 empty] | <a href="https://assets.lutron.com/a/documents/3685841b_tled%20esell%20sheet_v6.pdf" target="_blank">Manufacturer Brochure</a> | [216 empty] | 20.000 DW | [92 empty] | 1.000 EA | 1.000 EA | [35 empty] | No | [42 empty] | https://assets.lutron.com/a/documents/lutron_cflex_spec_sheet.pdf | [7 empty] | Shelf Stock | [39 empty] | 39111821 | [6 empty] | <a href="https://lutron.widen.net/content/6lqm8qbelw/mp4/Ecom_C-Flex_Upgrading-Fluorescents-to-LEDs.mp4" target="_blank">Product Video Clip</a> | [26 empty] | 0 | 0 | 0 | 0 | Lighting Fixtures | 2024-02-20 11:53 | 2024-07-20 11:39 | 0000-00-00 00:00:00 | 2024-07-20 11:39 | 0000-00-00 00:00:00
1 | Lutron Electronics | 3LD4T5H-2M30-1 | 4460-15887 | 4460 | 15887 | Lutron Electronics | 3LD4T5-2M35-12.jpeg?w=1500 | 784276313490 | CFLEX RPT5HO4FT2L8303WMG2 | Lutron Ballast Retrofit Kit by C-Flex: T5HO, 4FT, 2-Lamp (Single Kit), 3000K, 3-Wire Driver, 1% Dimming, 3LD4T5H-2M30-1 | [53 empty] | 0 | 0 | 0 | [6 empty] | 0 | 1 | 1 | EA | 1 | Specialty Items | [27 empty] | Lighting Kits | [49 empty] | <a href="https://assets.lutron.com/a/documents/3685841b_tled%20esell%20sheet_v6.pdf" target="_blank">Manufacturer Brochure</a> | [216 empty] | 20.000 DW | [92 empty] | 1.000 EA | 1.000 EA | [35 empty] | No | [42 empty] | https://assets.lutron.com/a/documents/lutron_cflex_spec_sheet.pdf | [7 empty] | Shelf Stock | [39 empty] | 39111821 | [6 empty] | <a href="https://lutron.widen.net/content/6lqm8qbelw/mp4/Ecom_C-Flex_Upgrading-Fluorescents-to-LEDs.mp4" target="_blank">Product Video Clip</a> | [26 empty] | 0 | 0 | 0 | 0 | Lighting Fixtures | 2024-02-20 11:53 | 2024-07-20 11:35 | 0000-00-00 00:00:00 | 2024-07-20 11:35 | 0000-00-00 00:00:00
1 | Lutron Electronics | 3LDHCF-1K35-1 | 4460-15888 | 4460 | 15888 | Lutron Electronics | 3LDHCF-1K35-24.jpeg?w=1500 | 784276313568 | CFLEX RPG24Q126H1L8353WKG2 | Lutron Ballast Retrofit Kit by C-Flex: Horizontal Compact 1-Lamp (Single Kit), 3500K, 3-Wire Driver, 1% Dimming, 3LDHCF-1K35-1 | [53 empty] | 0 | 0 | 0 | [6 empty] | 0 | 1 | 1 | EA | 1 | Specialty Items | [27 empty] | Lighting Kits | [49 empty] | <a href="https://assets.lutron.com/a/documents/3685841b_tled%20esell%20sheet_v6.pdf" target="_blank">Manufacturer Brochure</a> | [216 empty] | 20.000 DW | [92 empty] | 1.000 EA | 1.000 EA | [35 empty] | No | [42 empty] | https://assets.lutron.com/a/documents/lutron_cflex_spec_sheet.pdf | [7 empty] | Shelf Stock | [39 empty] | 39111821 | [6 empty] | <a href="https://lutron.widen.net/content/6lqm8qbelw/mp4/Ecom_C-Flex_Upgrading-Fluorescents-to-LEDs.mp4" target="_blank">Product Video Clip</a> | [26 empty] | 0 | 0 | 0 | 0 | Lighting Fixtures | 2024-02-20 11:56 | 2024-07-20 11:42 | 0000-00-00 00:00:00 | 2024-07-20 11:42 | 0000-00-00 00:00:00
4 | Lutron Electronics | RR-PROC3-KIT1 | 4460-15889 | 4460 | 15889 | Lutron Electronics | Ecom_RR-PROC3-KIT1_HeroImage.jpeg?w=1500 | 784276322782 | RA3 PROCESSOR KIT NO ADAPT | Lutron RadioRA 3 All-In One Processor Starter Kit - Includes PoE Injector, 3ft Ethernet Cable, and 6ft Down-Angle Ethernet Cable |  | 11.6 | 3.3 | [50 empty] | 0 | 0 | 0 | [6 empty] | 0 | 1 | 1 | EA | 1 |  |  |  | Control And Automation |  | Programmable Control |  | Programmable Logic Controller Accessories | [70 empty] | <a href="https://assets.lutron.com/a/documents/3672892_radiora3_product_reference_guide.pdf" target="_blank">Manufacturer Brochure</a> | [192 empty] | <a href="https://assets.lutron.com/a/documents/044377.pdf" target="_blank">Installation Instructions</a> | [23 empty] | 10.000 DW |  |  | 6.2000 IN | [89 empty] | 1.000 EA | 1.000 EA | [35 empty] | No | [42 empty] | https://assets.lutron.com/a/documents/3691221_ENG.pdf | [7 empty] | Shelf Stock | [39 empty] | 32151703 | [6 empty] | <a href="https://lutron.widen.net/content/4y4cm6o0wa/mp4/RadioRA-3-Processor-Video.mp4?w=2048" target="_blank">Product Video Clip</a> | [11 empty] | 1.560 L | [14 empty] | 0 | 0 | 0 | 0 | Electrical | 2024-03-20 11:44 | 2024-07-20 11:42 | 0000-00-00 00:00:00 | 2024-07-20 11:42 | 0000-00-00 00:00:00
0 | Lutron Electronics | 3LD3T8-1M40-24 | 4460-15890 | 4460 | 15890 | Lutron Electronics | 3LD4T8-1M35-1.jpeg?w=1500 | 784276320948 | CFLEX RPT83FT1L8403WMG2 | Lutron Ballast Retrofit Kit by C-Flex: T8, 3FT, 1-Lamp (Case of 24 Kits), 4000K, 3-Wire, 1% Dimming, 3LD3T8-1M40-24 | [53 empty] | 0 | 0 | 0 | [6 empty] | 0 | 1 | 1 | EA | 1 | [78 empty] | <a href="https://assets.lutron.com/a/documents/3685841b_tled%20esell%20sheet_v6.pdf" target="_blank">Manufacturer Brochure</a> | [216 empty] | 20.000 DW | [92 empty] | 1.000 EA | 1.000 EA | [35 empty] | No | [42 empty] | https://assets.lutron.com/a/documents/lutron_cflex_spec_sheet.pdf | [7 empty] | Shelf Stock | [46 empty] | <a href="https://lutron.widen.net/content/6lqm8qbelw/mp4/Ecom_C-Flex_Upgrading-Fluorescents-to-LEDs.mp4" target="_blank">Product Video Clip</a> | [26 empty] | 0 | 0 | 0 | 0 |  | 2024-05-20 11:27 | 2024-07-20 11:41 | 0000-00-00 00:00:00 | 2024-07-20 11:41 | 0000-00-00 00:00:00
0 | Lutron Electronics | 3LD3T8-3M50-8 | 4460-15891 | 4460 | 15891 | Lutron Electronics | 3LD4T8-3M35-1.jpeg?w=1500 | 784276321129 | CFLEX RPT83FT3L8503WMG2 | Lutron Ballast Retrofit Kit by C-Flex: T8, 3FT, 3-Lamp (Case of 8 Kits), 5000K, 3-Wire, 1% Dimming, 3LD3T8-1M50-8 | [53 empty] | 0 | 0 | 0 | [6 empty] | 0 | 1 | 1 | EA | 1 | [78 empty] | <a href="https://assets.lutron.com/a/documents/3685841b_tled%20esell%20sheet_v6.pdf" target="_blank">Manufacturer Brochure</a> | [216 empty] | 20.000 DW | [92 empty] | 1.000 EA | 1.000 EA | [35 empty] | No | [42 empty] | https://assets.lutron.com/a/documents/lutron_cflex_spec_sheet.pdf | [7 empty] | Shelf Stock | [46 empty] | <a href="https://lutron.widen.net/content/6lqm8qbelw/mp4/Ecom_C-Flex_Upgrading-Fluorescents-to-LEDs.mp4" target="_blank">Product Video Clip</a> | [26 empty] | 0 | 0 | 0 | 0 |  | 2024-05-20 11:27 | 2024-07-20 11:42 | 0000-00-00 00:00:00 | 2024-07-20 11:42 | 0000-00-00 00:00:00
0 | Lutron Electronics | 3LD2T5H-1M30-24 | 4460-15892 | 4460 | 15892 | Lutron Electronics | 3LD4T5-1M35-1.jpeg?w=1500 | 784276321440 | CFLEX RPT5HO2FT1L8303WMG2 | Lutron Ballast Retrofit Kit by C-Flex: T5H, 2FT, 1-Lamp (Case of 24 Kits), 3000K, 3-Wire Driver, 1% Dimming, 3LD2T5H-1M30-24 | [53 empty] | 0 | 0 | 0 | [6 empty] | 0 | 1 | 1 | EA | 1 | [78 empty] | <a href="https://assets.lutron.com/a/documents/3685841b_tled%20esell%20sheet_v6.pdf" target="_blank">Manufacturer Brochure</a> | [216 empty] | 20.000 DW | [92 empty] | 1.000 EA | 1.000 EA | [35 empty] | No | [42 empty] | https://assets.lutron.com/a/documents/lutron_cflex_spec_sheet.pdf | [7 empty] | Shelf Stock | [46 empty] | <a href="https://lutron.widen.net/content/6lqm8qbelw/mp4/Ecom_C-Flex_Upgrading-Fluorescents-to-LEDs.mp4" target="_blank">Product Video Clip</a> | [26 empty] | 0 | 0 | 0 | 0 |  | 2024-05-20 11:27 | 2024-07-20 11:42 | 0000-00-00 00:00:00 | 2024-07-20 11:42 | 0000-00-00 00:00:00
0 | Lutron Electronics | 3LD2T5H-3M40-8 | 4460-15893 | 4460 | 15893 | Lutron Electronics | 3LD4T5-3M35-1.jpeg?w=1500 | 784276321549 | CFLEX RPT5HO2FT3L8403WMG2 | Lutron Ballast Retrofit Kit by C-Flex: T5H, 2FT, 3-Lamp (Case of 8 Kits), 4000K, 3-Wire Driver, 1% Dimming, 3LD2T5H-3M40-8 | [53 empty] | 0 | 0 | 0 | [6 empty] | 0 | 1 | 1 | EA | 1 | [78 empty] | <a href="https://assets.lutron.com/a/documents/3685841b_tled%20esell%20sheet_v6.pdf" target="_blank">Manufacturer Brochure</a> | [216 empty] | 20.000 DW | [92 empty] | 1.000 EA | 1.000 EA | [35 empty] | No | [42 empty] | https://assets.lutron.com/a/documents/lutron_cflex_spec_sheet.pdf | [7 empty] | Shelf Stock | [46 empty] | <a href="https://lutron.widen.net/content/6lqm8qbelw/mp4/Ecom_C-Flex_Upgrading-Fluorescents-to-LEDs.mp4" target="_blank">Product Video Clip</a> | [26 empty] | 0 | 0 | 0 | 0 |  | 2024-05-20 11:27 | 2024-07-20 11:42 | 0000-00-00 00:00:00 | 2024-07-20 11:42 | 0000-00-00 00:00:00
0 | Lutron Electronics | 3LD-TT-1M40-24 | 4460-15894 | 4460 | 15894 | Lutron Electronics | 3LD-TT-1M35-1.jpeg?w=1500 | 784276321808 | CFLEX RPPLL2.5K1L8403WMG2 | Lutron Ballast Retrofit Kit by C-Flex: Twin Tube (Biax), 1-Lamp (Case of 24 Kits), 4000K, 3-Wire Driver, 1% Dimming, 3LD-TT-1M40-24 | [53 empty] | 0 | 0 | 0 | [6 empty] | 0 | 1 | 1 | EA | 1 | [78 empty] | <a href="https://assets.lutron.com/a/documents/3685841b_tled%20esell%20sheet_v6.pdf" target="_blank">Manufacturer Brochure</a> | [216 empty] | 20.000 DW | [92 empty] | 1.000 EA | 1.000 EA | [35 empty] | No | [42 empty] | https://assets.lutron.com/a/documents/lutron_cflex_spec_sheet.pdf | [7 empty] | Shelf Stock | [46 empty] | <a href="https://lutron.widen.net/content/6lqm8qbelw/mp4/Ecom_C-Flex_Upgrading-Fluorescents-to-LEDs.mp4" target="_blank">Product Video Clip</a> | [26 empty] | 0 | 0 | 0 | 0 |  | 2024-05-20 11:27 | 2024-07-20 11:42 | 0000-00-00 00:00:00 | 2024-07-20 11:42 | 0000-00-00 00:00:00
0 | Lutron Electronics | 3LD2T5-3M50-8 | 4460-15895 | 4460 | 15895 | Lutron Electronics | 3LD4T5-3M35-1.jpeg?w=1500 | 784276322577 | CFLEX RPT52FT3L8503WMG2 | Lutron Ballast Retrofit Kit by C-Flex: T5, 2FT, 3-Lamp (Case of 8 Kits), 5000K, 3-Wire Driver, 1% Dimming, 3LD2T5-3M50-8 | [53 empty] | 0 | 0 | 0 | [6 empty] | 0 | 1 | 1 | EA | 1 | [78 empty] | <a href="https://assets.lutron.com/a/documents/3685841b_tled%20esell%20sheet_v6.pdf" target="_blank">Manufacturer Brochure</a> | [216 empty] | 20.000 DW | [92 empty] | 1.000 EA | 1.000 EA | [35 empty] | No | [42 empty] | https://assets.lutron.com/a/documents/lutron_cflex_spec_sheet.pdf | [7 empty] | Shelf Stock | [46 empty] | <a href="https://lutron.widen.net/content/6lqm8qbelw/mp4/Ecom_C-Flex_Upgrading-Fluorescents-to-LEDs.mp4" target="_blank">Product Video Clip</a> | [26 empty] | 0 | 0 | 0 | 0 |  | 2024-05-20 11:27 | 2024-07-20 11:42 | 0000-00-00 00:00:00 | 2024-07-20 11:42 | 0000-00-00 00:00:00
0 | Lutron Electronics | 3LD2T5H-2M40-1 | 4460-15896 | 4460 | 15896 | Lutron Electronics | 3LD4T5-2M35-1.jpeg?w=1500 | 784276316194 | CFLEX RPT5HO2FT2L8403WMG2 | Lutron Ballast Retrofit Kit by C-Flex: T5H, 2FT, 2-Lamp (Single Kit), 4000K, 3-Wire Driver, 1% Dimming, 3LD2T5H-2M40-1 | [53 empty] | 0 | 0 | 0 | [6 empty] | 0 | 1 | 1 | EA | 1 | [78 empty] | <a href="https://assets.lutron.com/a/documents/3685841b_tled%20esell%20sheet_v6.pdf" target="_blank">Manufacturer Brochure</a> | [216 empty] | 20.000 DW | [92 empty] | 1.000 EA | 1.000 EA | [35 empty] | No | [42 empty] | https://assets.lutron.com/a/documents/lutron_cflex_spec_sheet.pdf | [7 empty] | Shelf Stock | [46 empty] | <a href="https://lutron.widen.net/content/6lqm8qbelw/mp4/Ecom_C-Flex_Upgrading-Fluorescents-to-LEDs.mp4" target="_blank">Product Video Clip</a> | [26 empty] | 0 | 0 | 0 | 0 |  | 2024-05-20 11:27 | 2024-07-20 11:42 | 0000-00-00 00:00:00 | 2024-07-20 11:42 | 0000-00-00 00:00:00
0 | Lutron Electronics | 3LD3T5H-1M50-1 | 4460-15897 | 4460 | 15897 | Lutron Electronics | 3LD4T5-1M35-1.jpeg?w=1500 | 784276316378 | CFLEX RPT5HO3FT1L8503WMG2 | Lutron Ballast Retrofit Kit by C-Flex: T5H, 3FT, 1-Lamp (Single Kit), 5000K, 3-Wire Driver, 1% Dimming, 3LD3T5H-1M50-1 | [53 empty] | 0 | 0 | 0 | [6 empty] | 0 | 1 | 1 | EA | 1 | [78 empty] | <a href="https://assets.lutron.com/a/documents/3685841b_tled%20esell%20sheet_v6.pdf" target="_blank">Manufacturer Brochure</a> | [216 empty] | 20.000 DW | [92 empty] | 1.000 EA | 1.000 EA | [35 empty] | No | [42 empty] | https://assets.lutron.com/a/documents/lutron_cflex_spec_sheet.pdf | [7 empty] | Shelf Stock | [46 empty] | <a href="https://lutron.widen.net/content/6lqm8qbelw/mp4/Ecom_C-Flex_Upgrading-Fluorescents-to-LEDs.mp4" target="_blank">Product Video Clip</a> | [26 empty] | 0 | 0 | 0 | 0 |  | 2024-05-20 11:27 | 2024-07-20 11:42 | 0000-00-00 00:00:00 | 2024-07-20 11:42 | 0000-00-00 00:00:00
0 | Lutron Electronics | 3LD2T8-3M40-1 | 4460-15898 | 4460 | 15898 | Lutron Electronics | 3LD4T8-3M35-1.jpeg?w=1500 | 784276318563 | CFLEX RPT82FT3L8403WMG2 | Lutron Ballast Retrofit Kit by C-Flex: T8, 2FT, 3-Lamp (Single Kit), 4000K, 3-Wire Driver, 1% Dimming, 3LD2T8-3M40-1 | [53 empty] | 0 | 0 | 0 | [6 empty] | 0 | 1 | 1 | EA | 1 | [78 empty] | <a href="https://assets.lutron.com/a/documents/3685841b_tled%20esell%20sheet_v6.pdf" target="_blank">Manufacturer Brochure</a> | [216 empty] | 20.000 DW | [92 empty] | 1.000 EA | 1.000 EA | [35 empty] | No | [42 empty] | https://assets.lutron.com/a/documents/lutron_cflex_spec_sheet.pdf | [7 empty] | Shelf Stock | [46 empty] | <a href="https://lutron.widen.net/content/6lqm8qbelw/mp4/Ecom_C-Flex_Upgrading-Fluorescents-to-LEDs.mp4" target="_blank">Product Video Clip</a> | [26 empty] | 0 | 0 | 0 | 0 |  | 2024-05-20 11:27 | 2024-07-20 11:42 | 0000-00-00 00:00:00 | 2024-07-20 11:42 | 0000-00-00 00:00:00
0 | Lutron Electronics | 3LD3T8-3M30-1 | 4460-15899 | 4460 | 15899 | Lutron Electronics | 3LD4T8-3M35-1.jpeg?w=1500 | 784276318761 | CFLEX RPT83FT3L8303WMG2 | Lutron Ballast Retrofit Kit by C-Flex: T8, 3FT, 3-Lamp (Single Kit), 3000K, 3-Wire Driver, 1% Dimming, 3LD3T8-3M30-1 | [53 empty] | 0 | 0 | 0 | [6 empty] | 0 | 1 | 1 | EA | 1 | [78 empty] | <a href="https://assets.lutron.com/a/documents/3685841b_tled%20esell%20sheet_v6.pdf" target="_blank">Manufacturer Brochure</a> | [216 empty] | 20.000 DW | [92 empty] | 1.000 EA | 1.000 EA | [35 empty] | No | [42 empty] | https://assets.lutron.com/a/documents/lutron_cflex_spec_sheet.pdf | [7 empty] | Shelf Stock | [46 empty] | <a href="https://lutron.widen.net/content/6lqm8qbelw/mp4/Ecom_C-Flex_Upgrading-Fluorescents-to-LEDs.mp4" target="_blank">Product Video Clip</a> | [26 empty] | 0 | 0 | 0 | 0 |  | 2024-05-20 11:27 | 2024-07-20 11:42 | 0000-00-00 00:00:00 | 2024-07-20 11:42 | 0000-00-00 00:00:00
1 | Lutron Electronics | 3LD4T5-2M50-1 | 4460-15900 | 4460 | 15900 | Lutron Electronics | 3LD4T5-2M35-1.jpeg?w=1500 | 784276319294 | CFLEX RPT54FT2L8503WMG2 | Lutron Ballast Retrofit Kit by C-Flex: T5, 4FT, 2-Lamp (Single Kit), 5000K, 3-Wire Driver, 1% Dimming, 3LD4T5-2M50-1 | [53 empty] | 0 | 0 | 0 | [6 empty] | 0 | 1 | 1 | EA | 1 | Specialty Items | [27 empty] | Lighting Kits | [49 empty] | <a href="https://assets.lutron.com/a/documents/3685841b_tled%20esell%20sheet_v6.pdf" target="_blank">Manufacturer Brochure</a> | [216 empty] | 20.000 DW | [92 empty] | 1.000 EA | 1.000 EA | [35 empty] | No | [42 empty] | https://assets.lutron.com/a/documents/lutron_cflex_spec_sheet.pdf | [7 empty] | Shelf Stock | [39 empty] | 39111821 | [6 empty] | <a href="https://lutron.widen.net/content/6lqm8qbelw/mp4/Ecom_C-Flex_Upgrading-Fluorescents-to-LEDs.mp4" target="_blank">Product Video Clip</a> | [26 empty] | 0 | 0 | 0 | 0 | Lighting Fixtures | 2024-05-20 11:27 | 2024-07-20 11:42 | 0000-00-00 00:00:00 | 2024-07-20 11:42 | 0000-00-00 00:00:00
0 | Lutron Electronics | 3LD2T5-3M30-1 | 4460-15901 | 4460 | 15901 | Lutron Electronics | 3LD4T5-3M35-1.jpeg?w=1500 | 784276320795 | CFLEX RPT52FT3L8303WMG2 | Lutron Ballast Retrofit Kit by C-Flex: T5, 2FT, 3-Lamp (Single Kit), 3000K, 3-Wire Driver, 1% Dimming, 3LD2T5-3M30-1 | [53 empty] | 0 | 0 | 0 | [6 empty] | 0 | 1 | 1 | EA | 1 | [78 empty] | <a href="https://assets.lutron.com/a/documents/3685841b_tled%20esell%20sheet_v6.pdf" target="_blank">Manufacturer Brochure</a> | [216 empty] | 20.000 DW | [92 empty] | 1.000 EA | 1.000 EA | [35 empty] | No | [42 empty] | https://assets.lutron.com/a/documents/lutron_cflex_spec_sheet.pdf | [7 empty] | Shelf Stock | [46 empty] | <a href="https://lutron.widen.net/content/6lqm8qbelw/mp4/Ecom_C-Flex_Upgrading-Fluorescents-to-LEDs.mp4" target="_blank">Product Video Clip</a> | [26 empty] | 0 | 0 | 0 | 0 |  | 2024-05-20 11:27 | 2024-07-20 11:42 | 0000-00-00 00:00:00 | 2024-07-20 11:42 | 0000-00-00 00:00:00
1 | Lutron Electronics | 3LDPCAH-1K30-1 | 4460-15902 | 4460 | 15902 | Lutron Electronics | 3LDPCA-1K35-1.jpeg?w=1500 | 784276316934 | CFLEX RPG24Q242H1L8303WKG2 | Lutron Ballast Retrofit Kit by C-Flex: Round High Power/Output CFL w/ Arm, 1-Lamp (Single Kit), 3000K, 3-Wire Driver, 1% Dimming, ELDPCAH-1K30-1 | [53 empty] | 0 | 0 | 0 | [6 empty] | 0 | 1 | 1 | EA | 1 | Specialty Items | [27 empty] | Lighting Kits | [49 empty] | <a href="https://assets.lutron.com/a/documents/3685841b_tled%20esell%20sheet_v6.pdf" target="_blank">Manufacturer Brochure</a> | [216 empty] | 20.000 DW | [92 empty] | 1.000 EA | 1.000 EA | [35 empty] | No | [42 empty] | https://assets.lutron.com/a/documents/lutron_cflex_spec_sheet.pdf | [7 empty] | Shelf Stock | [39 empty] | 39111821 | [6 empty] | <a href="https://lutron.widen.net/content/6lqm8qbelw/mp4/Ecom_C-Flex_Upgrading-Fluorescents-to-LEDs.mp4" target="_blank">Product Video Clip</a> | [26 empty] | 0 | 0 | 0 | 0 | Lighting Fixtures | 2024-05-20 11:27 | 2024-07-20 11:42 | 0000-00-00 00:00:00 | 2024-07-20 11:42 | 0000-00-00 00:00:00
1 | Lutron Electronics | 3LDRCA-1C40-1 | 4460-15903 | 4460 | 15903 | Lutron Electronics | 3LDRCA-1C35-1.jpeg?w=1500 | 784276317450 | CFLEX RPG24Q132H1L8403WKNG2 | Lutron Ballast Retrofit Kit by C-Flex: Round CFL Adapter Arm, 1-Lamp (Single Kit), 4000K, 3-Wire Driver, 1% Dimming, 3LDRCA-1C40-1 | [53 empty] | 0 | 0 | 0 | [6 empty] | 0 | 1 | 1 | EA | 1 | Specialty Items | [27 empty] | Lighting Kits | [49 empty] | <a href="https://assets.lutron.com/a/documents/3685841b_tled%20esell%20sheet_v6.pdf" target="_blank">Manufacturer Brochure</a> | [216 empty] | 20.000 DW | [92 empty] | 1.000 EA | 1.000 EA | [35 empty] | No | [42 empty] | https://assets.lutron.com/a/documents/lutron_cflex_spec_sheet.pdf | [7 empty] | Shelf Stock | [39 empty] | 39111821 | [6 empty] | <a href="https://lutron.widen.net/content/6lqm8qbelw/mp4/Ecom_C-Flex_Upgrading-Fluorescents-to-LEDs.mp4" target="_blank">Product Video Clip</a> | [26 empty] | 0 | 0 | 0 | 0 | Lighting Fixtures | 2024-05-20 11:27 | 2024-07-20 11:42 | 0000-00-00 00:00:00 | 2024-07-20 11:42 | 0000-00-00 00:00:00
1 | Lutron Electronics | 3LDPCF-1C40-1 | 4460-15904 | 4460 | 15904 | Lutron Electronics | 3LDPCF-1C35-1.jpeg?w=1500 | 784276317634 | CFLEX RPG24Q142V1L8403WKNG2 | Lutron Ballast Retrofit Kit by C-Flex: Round High Power CFL, 1-Lamp (Single Kit), 4000K, 3-Wire Driver, 1% Dimming, 3LDPCF-1C40-1 | [53 empty] | 0 | 0 | 0 | [6 empty] | 0 | 1 | 1 | EA | 1 | Specialty Items | [27 empty] | Lighting Kits | [49 empty] | <a href="https://assets.lutron.com/a/documents/3685841b_tled%20esell%20sheet_v6.pdf" target="_blank">Manufacturer Brochure</a> | [216 empty] | 20.000 DW | [92 empty] | 1.000 EA | 1.000 EA | [35 empty] | No | [42 empty] | https://assets.lutron.com/a/documents/lutron_cflex_spec_sheet.pdf | [7 empty] | Shelf Stock | [39 empty] | 39111821 | [6 empty] | <a href="https://lutron.widen.net/content/6lqm8qbelw/mp4/Ecom_C-Flex_Upgrading-Fluorescents-to-LEDs.mp4" target="_blank">Product Video Clip</a> | [26 empty] | 0 | 0 | 0 | 0 | Lighting Fixtures | 2024-05-20 11:27 | 2024-07-20 11:42 | 0000-00-00 00:00:00 | 2024-07-20 11:42 | 0000-00-00 00:00:00
1 | Lutron Electronics | 3LDRCF-1C35-24 | 4460-15905 | 4460 | 15905 | Lutron Electronics | 3LDRCF-1C35-1.jpeg?w=1500 | 784276319621 | CFLEX RPG24Q132V1L8353WKNG2 | Lutron Ballast Retrofit Kit by C-Flex: Round CFL, 1-Lamp (Case of 24 Kits), 3500K, 3-Wire Driver, 1% Dimming, 3LDRCF-1C35-24 | [53 empty] | 0 | 0 | 0 | [6 empty] | 0 | 1 | 1 | EA | 1 | Specialty Items | [27 empty] | Lighting Kits | [49 empty] | <a href="https://assets.lutron.com/a/documents/3685841b_tled%20esell%20sheet_v6.pdf" target="_blank">Manufacturer Brochure</a> | [216 empty] | 20.000 DW | [92 empty] | 1.000 EA | 1.000 EA | [35 empty] | No | [42 empty] | https://assets.lutron.com/a/documents/lutron_cflex_spec_sheet.pdf | [7 empty] | Shelf Stock | [39 empty] | 39111821 | [6 empty] | <a href="https://lutron.widen.net/content/6lqm8qbelw/mp4/Ecom_C-Flex_Upgrading-Fluorescents-to-LEDs.mp4" target="_blank">Product Video Clip</a> | [26 empty] | 0 | 0 | 0 | 0 | Lighting Fixtures | 2024-05-20 11:27 | 2024-07-20 11:42 | 0000-00-00 00:00:00 | 2024-07-20 11:42 | 0000-00-00 00:00:00
1 | Lutron Electronics | 3LDPCA-1C40-24 | 4460-15906 | 4460 | 15906 | Lutron Electronics | 3LDPCA-1C35-1.jpeg?w=1500 | 784276319836 | CFLEX RPG24Q142H1L8403WKNG2 | Lutron Ballast Retrofit Kit by C-Flex: Round High Power CFL w/ Arm, 1-Lamp (Case of 24 Kits), 4000K, 3-Wire Driver, 1% Dimming, 3LDPCA-1C40-24 | [53 empty] | 0 | 0 | 0 | [6 empty] | 0 | 1 | 1 | EA | 1 | Specialty Items | [27 empty] | Lighting Kits | [49 empty] | <a href="https://assets.lutron.com/a/documents/3685841b_tled%20esell%20sheet_v6.pdf" target="_blank">Manufacturer Brochure</a> | [216 empty] | 20.000 DW | [92 empty] | 1.000 EA | 1.000 EA | [35 empty] | No | [42 empty] | https://assets.lutron.com/a/documents/lutron_cflex_spec_sheet.pdf | [7 empty] | Shelf Stock | [39 empty] | 39111821 | [6 empty] | <a href="https://lutron.widen.net/content/6lqm8qbelw/mp4/Ecom_C-Flex_Upgrading-Fluorescents-to-LEDs.mp4" target="_blank">Product Video Clip</a> | [26 empty] | 0 | 0 | 0 | 0 | Lighting Fixtures | 2024-05-20 11:27 | 2024-07-20 11:42 | 0000-00-00 00:00:00 | 2024-07-20 11:42 | 0000-00-00 00:00:00
1 | Lutron Electronics | RRST-ANF-CS | 4460-15907 | 4460 | 15907 | Lutron Electronics | RRST-ANF-CS | 784276312288 | Avail Jul 23 2024-TEMP MODEL | Lutron RadioRA 3 Sunnata Touch Fan Control, 4-Speed, 1.5A Paddle Fan, AC Motor, Single Pole, Neutral Required, 120V, RRST-ANF-CS, Cobblestone |  | 2.4 | 4.6 | [50 empty] | 0 | 0 | 0 | [6 empty] | 0 | 1 | 1 | EA | 1 | Lighting Controls | [27 empty] | Other Lighting Controls | [266 empty] | 15.000 DW |  |  | 2.4000 IN | [89 empty] | 1.000 EA | 1.000 EA | [35 empty] | No | [50 empty] | Shelf Stock | [39 empty] | 52161525 | [18 empty] | 0.300 L | [14 empty] | 0 | 0 | 0 | 0 | Lighting Fixtures | 2024-05-20 11:27 | 2024-07-20 11:44 | 0000-00-00 00:00:00 | 2024-07-20 11:44 | 0000-00-00 00:00:00
1 | Lutron Electronics | RRST-ANF-LG | 4460-15908 | 4460 | 15908 | Lutron Electronics | RRST-ANF-LG | 784276312332 | Avail Jul 23 2024-TEMP MODEL | Lutron RadioRA 3 Sunnata Touch Fan Control, 4-Speed, 1.5A Paddle Fan, AC Motor, Single Pole, Neutral Required, 120V, RRST-ANF-LG, Lunar Gray |  | 2.4 | 4.6 | [50 empty] | 0 | 0 | 0 | [6 empty] | 0 | 1 | 1 | EA | 1 | Lighting Controls | [27 empty] | Other Lighting Controls | [266 empty] | 15.000 DW |  |  | 2.4000 IN | [89 empty] | 1.000 EA | 1.000 EA | [35 empty] | No | [50 empty] | Shelf Stock | [39 empty] | 52161525 | [18 empty] | 0.300 L | [14 empty] | 0 | 0 | 0 | 0 | Lighting Fixtures | 2024-05-20 11:27 | 2024-07-20 11:40 | 0000-00-00 00:00:00 | 2024-07-20 11:40 | 0000-00-00 00:00:00
1 | Lutron Electronics | RRST-ANF-PM | 4460-15909 | 4460 | 15909 | Lutron Electronics | RRST-ANF-PM | 784276312370 | Avail Jul 23 2024-TEMP MODEL | Lutron RadioRA 3 Sunnata Touch Fan Control, 4-Speed, 1.5A Paddle Fan, AC Motor, Single Pole, Neutral Required, 120V, RRST-ANF-PM, Pumice |  | 2.4 | 4.6 | [50 empty] | 0 | 0 | 0 | [6 empty] | 0 | 1 | 1 | EA | 1 | Lighting Controls | [27 empty] | Other Lighting Controls | [266 empty] | 15.000 DW |  |  | 2.4000 IN | [89 empty] | 1.000 EA | 1.000 EA | [35 empty] | No | [50 empty] | Shelf Stock | [39 empty] | 52161525 | [18 empty] | 0.300 L | [14 empty] | 0 | 0 | 0 | 0 | Lighting Fixtures | 2024-05-20 11:27 | 2024-07-20 11:31 | 0000-00-00 00:00:00 | 2024-07-20 11:31 | 0000-00-00 00:00:00
1 | Lutron Electronics | ST-FSQ-N-RW | 4460-15910 | 4460 | 15910 | Lutron Electronics | ST-FSQ-N-RW | 784276312905 | Avail Jul 23 2024-TEMP MODEL | Lutron Sunnata Touch Fan Control, 4-Speed, 1.5A Paddle Fan, AC Motor, Single Pole, Neutral Required, 120V, ST-FSQN-RW, Architectural White | [53 empty] | 0 | 0 | 0 | [6 empty] | 0 | 1 | 1 | EA | 1 | Specialty Items | [27 empty] | Lighting Accessories | [266 empty] | 5.000 DW | [92 empty] | 1.000 EA | 1.000 EA | [35 empty] | No | [50 empty] | Shelf Stock | [39 empty] | 39122221 | [33 empty] | 0 | 0 | 0 | 0 | Lighting Fixtures | 2024-05-20 11:27 | 2024-07-20 11:42 | 0000-00-00 00:00:00 | 2024-07-20 11:42 | 0000-00-00 00:00:00
1 | Lutron Electronics | ST-FSQ-N-TF | 4460-15911 | 4460 | 15911 | Lutron Electronics | ST-FSQ-N-TF | 784276312950 | Avail Jul 23 2024-TEMP MODEL | Lutron Sunnata Touch Fan Control, 4-Speed, 1.5A Paddle Fan, AC Motor, Single Pole, Neutral Required, 120V, ST-FSQN-TF, Truffle | [53 empty] | 0 | 0 | 0 | [6 empty] | 0 | 1 | 1 | EA | 1 | Specialty Items | [27 empty] | Lighting Accessories | [266 empty] | 5.000 DW | [92 empty] | 1.000 EA | 1.000 EA | [35 empty] | No | [50 empty] | Shelf Stock | [39 empty] | 39122221 | [33 empty] | 0 | 0 | 0 | 0 | Lighting Fixtures | 2024-05-20 11:27 | 2024-07-20 11:42 | 0000-00-00 00:00:00 | 2024-07-20 11:42 | 0000-00-00 00:00:00
0 | Lutron Electronics | 3LD2T8-1M30-24 | 4460-15912 | 4460 | 15912 | Lutron Electronics | 3LD4T8-1M35-1.jpeg?w=1500 | 784276320665 | CFLEX RPT82FT1L8303WMG2 | Lutron Ballast Retrofit Kit by C-Flex: T8, 2FT, 1-Lamp (Case of 24 Kits), 3000K, 3-Wire Driver, 1% Dimming, 3LD2T8-1M30-24 | [53 empty] | 0 | 0 | 0 | [6 empty] | 0 | 1 | 1 | EA | 1 | [78 empty] | <a href="https://assets.lutron.com/a/documents/3685841b_tled%20esell%20sheet_v6.pdf" target="_blank">Manufacturer Brochure</a> | [216 empty] | 20.000 DW | [92 empty] | 1.000 EA | 1.000 EA | [35 empty] | No | [42 empty] | https://assets.lutron.com/a/documents/lutron_cflex_spec_sheet.pdf | [7 empty] | Shelf Stock | [46 empty] | <a href="https://lutron.widen.net/content/6lqm8qbelw/mp4/Ecom_C-Flex_Upgrading-Fluorescents-to-LEDs.mp4" target="_blank">Product Video Clip</a> | [26 empty] | 0 | 0 | 0 | 0 |  | 2024-05-20 11:28 | 2024-07-20 11:33 | 0000-00-00 00:00:00 | 2024-07-20 11:33 | 0000-00-00 00:00:00
0 | Lutron Electronics | 3LD2T8-1M35-24 | 4460-15913 | 4460 | 15913 | Lutron Electronics | 3LD4T8-1M35-1.jpeg?w=1500 | 784276320689 | CFLEX RPT82FT1L8353WMG2 | Lutron Ballast Retrofit Kit by C-Flex: T8, 2FT, 1-Lamp (Case of 24 Kits), 3500K, 3-Wire Driver, 1% Dimming, 3LD2T8-1M35-24 | [53 empty] | 0 | 0 | 0 | [6 empty] | 0 | 1 | 1 | EA | 1 | [78 empty] | <a href="https://assets.lutron.com/a/documents/3685841b_tled%20esell%20sheet_v6.pdf" target="_blank">Manufacturer Brochure</a> | [216 empty] | 20.000 DW | [92 empty] | 1.000 EA | 1.000 EA | [35 empty] | No | [42 empty] | https://assets.lutron.com/a/documents/lutron_cflex_spec_sheet.pdf | [7 empty] | Shelf Stock | [46 empty] | <a href="https://lutron.widen.net/content/6lqm8qbelw/mp4/Ecom_C-Flex_Upgrading-Fluorescents-to-LEDs.mp4" target="_blank">Product Video Clip</a> | [26 empty] | 0 | 0 | 0 | 0 |  | 2024-05-20 11:28 | 2024-07-20 11:33 | 0000-00-00 00:00:00 | 2024-07-20 11:33 | 0000-00-00 00:00:00
0 | Lutron Electronics | 3LD2T5-2M40-12 | 4460-15914 | 4460 | 15914 | Lutron Electronics | 3LD4T5-2M35-1.jpeg?w=1500 | 784276321327 | CFLEX RPT52FT2L8403WMG2 | Lutron Ballast Retrofit Kit by C-Flex: T5, 2FT, 2-Lamp (Case of 12 Kits), 4000K, 3-Wire Driver, 1% Dimming, 3LD2T5-2M40-12 | [53 empty] | 0 | 0 | 0 | [6 empty] | 0 | 1 | 1 | EA | 1 | [78 empty] | <a href="https://assets.lutron.com/a/documents/3685841b_tled%20esell%20sheet_v6.pdf" target="_blank">Manufacturer Brochure</a> | [216 empty] | 20.000 DW | [92 empty] | 1.000 EA | 1.000 EA | [35 empty] | No | [42 empty] | https://assets.lutron.com/a/documents/lutron_cflex_spec_sheet.pdf | [7 empty] | Shelf Stock | [46 empty] | <a href="https://lutron.widen.net/content/6lqm8qbelw/mp4/Ecom_C-Flex_Upgrading-Fluorescents-to-LEDs.mp4" target="_blank">Product Video Clip</a> | [26 empty] | 0 | 0 | 0 | 0 |  | 2024-05-20 11:28 | 2024-07-20 11:33 | 0000-00-00 00:00:00 | 2024-07-20 11:33 | 0000-00-00 00:00:00
0 | Lutron Electronics | 3LD2T5-2M50-12 | 4460-15915 | 4460 | 15915 | Lutron Electronics | 3LD4T5-2M35-1.jpeg?w=1500 | 784276321334 | CFLEX RPT52FT2L8503WMG2 | Lutron Ballast Retrofit Kit by C-Flex: T5, 2FT, 2-Lamp (Case of 12 Kits), 5000K, 3-Wire Driver, 1% Dimming, 3LD2T5-2M50-12 | [53 empty] | 0 | 0 | 0 | [6 empty] | 0 | 1 | 1 | EA | 1 | [78 empty] | <a href="https://assets.lutron.com/a/documents/3685841b_tled%20esell%20sheet_v6.pdf" target="_blank">Manufacturer Brochure</a> | [216 empty] | 20.000 DW | [92 empty] | 1.000 EA | 1.000 EA | [35 empty] | No | [42 empty] | https://assets.lutron.com/a/documents/lutron_cflex_spec_sheet.pdf | [7 empty] | Shelf Stock | [46 empty] | <a href="https://lutron.widen.net/content/6lqm8qbelw/mp4/Ecom_C-Flex_Upgrading-Fluorescents-to-LEDs.mp4" target="_blank">Product Video Clip</a> | [26 empty] | 0 | 0 | 0 | 0 |  | 2024-05-20 11:28 | 2024-07-20 11:33 | 0000-00-00 00:00:00 | 2024-07-20 11:33 | 0000-00-00 00:00:00
0 | Lutron Electronics | 3LD2T5H-1M50-24 | 4460-15916 | 4460 | 15916 | Lutron Electronics | 3LD4T5-1M35-1.jpeg?w=1500 | 784276321471 | CFLEX RPT5HO2FT1L8503WMG2 | Lutron Ballast Retrofit Kit by C-Flex: T5H, 2FT, 1-Lamp (Case of 24 Kits), 5000K, 3-Wire Driver, 1% Dimming, 3LD2T5H-1M50-24 | [53 empty] | 0 | 0 | 0 | [6 empty] | 0 | 1 | 1 | EA | 1 | [78 empty] | <a href="https://assets.lutron.com/a/documents/3685841b_tled%20esell%20sheet_v6.pdf" target="_blank">Manufacturer Brochure</a> | [216 empty] | 20.000 DW | [92 empty] | 1.000 EA | 1.000 EA | [35 empty] | No | [42 empty] | https://assets.lutron.com/a/documents/lutron_cflex_spec_sheet.pdf | [7 empty] | Shelf Stock | [46 empty] | <a href="https://lutron.widen.net/content/6lqm8qbelw/mp4/Ecom_C-Flex_Upgrading-Fluorescents-to-LEDs.mp4" target="_blank">Product Video Clip</a> | [26 empty] | 0 | 0 | 0 | 0 |  | 2024-05-20 11:28 | 2024-07-20 11:33 | 0000-00-00 00:00:00 | 2024-07-20 11:33 | 0000-00-00 00:00:00
0 | Lutron Electronics | 3LD-TT-2M40-12 | 4460-15917 | 4460 | 15917 | Lutron Electronics | 3LD-TT-2M35-1.jpeg?w=1500 | 784276321846 | CFLEX RPPLL5.0K2L8403WMG2 | Lutron Ballast Retrofit Kit by C-Flex: Twin Tube (Biax), 2-Lamp (Case of 12 Kits), 4000K, 3-Wire Driver, 1% Dimming, 3LD-TT-2M40-12 | [53 empty] | 0 | 0 | 0 | [6 empty] | 0 | 1 | 1 | EA | 1 | [78 empty] | <a href="https://assets.lutron.com/a/documents/3685841b_tled%20esell%20sheet_v6.pdf" target="_blank">Manufacturer Brochure</a> | [216 empty] | 20.000 DW | [92 empty] | 1.000 EA | 1.000 EA | [35 empty] | No | [42 empty] | https://assets.lutron.com/a/documents/lutron_cflex_spec_sheet.pdf | [7 empty] | Shelf Stock | [46 empty] | <a href="https://lutron.widen.net/content/6lqm8qbelw/mp4/Ecom_C-Flex_Upgrading-Fluorescents-to-LEDs.mp4" target="_blank">Product Video Clip</a> | [26 empty] | 0 | 0 | 0 | 0 |  | 2024-05-20 11:28 | 2024-07-20 11:33 | 0000-00-00 00:00:00 | 2024-07-20 11:33 | 0000-00-00 00:00:00
0 | Lutron Electronics | 3LD-TT-2M50-12 | 4460-15918 | 4460 | 15918 | Lutron Electronics | 3LD-TT-2M35-1.jpeg?w=1500 | 784276321853 | CFLEX RPPLL5.0K2L8503WMG2 | Lutron Ballast Retrofit Kit by C-Flex: Twin Tube (Biax), 2-Lamp (Case of 12 Kits), 5000K, 3-Wire Driver, 1% Dimming, 3LD-TT-2M50-12 | [53 empty] | 0 | 0 | 0 | [6 empty] | 0 | 1 | 1 | EA | 1 | [78 empty] | <a href="https://assets.lutron.com/a/documents/3685841b_tled%20esell%20sheet_v6.pdf" target="_blank">Manufacturer Brochure</a> | [216 empty] | 20.000 DW | [92 empty] | 1.000 EA | 1.000 EA | [35 empty] | No | [42 empty] | https://assets.lutron.com/a/documents/lutron_cflex_spec_sheet.pdf | [7 empty] | Shelf Stock | [46 empty] | <a href="https://lutron.widen.net/content/6lqm8qbelw/mp4/Ecom_C-Flex_Upgrading-Fluorescents-to-LEDs.mp4" target="_blank">Product Video Clip</a> | [26 empty] | 0 | 0 | 0 | 0 |  | 2024-05-20 11:28 | 2024-07-20 11:33 | 0000-00-00 00:00:00 | 2024-07-20 11:33 | 0000-00-00 00:00:00
0 | Lutron Electronics | 3LD2T5H-3M35-1 | 4460-15919 | 4460 | 15919 | Lutron Electronics | 3LD4T5-3M35-1.jpeg?w=1500 | 784276316255 | CFLEX RPT5HO2FT3L8353WMG2 | Lutron Ballast Retrofit Kit by C-Flex: T5H, 2FT, 3-Lamp (Single Kit), 3500K, 3-Wire Driver, 1% Dimming, 3LD2T5H-3M35-1 | [53 empty] | 0 | 0 | 0 | [6 empty] | 0 | 1 | 1 | EA | 1 | [78 empty] | <a href="https://assets.lutron.com/a/documents/3685841b_tled%20esell%20sheet_v6.pdf" target="_blank">Manufacturer Brochure</a> | [216 empty] | 20.000 DW | [92 empty] | 1.000 EA | 1.000 EA | [35 empty] | No | [42 empty] | https://assets.lutron.com/a/documents/lutron_cflex_spec_sheet.pdf | [7 empty] | Shelf Stock | [46 empty] | <a href="https://lutron.widen.net/content/6lqm8qbelw/mp4/Ecom_C-Flex_Upgrading-Fluorescents-to-LEDs.mp4" target="_blank">Product Video Clip</a> | [26 empty] | 0 | 0 | 0 | 0 |  | 2024-05-20 11:28 | 2024-07-20 11:33 | 0000-00-00 00:00:00 | 2024-07-20 11:33 | 0000-00-00 00:00:00
0 | Lutron Electronics | 3LD3T8-1M40-1 | 4460-15920 | 4460 | 15920 | Lutron Electronics | 3LD4T8-1M35-1.jpeg?w=1500 | 784276318648 | CFLEX RPT83FT1L8403WMG2 | Lutron Ballast Retrofit Kit by C-Flex: T8, 3FT, 1-Lamp (Single Kit), 4000K, 3-Wire Driver, 1% Dimming, 3LD3T8-1M40-1 | [53 empty] | 0 | 0 | 0 | [6 empty] | 0 | 1 | 1 | EA | 1 | [78 empty] | <a href="https://assets.lutron.com/a/documents/3685841b_tled%20esell%20sheet_v6.pdf" target="_blank">Manufacturer Brochure</a> | [216 empty] | 20.000 DW | [92 empty] | 1.000 EA | 1.000 EA | [35 empty] | No | [42 empty] | https://assets.lutron.com/a/documents/lutron_cflex_spec_sheet.pdf | [7 empty] | Shelf Stock | [46 empty] | <a href="https://lutron.widen.net/content/6lqm8qbelw/mp4/Ecom_C-Flex_Upgrading-Fluorescents-to-LEDs.mp4" target="_blank">Product Video Clip</a> | [26 empty] | 0 | 0 | 0 | 0 |  | 2024-05-20 11:28 | 2024-07-20 11:33 | 0000-00-00 00:00:00 | 2024-07-20 11:33 | 0000-00-00 00:00:00
0 | Lutron Electronics | 3LD3T8-2M30-1 | 4460-15921 | 4460 | 15921 | Lutron Electronics | 3LD4T8-2M35-1.jpeg?w=1500 | 784276318686 | CFLEX RPT83FT2L8303WMG2 | Lutron Ballast Retrofit Kit by C-Flex: T8, 3FT, 2-Lamp (Single Kit), 3000K, 3-Wire Driver, 1% Dimming, 3LD3T8-2M30-1 | [53 empty] | 0 | 0 | 0 | [6 empty] | 0 | 1 | 1 | EA | 1 | [78 empty] | <a href="https://assets.lutron.com/a/documents/3685841b_tled%20esell%20sheet_v6.pdf" target="_blank">Manufacturer Brochure</a> | [216 empty] | 20.000 DW | [92 empty] | 1.000 EA | 1.000 EA | [35 empty] | No | [42 empty] | https://assets.lutron.com/a/documents/lutron_cflex_spec_sheet.pdf | [7 empty] | Shelf Stock | [46 empty] | <a href="https://lutron.widen.net/content/6lqm8qbelw/mp4/Ecom_C-Flex_Upgrading-Fluorescents-to-LEDs.mp4" target="_blank">Product Video Clip</a> | [26 empty] | 0 | 0 | 0 | 0 |  | 2024-05-20 11:28 | 2024-07-20 11:33 | 0000-00-00 00:00:00 | 2024-07-20 11:33 | 0000-00-00 00:00:00
0 | Lutron Electronics | 3LD2T5-1M35-1 | 4460-15922 | 4460 | 15922 | Lutron Electronics | 3LD4T5-1M35-1.jpeg?w=1500 | 784276319003 | CFLEX RPT52FT1L8353WMG2 | Lutron Ballast Retrofit Kit by C-Flex: T5, 2FT, 1-Lamp (Single Kit), 3500K, 3-Wire Driver, 1% Dimming, 3LD2T5-1M35-1 | [53 empty] | 0 | 0 | 0 | [6 empty] | 0 | 1 | 1 | EA | 1 | [78 empty] | <a href="https://assets.lutron.com/a/documents/3685841b_tled%20esell%20sheet_v6.pdf" target="_blank">Manufacturer Brochure</a> | [216 empty] | 20.000 DW | [92 empty] | 1.000 EA | 1.000 EA | [35 empty] | No | [42 empty] | https://assets.lutron.com/a/documents/lutron_cflex_spec_sheet.pdf | [7 empty] | Shelf Stock | [46 empty] | <a href="https://lutron.widen.net/content/6lqm8qbelw/mp4/Ecom_C-Flex_Upgrading-Fluorescents-to-LEDs.mp4" target="_blank">Product Video Clip</a> | [26 empty] | 0 | 0 | 0 | 0 |  | 2024-05-20 11:28 | 2024-07-20 11:33 | 0000-00-00 00:00:00 | 2024-07-20 11:33 | 0000-00-00 00:00:00
1 | Lutron Electronics | 3LDRCA-1K35-1 | 4460-15923 | 4460 | 15923 | Lutron Electronics | 3LDRCA-1K35-1.jpeg?w=1500 | 784276316897 | CFLEX RPG24Q132H1L8353WKG2 | Lutron Ballast Retrofit Kit by C-Flex: Round CFL Adapter Arm, 1-Lamp (Single Kit), 3500K, 3-Wire Driver, 1% Dimming, 3LDRCA-1K35-1 | [53 empty] | 0 | 0 | 0 | [6 empty] | 0 | 1 | 1 | EA | 1 | Specialty Items | [27 empty] | Lighting Kits | [49 empty] | <a href="https://assets.lutron.com/a/documents/3685841b_tled%20esell%20sheet_v6.pdf" target="_blank">Manufacturer Brochure</a> | [216 empty] | 20.000 DW | [92 empty] | 1.000 EA | 1.000 EA | [35 empty] | No | [42 empty] | https://assets.lutron.com/a/documents/lutron_cflex_spec_sheet.pdf | [7 empty] | Shelf Stock | [39 empty] | 39111821 | [6 empty] | <a href="https://lutron.widen.net/content/6lqm8qbelw/mp4/Ecom_C-Flex_Upgrading-Fluorescents-to-LEDs.mp4" target="_blank">Product Video Clip</a> | [26 empty] | 0 | 0 | 0 | 0 | Lighting Fixtures | 2024-05-20 11:28 | 2024-07-20 11:33 | 0000-00-00 00:00:00 | 2024-07-20 11:33 | 0000-00-00 00:00:00
1 | Lutron Electronics | 3LDVCF-2C30-1 | 4460-15924 | 4460 | 15924 | Lutron Electronics | 3LDVCF-2C35-1.jpeg?w=1500 | 784276317177 | CFLEX RPG24Q226V2L8303WKNG2 | Lutron Ballast Retrofit Kit by C-Flex: Vertical CFL, 2-Lamp (Single Kit), 3000K, 3-Wire Driver, 1% Dimming, 3LDVCF-2C30-1 | [53 empty] | 0 | 0 | 0 | [6 empty] | 0 | 1 | 1 | EA | 1 | Specialty Items | [27 empty] | Lighting Kits | [49 empty] | <a href="https://assets.lutron.com/a/documents/3685841b_tled%20esell%20sheet_v6.pdf" target="_blank">Manufacturer Brochure</a> | [216 empty] | 20.000 DW | [92 empty] | 1.000 EA | 1.000 EA | [35 empty] | No | [42 empty] | https://assets.lutron.com/a/documents/lutron_cflex_spec_sheet.pdf | [7 empty] | Shelf Stock | [39 empty] | 39111821 | [6 empty] | <a href="https://lutron.widen.net/content/6lqm8qbelw/mp4/Ecom_C-Flex_Upgrading-Fluorescents-to-LEDs.mp4" target="_blank">Product Video Clip</a> | [26 empty] | 0 | 0 | 0 | 0 | Lighting Fixtures | 2024-05-20 11:28 | 2024-07-20 11:33 | 0000-00-00 00:00:00 | 2024-07-20 11:33 | 0000-00-00 00:00:00
1 | Lutron Electronics | 3LDVCF-1C30-24 | 4460-15925 | 4460 | 15925 | Lutron Electronics | 3LDVCF-1C35-1.jpeg?w=1500 | 784276319362 | CFLEX RPG24Q126V1L8303WKNG2 | Lutron Ballast Retrofit Kit by C-Flex: Vertical CFL, 1-Lamp (Case of 24 Kits), 3000K, 3-Wire Driver, 1% Dimming, 3LDVCF-1C30-24 | [53 empty] | 0 | 0 | 0 | [6 empty] | 0 | 1 | 1 | EA | 1 | Specialty Items | [27 empty] | Lighting Kits | [49 empty] | <a href="https://assets.lutron.com/a/documents/3685841b_tled%20esell%20sheet_v6.pdf" target="_blank">Manufacturer Brochure</a> | [216 empty] | 20.000 DW | [92 empty] | 1.000 EA | 1.000 EA | [35 empty] | No | [42 empty] | https://assets.lutron.com/a/documents/lutron_cflex_spec_sheet.pdf | [7 empty] | Shelf Stock | [39 empty] | 39111821 | [6 empty] | <a href="https://lutron.widen.net/content/6lqm8qbelw/mp4/Ecom_C-Flex_Upgrading-Fluorescents-to-LEDs.mp4" target="_blank">Product Video Clip</a> | [26 empty] | 0 | 0 | 0 | 0 | Lighting Fixtures | 2024-05-20 11:28 | 2024-07-20 11:33 | 0000-00-00 00:00:00 | 2024-07-20 11:33 | 0000-00-00 00:00:00
1 | Lutron Electronics | 3LDVCF-1C35-24 | 4460-15926 | 4460 | 15926 | Lutron Electronics | 3LDVCF-1C35-1.jpeg?w=1500 | 784276319386 | CFLEX RPG24Q126V1L8353WKNG2 | Lutron Ballast Retrofit Kit by C-Flex: Vertical CFL, 1-Lamp (Case of 24 Kits), 3500K, 3-Wire Driver, 1% Dimming, 3LDVCF-1C35-24 | [53 empty] | 0 | 0 | 0 | [6 empty] | 0 | 1 | 1 | EA | 1 | Specialty Items | [27 empty] | Lighting Kits | [49 empty] | <a href="https://assets.lutron.com/a/documents/3685841b_tled%20esell%20sheet_v6.pdf" target="_blank">Manufacturer Brochure</a> | [216 empty] | 20.000 DW | [92 empty] | 1.000 EA | 1.000 EA | [35 empty] | No | [42 empty] | https://assets.lutron.com/a/documents/lutron_cflex_spec_sheet.pdf | [7 empty] | Shelf Stock | [39 empty] | 39111821 | [6 empty] | <a href="https://lutron.widen.net/content/6lqm8qbelw/mp4/Ecom_C-Flex_Upgrading-Fluorescents-to-LEDs.mp4" target="_blank">Product Video Clip</a> | [26 empty] | 0 | 0 | 0 | 0 | Lighting Fixtures | 2024-05-20 11:28 | 2024-07-20 11:33 | 0000-00-00 00:00:00 | 2024-07-20 11:33 | 0000-00-00 00:00:00
1 | Lutron Electronics | ST-FSQ-N-BL | 4460-15928 | 4460 | 15928 | Lutron Electronics | ST-FSQ-N-BL | 784276312745 | Avail Jul 23 2024-TEMP MODEL | Lutron Sunnata Touch Fan Control, 4-Speed, 1.5A Paddle Fan, AC Motor, Single Pole, Neutral Required, 120V, ST-FSQN-BL, Black | [53 empty] | 0 | 0 | 0 | [6 empty] | 0 | 1 | 1 | EA | 1 | Specialty Items | [27 empty] | Lighting Accessories | [266 empty] | 5.000 DW | [92 empty] | 1.000 EA | 1.000 EA | [35 empty] | No | [50 empty] | Shelf Stock | [39 empty] | 39122221 | [33 empty] | 0 | 0 | 0 | 0 | Lighting Fixtures | 2024-05-20 11:28 | 2024-07-20 11:33 | 0000-00-00 00:00:00 | 2024-07-20 11:33 | 0000-00-00 00:00:00 | [6 empty] | Black
1 | Lutron Electronics | ST-FSQ-N-IV | 4460-15929 | 4460 | 15929 | Lutron Electronics | ST-FSQ-N-IV | 784276312752 | Avail Jul 23 2024-TEMP MODEL | Lutron Sunnata Touch Fan Control, 4-Speed, 1.5A Paddle Fan, AC Motor, Single Pole, Neutral Required, 120V, ST-FSQN-IV, Ivory | [53 empty] | 0 | 0 | 0 | [6 empty] | 0 | 1 | 1 | EA | 1 | Specialty Items | [27 empty] | Lighting Accessories | [266 empty] | 5.000 DW | [92 empty] | 1.000 EA | 1.000 EA | [35 empty] | No | [50 empty] | Shelf Stock | [39 empty] | 39122221 | [33 empty] | 0 | 0 | 0 | 0 | Lighting Fixtures | 2024-05-20 11:28 | 2024-07-20 11:33 | 0000-00-00 00:00:00 | 2024-07-20 11:33 | 0000-00-00 00:00:00 | [6 empty] | Ivory
1 | Lutron Electronics | ST-FSQ-N-SA | 4460-15930 | 4460 | 15930 | Lutron Electronics | ST-FSQ-N-SA | 784276312912 | Avail Jul 23 2024-TEMP MODEL | Lutron Sunnata Touch Fan Control, 4-Speed, 1.5A Paddle Fan, AC Motor, Single Pole, Neutral Required, 120V, ST-FSQN-SA, Sage | [53 empty] | 0 | 0 | 0 | [6 empty] | 0 | 1 | 1 | EA | 1 | Specialty Items | [27 empty] | Lighting Accessories | [266 empty] | 5.000 DW | [92 empty] | 1.000 EA | 1.000 EA | [35 empty] | No | [50 empty] | Shelf Stock | [39 empty] | 39122221 | [33 empty] | 0 | 0 | 0 | 0 | Lighting Fixtures | 2024-05-20 11:28 | 2024-07-20 11:33 | 0000-00-00 00:00:00 | 2024-07-20 11:33 | 0000-00-00 00:00:00
0 | Lutron Electronics | 3LD2T8-2M50-12 | 4460-15931 | 4460 | 15931 | Lutron Electronics | 3LD4T8-2M35-1.jpeg?w=1500 | 784276320801 | CFLEX RPT82FT2L8503WMG2 | Lutron Ballast Retrofit Kit by C-Flex: T8, 2FT, 2-Lamp (Case of 12 Kits), 5000K, 3-Wire Driver, 1% Dimming, 3LD2T8-2M50-12 | [53 empty] | 0 | 0 | 0 | [6 empty] | 0 | 1 | 1 | EA | 1 | [78 empty] | <a href="https://assets.lutron.com/a/documents/3685841b_tled%20esell%20sheet_v6.pdf" target="_blank">Manufacturer Brochure</a> | [216 empty] | 20.000 DW | [92 empty] | 1.000 EA | 1.000 EA | [35 empty] | No | [42 empty] | https://assets.lutron.com/a/documents/lutron_cflex_spec_sheet.pdf | [7 empty] | Shelf Stock | [46 empty] | <a href="https://lutron.widen.net/content/6lqm8qbelw/mp4/Ecom_C-Flex_Upgrading-Fluorescents-to-LEDs.mp4" target="_blank">Product Video Clip</a> | [26 empty] | 0 | 0 | 0 | 0 |  | 2024-05-20 11:31 | 2024-07-20 11:38 | 0000-00-00 00:00:00 | 2024-07-20 11:38 | 0000-00-00 00:00:00
0 | Lutron Electronics | 3LD2T5-1M30-24 | 4460-15932 | 4460 | 15932 | Lutron Electronics | 3LD4T5-1M35-1.jpeg?w=1500 | 784276321266 | CFLEX RPT52FT1L8303WMG2 | Lutron Ballast Retrofit Kit by C-Flex: T5, 2FT, 1-Lamp (Case of 24 Kits), 3000K, 3-Wire Driver, 1% Dimming, 3LD2T5-1M30-24 | [53 empty] | 0 | 0 | 0 | [6 empty] | 0 | 1 | 1 | EA | 1 | [78 empty] | <a href="https://assets.lutron.com/a/documents/3685841b_tled%20esell%20sheet_v6.pdf" target="_blank">Manufacturer Brochure</a> | [216 empty] | 20.000 DW | [92 empty] | 1.000 EA | 1.000 EA | [35 empty] | No | [42 empty] | https://assets.lutron.com/a/documents/lutron_cflex_spec_sheet.pdf | [7 empty] | Shelf Stock | [46 empty] | <a href="https://lutron.widen.net/content/6lqm8qbelw/mp4/Ecom_C-Flex_Upgrading-Fluorescents-to-LEDs.mp4" target="_blank">Product Video Clip</a> | [26 empty] | 0 | 0 | 0 | 0 |  | 2024-05-20 11:31 | 2024-07-20 11:38 | 0000-00-00 00:00:00 | 2024-07-20 11:38 | 0000-00-00 00:00:00
0 | Lutron Electronics | 3LD3T5H-2M35-12 | 4460-15933 | 4460 | 15933 | Lutron Electronics | 3LD4T5-2M35-1.jpeg?w=1500 | 784276321617 | CFLEX RPT5HO3FT2L8353WMG2 | Lutron Ballast Retrofit Kit by C-Flex: T5H, 3FT, 2-Lamp (Case of 12 Kits), 3500K, 3-Wire Driver, 1% Dimming, 3LD3T5H-2M35-12 | [53 empty] | 0 | 0 | 0 | [6 empty] | 0 | 1 | 1 | EA | 1 | [78 empty] | <a href="https://assets.lutron.com/a/documents/3685841b_tled%20esell%20sheet_v6.pdf" target="_blank">Manufacturer Brochure</a> | [216 empty] | 20.000 DW | [92 empty] | 1.000 EA | 1.000 EA | [35 empty] | No | [42 empty] | https://assets.lutron.com/a/documents/lutron_cflex_spec_sheet.pdf | [7 empty] | Shelf Stock | [46 empty] | <a href="https://lutron.widen.net/content/6lqm8qbelw/mp4/Ecom_C-Flex_Upgrading-Fluorescents-to-LEDs.mp4" target="_blank">Product Video Clip</a> | [26 empty] | 0 | 0 | 0 | 0 |  | 2024-05-20 11:31 | 2024-07-20 11:38 | 0000-00-00 00:00:00 | 2024-07-20 11:38 | 0000-00-00 00:00:00
0 | Lutron Electronics | 3LD3T5H-2M50-12 | 4460-15934 | 4460 | 15934 | Lutron Electronics | 3LD4T5-2M35-1.jpeg?w=1500 | 784276321631 | CFLEX RPT5HO3FT2L8503WMG2 | Lutron Ballast Retrofit Kit by C-Flex: T5H, 3FT, 2-Lamp (Case of 12 Kits), 5000K, 3-Wire Driver, 1% Dimming, 3LD3T5H-2M50-12 | [53 empty] | 0 | 0 | 0 | [6 empty] | 0 | 1 | 1 | EA | 1 | [78 empty] | <a href="https://assets.lutron.com/a/documents/3685841b_tled%20esell%20sheet_v6.pdf" target="_blank">Manufacturer Brochure</a> | [216 empty] | 20.000 DW | [92 empty] | 1.000 EA | 1.000 EA | [35 empty] | No | [42 empty] | https://assets.lutron.com/a/documents/lutron_cflex_spec_sheet.pdf | [7 empty] | Shelf Stock | [46 empty] | <a href="https://lutron.widen.net/content/6lqm8qbelw/mp4/Ecom_C-Flex_Upgrading-Fluorescents-to-LEDs.mp4" target="_blank">Product Video Clip</a> | [26 empty] | 0 | 0 | 0 | 0 |  | 2024-05-20 11:31 | 2024-07-20 11:38 | 0000-00-00 00:00:00 | 2024-07-20 11:38 | 0000-00-00 00:00:00
0 | Lutron Electronics | 3LD4T5H-1M50-24 | 4460-15935 | 4460 | 15935 | Lutron Electronics | 3LD4T5-1M35-1.jpeg?w=1500 | 784276321686 | CFLEX RPT5HO4FT1L8503WMG2 | Lutron Ballast Retrofit Kit by C-Flex: T5H, 4FT, 1-Lamp (Case of 24 Kits), 5000K, 3-Wire Driver, 1% Dimming, 3LD4T5H-1M50-24 | [53 empty] | 0 | 0 | 0 | [6 empty] | 0 | 1 | 1 | EA | 1 | [78 empty] | <a href="https://assets.lutron.com/a/documents/3685841b_tled%20esell%20sheet_v6.pdf" target="_blank">Manufacturer Brochure</a> | [216 empty] | 20.000 DW | [92 empty] | 1.000 EA | 1.000 EA | [35 empty] | No | [42 empty] | https://assets.lutron.com/a/documents/lutron_cflex_spec_sheet.pdf | [7 empty] | Shelf Stock | [46 empty] | <a href="https://lutron.widen.net/content/6lqm8qbelw/mp4/Ecom_C-Flex_Upgrading-Fluorescents-to-LEDs.mp4" target="_blank">Product Video Clip</a> | [26 empty] | 0 | 0 | 0 | 0 |  | 2024-05-20 11:31 | 2024-07-20 11:38 | 0000-00-00 00:00:00 | 2024-07-20 11:38 | 0000-00-00 00:00:00
1 | Lutron Electronics | 3LD4T8H-1M30-24 | 4460-15936 | 4460 | 15936 | Lutron Electronics | 3LD4T8-3M35-1.jpeg?w=1500 | 784276321709 | CFLEX RPT8HO4FT1L8303WMG2 | Lutron Ballast Retrofit Kit by C-Flex: T8H, 4FT, 1-Lamp (Case of 24 Kits), 3000K, 3-Wire Driver, 1% Dimming, 3LD4T8H-1M30-24 | [53 empty] | 0 | 0 | 0 | [6 empty] | 0 | 1 | 1 | EA | 1 | Specialty Items | [27 empty] | Lighting Kits | [49 empty] | <a href="https://assets.lutron.com/a/documents/3685841b_tled%20esell%20sheet_v6.pdf" target="_blank">Manufacturer Brochure</a> | [216 empty] | 20.000 DW | [92 empty] | 1.000 EA | 1.000 EA | [35 empty] | No | [42 empty] | https://assets.lutron.com/a/documents/lutron_cflex_spec_sheet.pdf | [7 empty] | Shelf Stock | [39 empty] | 39111821 | [6 empty] | <a href="https://lutron.widen.net/content/6lqm8qbelw/mp4/Ecom_C-Flex_Upgrading-Fluorescents-to-LEDs.mp4" target="_blank">Product Video Clip</a> | [26 empty] | 0 | 0 | 0 | 0 | Lighting Fixtures | 2024-05-20 11:31 | 2024-07-20 11:38 | 0000-00-00 00:00:00 | 2024-07-20 11:38 | 0000-00-00 00:00:00
0 | Lutron Electronics | 3LD3T5H-3M50-1 | 4460-15937 | 4460 | 15937 | Lutron Electronics | 3LD4T5-3M35-1.jpeg?w=1500 | 784276316538 | CFLEX RPT5HO3FT3L8503WMG2 | Lutron Ballast Retrofit Kit by C-Flex: T5H, 3FT, 3-Lamp (Single Kit), 5000K, 3-Wire Driver, 1% Dimming, 3LD3T5H-3M50-1 | [53 empty] | 0 | 0 | 0 | [6 empty] | 0 | 1 | 1 | EA | 1 | [78 empty] | <a href="https://assets.lutron.com/a/documents/3685841b_tled%20esell%20sheet_v6.pdf" target="_blank">Manufacturer Brochure</a> | [216 empty] | 20.000 DW | [92 empty] | 1.000 EA | 1.000 EA | [35 empty] | No | [42 empty] | https://assets.lutron.com/a/documents/lutron_cflex_spec_sheet.pdf | [7 empty] | Shelf Stock | [46 empty] | <a href="https://lutron.widen.net/content/6lqm8qbelw/mp4/Ecom_C-Flex_Upgrading-Fluorescents-to-LEDs.mp4" target="_blank">Product Video Clip</a> | [26 empty] | 0 | 0 | 0 | 0 |  | 2024-05-20 11:31 | 2024-07-20 11:38 | 0000-00-00 00:00:00 | 2024-07-20 11:38 | 0000-00-00 00:00:00
1 | Lutron Electronics | 3LD4T8H-1M30-1 | 4460-15938 | 4460 | 15938 | Lutron Electronics | 3LD4T8-3M35-1.jpeg?w=1500 | 784276316590 | CFLEX RPT8HO4FT1L8303WMG2 | Lutron Ballast Retrofit Kit by C-Flex: T8H, 4FT, 1-Lamp (Case of 24 Kits), 3000K, 3-Wire Driver, 1% Dimming, 3LD4T8H-1M30-1 | [53 empty] | 0 | 0 | 0 | [6 empty] | 0 | 1 | 1 | EA | 1 | Specialty Items | [27 empty] | Lighting Kits | [49 empty] | <a href="https://assets.lutron.com/a/documents/3685841b_tled%20esell%20sheet_v6.pdf" target="_blank">Manufacturer Brochure</a> | [216 empty] | 20.000 DW | [92 empty] | 1.000 EA | 1.000 EA | [35 empty] | No | [42 empty] | https://assets.lutron.com/a/documents/lutron_cflex_spec_sheet.pdf | [7 empty] | Shelf Stock | [39 empty] | 39111821 | [6 empty] | <a href="https://lutron.widen.net/content/6lqm8qbelw/mp4/Ecom_C-Flex_Upgrading-Fluorescents-to-LEDs.mp4" target="_blank">Product Video Clip</a> | [26 empty] | 0 | 0 | 0 | 0 | Lighting Fixtures | 2024-05-20 11:31 | 2024-07-20 11:38 | 0000-00-00 00:00:00 | 2024-07-20 11:38 | 0000-00-00 00:00:00
0 | Lutron Electronics | 3LD2T8-1M30-1 | 4460-15939 | 4460 | 15939 | Lutron Electronics | 3LD4T8-1M35-1.jpeg?w=1500 | 784276318358 | CFLEX RPT82FT1L8303WMG2 | Lutron Ballast Retrofit Kit by C-Flex: T8, 2FT, 1-Lamp (Single Kit), 3000K, 3-Wire Driver, 1% Dimming, 3LD2T8-1M30-1 | [53 empty] | 0 | 0 | 0 | [6 empty] | 0 | 1 | 1 | EA | 1 | [78 empty] | <a href="https://assets.lutron.com/a/documents/3685841b_tled%20esell%20sheet_v6.pdf" target="_blank">Manufacturer Brochure</a> | [216 empty] | 20.000 DW | [92 empty] | 1.000 EA | 1.000 EA | [35 empty] | No | [42 empty] | https://assets.lutron.com/a/documents/lutron_cflex_spec_sheet.pdf | [7 empty] | Shelf Stock | [46 empty] | <a href="https://lutron.widen.net/content/6lqm8qbelw/mp4/Ecom_C-Flex_Upgrading-Fluorescents-to-LEDs.mp4" target="_blank">Product Video Clip</a> | [26 empty] | 0 | 0 | 0 | 0 |  | 2024-05-20 11:31 | 2024-07-20 11:38 | 0000-00-00 00:00:00 | 2024-07-20 11:38 | 0000-00-00 00:00:00
0 | Lutron Electronics | 3LD2T5-1M30-1 | 4460-15940 | 4460 | 15940 | Lutron Electronics | 3LD4T5-1M35-1.jpeg?w=1500 | 784276318983 | CFLEX RPT52FT1L8303WMG2 | Lutron Ballast Retrofit Kit by C-Flex: T5, 2FT, 1-Lamp (Single Kit), 3000K, 3-Wire Driver, 1% Dimming, 3LD2T5-1M30-1 | [53 empty] | 0 | 0 | 0 | [6 empty] | 0 | 1 | 1 | EA | 1 | [78 empty] | <a href="https://assets.lutron.com/a/documents/3685841b_tled%20esell%20sheet_v6.pdf" target="_blank">Manufacturer Brochure</a> | [216 empty] | 20.000 DW | [92 empty] | 1.000 EA | 1.000 EA | [35 empty] | No | [42 empty] | https://assets.lutron.com/a/documents/lutron_cflex_spec_sheet.pdf | [7 empty] | Shelf Stock | [46 empty] | <a href="https://lutron.widen.net/content/6lqm8qbelw/mp4/Ecom_C-Flex_Upgrading-Fluorescents-to-LEDs.mp4" target="_blank">Product Video Clip</a> | [26 empty] | 0 | 0 | 0 | 0 |  | 2024-05-20 11:31 | 2024-07-20 11:38 | 0000-00-00 00:00:00 | 2024-07-20 11:38 | 0000-00-00 00:00:00
0 | Lutron Electronics | 3LD3T5-1M30-1 | 4460-15941 | 4460 | 15941 | Lutron Electronics | 3LD4T5-1M35-1.jpeg?w=1500 | 784276319157 | CFLEX RPT53FT1L8303WMG2 | Lutron Ballast Retrofit Kit by C-Flex: T5, 3FT, 1-Lamp (Single Kit), 3000K, 3-Wire Driver, 1% Dimming, 3LD3T5-1M30-1 | [53 empty] | 0 | 0 | 0 | [6 empty] | 0 | 1 | 1 | EA | 1 | [78 empty] | <a href="https://assets.lutron.com/a/documents/3685841b_tled%20esell%20sheet_v6.pdf" target="_blank">Manufacturer Brochure</a> | [216 empty] | 20.000 DW | [92 empty] | 1.000 EA | 1.000 EA | [35 empty] | No | [42 empty] | https://assets.lutron.com/a/documents/lutron_cflex_spec_sheet.pdf | [7 empty] | Shelf Stock | [46 empty] | <a href="https://lutron.widen.net/content/6lqm8qbelw/mp4/Ecom_C-Flex_Upgrading-Fluorescents-to-LEDs.mp4" target="_blank">Product Video Clip</a> | [26 empty] | 0 | 0 | 0 | 0 |  | 2024-05-20 11:31 | 2024-07-20 11:38 | 0000-00-00 00:00:00 | 2024-07-20 11:38 | 0000-00-00 00:00:00
0 | Lutron Electronics | 3LD3T5-3M35-1 | 4460-15942 | 4460 | 15942 | Lutron Electronics | 3LD4T5-3M35-1.jpeg?w=1500 | 784276320894 | CFLEX RPT53FT3L8353WMG2 | Lutron Ballast Retrofit Kit by C-Flex: T5H, 3FT, 3-Lamp (Single Kit), 3500K, 3-Wire Driver, 1% Dimming, 3LD3T5H-3M35-1 | [53 empty] | 0 | 0 | 0 | [6 empty] | 0 | 1 | 1 | EA | 1 | [78 empty] | <a href="https://assets.lutron.com/a/documents/3685841b_tled%20esell%20sheet_v6.pdf" target="_blank">Manufacturer Brochure</a> | [216 empty] | 20.000 DW | [92 empty] | 1.000 EA | 1.000 EA | [35 empty] | No | [42 empty] | https://assets.lutron.com/a/documents/lutron_cflex_spec_sheet.pdf | [7 empty] | Shelf Stock | [46 empty] | <a href="https://lutron.widen.net/content/6lqm8qbelw/mp4/Ecom_C-Flex_Upgrading-Fluorescents-to-LEDs.mp4" target="_blank">Product Video Clip</a> | [26 empty] | 0 | 0 | 0 | 0 |  | 2024-05-20 11:31 | 2024-07-20 11:38 | 0000-00-00 00:00:00 | 2024-07-20 11:38 | 0000-00-00 00:00:00
1 | Lutron Electronics | 3LDVCF-1C40-1 | 4460-15943 | 4460 | 15943 | Lutron Electronics | 3LDVCF-1C35-1.jpeg?w=1500 | 784276317153 | CFLEX RPG24Q126V1L8403WKNG2 | Lutron Ballast Retrofit Kit by C-Flex: Vertical CFL, 1-Lamp (Single Kit), 4000K, 3-Wire Driver, 1% Dimming, 3LDVCF-1C40-1 | [53 empty] | 0 | 0 | 0 | [6 empty] | 0 | 1 | 1 | EA | 1 | Specialty Items | [27 empty] | Lighting Kits | [49 empty] | <a href="https://assets.lutron.com/a/documents/3685841b_tled%20esell%20sheet_v6.pdf" target="_blank">Manufacturer Brochure</a> | [216 empty] | 20.000 DW | [92 empty] | 1.000 EA | 1.000 EA | [35 empty] | No | [42 empty] | https://assets.lutron.com/a/documents/lutron_cflex_spec_sheet.pdf | [7 empty] | Shelf Stock | [39 empty] | 39111821 | [6 empty] | <a href="https://lutron.widen.net/content/6lqm8qbelw/mp4/Ecom_C-Flex_Upgrading-Fluorescents-to-LEDs.mp4" target="_blank">Product Video Clip</a> | [26 empty] | 0 | 0 | 0 | 0 | Lighting Fixtures | 2024-05-20 11:31 | 2024-07-20 11:38 | 0000-00-00 00:00:00 | 2024-07-20 11:38 | 0000-00-00 00:00:00
1 | Lutron Electronics | 3LDHCF-2C35-1 | 4460-15944 | 4460 | 15944 | Lutron Electronics | 3LDHCF-2C35-1.jpeg?w=1500 | 784276317313 | CFLEX RPG24Q226H2L8353WKNG2 | Lutron Ballast Retrofit Kit by C-Flex: Horizontal CFL, 2-Lamp (Single Kit), 3500K, 3-Wire Driver, 1% Dimming, 3LDHCF-2C35-1 | [53 empty] | 0 | 0 | 0 | [6 empty] | 0 | 1 | 1 | EA | 1 | Specialty Items | [27 empty] | Lighting Kits | [49 empty] | <a href="https://assets.lutron.com/a/documents/3685841b_tled%20esell%20sheet_v6.pdf" target="_blank">Manufacturer Brochure</a> | [216 empty] | 20.000 DW | [92 empty] | 1.000 EA | 1.000 EA | [35 empty] | No | [42 empty] | https://assets.lutron.com/a/documents/lutron_cflex_spec_sheet.pdf | [7 empty] | Shelf Stock | [39 empty] | 39111821 | [6 empty] | <a href="https://lutron.widen.net/content/6lqm8qbelw/mp4/Ecom_C-Flex_Upgrading-Fluorescents-to-LEDs.mp4" target="_blank">Product Video Clip</a> | [26 empty] | 0 | 0 | 0 | 0 | Lighting Fixtures | 2024-05-20 11:31 | 2024-07-20 11:38 | 0000-00-00 00:00:00 | 2024-07-20 11:38 | 0000-00-00 00:00:00
1 | Lutron Electronics | 3LDRCF-1C30-1 | 4460-15945 | 4460 | 15945 | Lutron Electronics | 3LDRCF-1C35-1.jpeg?w=1500 | 784276317351 | CFLEX RPG24Q132V1L8303WKNG2 | Lutron Ballast Retrofit Kit by C-Flex: Round CFL, 1-Lamp (Single Kit), 3000K, 3-Wire Driver, 1% Dimming, 3LDRCF-1C30-1 | [53 empty] | 0 | 0 | 0 | [6 empty] | 0 | 1 | 1 | EA | 1 | Specialty Items | [27 empty] | Lighting Kits | [49 empty] | <a href="https://assets.lutron.com/a/documents/3685841b_tled%20esell%20sheet_v6.pdf" target="_blank">Manufacturer Brochure</a> | [216 empty] | 20.000 DW | [92 empty] | 1.000 EA | 1.000 EA | [35 empty] | No | [42 empty] | https://assets.lutron.com/a/documents/lutron_cflex_spec_sheet.pdf | [7 empty] | Shelf Stock | [39 empty] | 39111821 | [6 empty] | <a href="https://lutron.widen.net/content/6lqm8qbelw/mp4/Ecom_C-Flex_Upgrading-Fluorescents-to-LEDs.mp4" target="_blank">Product Video Clip</a> | [26 empty] | 0 | 0 | 0 | 0 | Lighting Fixtures | 2024-05-20 11:31 | 2024-07-20 11:38 | 0000-00-00 00:00:00 | 2024-07-20 11:38 | 0000-00-00 00:00:00
1 | Lutron Electronics | RRST-ANF-SR | 4460-15946 | 4460 | 15946 | Lutron Electronics | RRST-ANF-SR | 784276312424 | Avail Jul 23 2024-TEMP MODEL | Lutron RadioRA 3 Sunnata Touch Fan Control, 4-Speed, 1.5A Paddle Fan, AC Motor, Single Pole, Neutral Required, 120V, RRST-ANF-SR, Signal Red |  | 2.4 | 4.6 | [50 empty] | 0 | 0 | 0 | [6 empty] | 0 | 1 | 1 | EA | 1 | Lighting Controls | [27 empty] | Other Lighting Controls | [266 empty] | 15.000 DW |  |  | 2.4000 IN | [89 empty] | 1.000 EA | 1.000 EA | [35 empty] | No | [50 empty] | Shelf Stock | [39 empty] | 52161525 | [18 empty] | 0.300 L | [14 empty] | 0 | 0 | 0 | 0 | Lighting Fixtures | 2024-05-20 11:31 | 2024-07-20 11:42 | 0000-00-00 00:00:00 | 2024-07-20 11:42 | 0000-00-00 00:00:00
0 | Lutron Electronics | 3LD3T8-1M30-24 | 4460-15947 | 4460 | 15947 | Lutron Electronics | 3LD4T8-1M35-1.jpeg?w=1500 | 784276320900 | CFLEX RPT83FT1L8303WMG2 | Lutron Ballast Retrofit Kit by C-Flex: T8, 3FT, 1-Lamp (Case of 24 Kits), 3000K, 3-Wire, 1% Dimming, 3LD3T8-1M30-24 | [53 empty] | 0 | 0 | 0 | [6 empty] | 0 | 1 | 1 | EA | 1 | [78 empty] | <a href="https://assets.lutron.com/a/documents/3685841b_tled%20esell%20sheet_v6.pdf" target="_blank">Manufacturer Brochure</a> | [216 empty] | 20.000 DW | [92 empty] | 1.000 EA | 1.000 EA | [35 empty] | No | [42 empty] | https://assets.lutron.com/a/documents/lutron_cflex_spec_sheet.pdf | [7 empty] | Shelf Stock | [46 empty] | <a href="https://lutron.widen.net/content/6lqm8qbelw/mp4/Ecom_C-Flex_Upgrading-Fluorescents-to-LEDs.mp4" target="_blank">Product Video Clip</a> | [26 empty] | 0 | 0 | 0 | 0 |  | 2024-05-20 11:33 | 2024-07-20 11:35 | 0000-00-00 00:00:00 | 2024-07-20 11:35 | 0000-00-00 00:00:00
1 | Lutron Electronics | 3LD4T8-3M50-8 | 4460-15948 | 4460 | 15948 | Lutron Electronics | 3LD4T8-3M35-1.jpeg?w=1500 | 784276321242 | CFLEX RPT84FT3L8503WMG2 | Lutron Ballast Retrofit Kit by C-Flex: T8, 4FT, 3-Lamp (Case of 8 Kits), 5000K, 3-Wire Driver, 1% Dimming, 3LD4T8-3M50-8 | [53 empty] | 0 | 0 | 0 | [6 empty] | 0 | 1 | 1 | EA | 1 | Specialty Items | [27 empty] | Lighting Kits | [49 empty] | <a href="https://assets.lutron.com/a/documents/3685841b_tled%20esell%20sheet_v6.pdf" target="_blank">Manufacturer Brochure</a> | [216 empty] | 20.000 DW | [92 empty] | 1.000 EA | 1.000 EA | [35 empty] | No | [42 empty] | https://assets.lutron.com/a/documents/lutron_cflex_spec_sheet.pdf | [7 empty] | Shelf Stock | [39 empty] | 39111821 | [6 empty] | <a href="https://lutron.widen.net/content/6lqm8qbelw/mp4/Ecom_C-Flex_Upgrading-Fluorescents-to-LEDs.mp4" target="_blank">Product Video Clip</a> | [26 empty] | 0 | 0 | 0 | 0 | Lighting Fixtures | 2024-05-20 11:33 | 2024-07-20 11:35 | 0000-00-00 00:00:00 | 2024-07-20 11:35 | 0000-00-00 00:00:00
0 | Lutron Electronics | 3LD3T5-2M30-12 | 4460-15949 | 4460 | 15949 | Lutron Electronics | 3LD4T5-2M35-1.jpeg?w=1500 | 784276321389 | CFLEX RPT53FT2L8303WMG2 | Lutron Ballast Retrofit Kit by C-Flex: T5, 3FT, 2-Lamp (Case of 12 Kits), 3000K, 3-Wire Driver, 1% Dimming, 3LD3T5-2M30-12 | [53 empty] | 0 | 0 | 0 | [6 empty] | 0 | 1 | 1 | EA | 1 | [78 empty] | <a href="https://assets.lutron.com/a/documents/3685841b_tled%20esell%20sheet_v6.pdf" target="_blank">Manufacturer Brochure</a> | [216 empty] | 20.000 DW | [92 empty] | 1.000 EA | 1.000 EA | [35 empty] | No | [42 empty] | https://assets.lutron.com/a/documents/lutron_cflex_spec_sheet.pdf | [7 empty] | Shelf Stock | [46 empty] | <a href="https://lutron.widen.net/content/6lqm8qbelw/mp4/Ecom_C-Flex_Upgrading-Fluorescents-to-LEDs.mp4" target="_blank">Product Video Clip</a> | [26 empty] | 0 | 0 | 0 | 0 |  | 2024-05-20 11:33 | 2024-07-20 11:35 | 0000-00-00 00:00:00 | 2024-07-20 11:35 | 0000-00-00 00:00:00
0 | Lutron Electronics | 3LD3T5H-1M30-24 | 4460-15950 | 4460 | 15950 | Lutron Electronics | 3LD4T5-1M35-1.jpeg?w=1500 | 784276321563 | CFLEX RPT5HO3FT1L8303WMG2 | Lutron Ballast Retrofit Kit by C-Flex: T5H, 3FT, 1-Lamp (Case of 24 Kits), 3000K, 3-Wire Driver, 1% Dimming, 3LD3T5H-1M30-24 | [53 empty] | 0 | 0 | 0 | [6 empty] | 0 | 1 | 1 | EA | 1 | [78 empty] | <a href="https://assets.lutron.com/a/documents/3685841b_tled%20esell%20sheet_v6.pdf" target="_blank">Manufacturer Brochure</a> | [216 empty] | 20.000 DW | [92 empty] | 1.000 EA | 1.000 EA | [35 empty] | No | [42 empty] | https://assets.lutron.com/a/documents/lutron_cflex_spec_sheet.pdf | [7 empty] | Shelf Stock | [46 empty] | <a href="https://lutron.widen.net/content/6lqm8qbelw/mp4/Ecom_C-Flex_Upgrading-Fluorescents-to-LEDs.mp4" target="_blank">Product Video Clip</a> | [26 empty] | 0 | 0 | 0 | 0 |  | 2024-05-20 11:33 | 2024-07-20 11:35 | 0000-00-00 00:00:00 | 2024-07-20 11:35 | 0000-00-00 00:00:00
0 | Lutron Electronics | 3LD4T8H-2M30-12 | 4460-15951 | 4460 | 15951 | Lutron Electronics | 3LD4T8-2M35-1.jpeg?w=1500 | 784276321747 | CFLEX RPT8HO4FT2L8303WMG2 | Lutron Ballast Retrofit Kit by C-Flex: T8H, 4FT, 2-Lamp (Case of 12 Kits), 3000K, 3-Wire Driver, 1% Dimming, 3LD4T8H-2M30-12 | [53 empty] | 0 | 0 | 0 | [6 empty] | 0 | 1 | 1 | EA | 1 | [78 empty] | <a href="https://assets.lutron.com/a/documents/3685841b_tled%20esell%20sheet_v6.pdf" target="_blank">Manufacturer Brochure</a> | [216 empty] | 20.000 DW | [92 empty] | 1.000 EA | 1.000 EA | [35 empty] | No | [42 empty] | https://assets.lutron.com/a/documents/lutron_cflex_spec_sheet.pdf | [7 empty] | Shelf Stock | [46 empty] | <a href="https://lutron.widen.net/content/6lqm8qbelw/mp4/Ecom_C-Flex_Upgrading-Fluorescents-to-LEDs.mp4" target="_blank">Product Video Clip</a> | [26 empty] | 0 | 0 | 0 | 0 |  | 2024-05-20 11:33 | 2024-07-20 11:35 | 0000-00-00 00:00:00 | 2024-07-20 11:35 | 0000-00-00 00:00:00
0 | Lutron Electronics | 3LD3T5-3M40-8 | 4460-15952 | 4460 | 15952 | Lutron Electronics | 3LD4T5-3M35-1.jpeg?w=1500 | 784276322607 | CFLEX RPT53FT3L8403WMG2 | Lutron Ballast Retrofit Kit by C-Flex: T5H, 3FT, 3-Lamp (Case of 8 Kits), 4000K, 3-Wire Driver, 1% Dimming, 3LD3T5H-3M40-8 | [53 empty] | 0 | 0 | 0 | [6 empty] | 0 | 1 | 1 | EA | 1 | [78 empty] | <a href="https://assets.lutron.com/a/documents/3685841b_tled%20esell%20sheet_v6.pdf" target="_blank">Manufacturer Brochure</a> | [216 empty] | 20.000 DW | [92 empty] | 1.000 EA | 1.000 EA | [35 empty] | No | [42 empty] | https://assets.lutron.com/a/documents/lutron_cflex_spec_sheet.pdf | [7 empty] | Shelf Stock | [46 empty] | <a href="https://lutron.widen.net/content/6lqm8qbelw/mp4/Ecom_C-Flex_Upgrading-Fluorescents-to-LEDs.mp4" target="_blank">Product Video Clip</a> | [26 empty] | 0 | 0 | 0 | 0 |  | 2024-05-20 11:33 | 2024-07-20 11:35 | 0000-00-00 00:00:00 | 2024-07-20 11:35 | 0000-00-00 00:00:00
0 | Lutron Electronics | 3LD2T5H-2M30-1 | 4460-15953 | 4460 | 15953 | Lutron Electronics | 3LD4T5-2M35-1.jpeg?w=1500 | 784276316156 | CFLEX RPT5HO2FT2L8303WMG2 | Lutron Ballast Retrofit Kit by C-Flex: T5H, 2FT, 2-Lamp (Single Kit), 3000K, 3-Wire Driver, 1% Dimming, 3LD2T5H-2M30-1 | [53 empty] | 0 | 0 | 0 | [6 empty] | 0 | 1 | 1 | EA | 1 | [78 empty] | <a href="https://assets.lutron.com/a/documents/3685841b_tled%20esell%20sheet_v6.pdf" target="_blank">Manufacturer Brochure</a> | [216 empty] | 20.000 DW | [92 empty] | 1.000 EA | 1.000 EA | [35 empty] | No | [42 empty] | https://assets.lutron.com/a/documents/lutron_cflex_spec_sheet.pdf | [7 empty] | Shelf Stock | [46 empty] | <a href="https://lutron.widen.net/content/6lqm8qbelw/mp4/Ecom_C-Flex_Upgrading-Fluorescents-to-LEDs.mp4" target="_blank">Product Video Clip</a> | [26 empty] | 0 | 0 | 0 | 0 |  | 2024-05-20 11:33 | 2024-07-20 11:35 | 0000-00-00 00:00:00 | 2024-07-20 11:35 | 0000-00-00 00:00:00
0 | Lutron Electronics | 3LD3T5H-2M35-1 | 4460-15954 | 4460 | 15954 | Lutron Electronics | 3LD4T5-2M35-1.jpeg?w=1500 | 784276316415 | CFLEX RPT5HO3FT2L8353WMG2 | Lutron Ballast Retrofit Kit by C-Flex: T5H, 3FT, 2-Lamp (Single Kit), 3500K, 3-Wire Driver, 1% Dimming, 3LD3T5H-2M35-1 | [53 empty] | 0 | 0 | 0 | [6 empty] | 0 | 1 | 1 | EA | 1 | [78 empty] | <a href="https://assets.lutron.com/a/documents/3685841b_tled%20esell%20sheet_v6.pdf" target="_blank">Manufacturer Brochure</a> | [216 empty] | 20.000 DW | [92 empty] | 1.000 EA | 1.000 EA | [35 empty] | No | [42 empty] | https://assets.lutron.com/a/documents/lutron_cflex_spec_sheet.pdf | [7 empty] | Shelf Stock | [46 empty] | <a href="https://lutron.widen.net/content/6lqm8qbelw/mp4/Ecom_C-Flex_Upgrading-Fluorescents-to-LEDs.mp4" target="_blank">Product Video Clip</a> | [26 empty] | 0 | 0 | 0 | 0 |  | 2024-05-20 11:33 | 2024-07-20 11:35 | 0000-00-00 00:00:00 | 2024-07-20 11:35 | 0000-00-00 00:00:00
0 | Lutron Electronics | 3LD2T8-1M50-1 | 4460-15955 | 4460 | 15955 | Lutron Electronics | 3LD4T8-1M35-1.jpeg?w=1500 | 784276318419 | CFLEX RPT82FT1L8503WMG2 | Lutron Ballast Retrofit Kit by C-Flex: T8, 2FT, 1-Lamp (Single Kit), 5000K, 3-Wire Driver, 1% Dimming, 3LD2T8-1M50-1 | [53 empty] | 0 | 0 | 0 | [6 empty] | 0 | 1 | 1 | EA | 1 | [78 empty] | <a href="https://assets.lutron.com/a/documents/3685841b_tled%20esell%20sheet_v6.pdf" target="_blank">Manufacturer Brochure</a> | [216 empty] | 20.000 DW | [92 empty] | 1.000 EA | 1.000 EA | [35 empty] | No | [42 empty] | https://assets.lutron.com/a/documents/lutron_cflex_spec_sheet.pdf | [7 empty] | Shelf Stock | [46 empty] | <a href="https://lutron.widen.net/content/6lqm8qbelw/mp4/Ecom_C-Flex_Upgrading-Fluorescents-to-LEDs.mp4" target="_blank">Product Video Clip</a> | [26 empty] | 0 | 0 | 0 | 0 |  | 2024-05-20 11:33 | 2024-07-20 11:35 | 0000-00-00 00:00:00 | 2024-07-20 11:35 | 0000-00-00 00:00:00
0 | Lutron Electronics | 3LD3T8-3M50-1 | 4460-15956 | 4460 | 15956 | Lutron Electronics | 3LD4T8-3M35-1.jpeg?w=1500 | 784276318822 | CFLEX RPT83FT3L8503WMG2 | Lutron Ballast Retrofit Kit by C-Flex: T8, 3FT, 3-Lamp (Single Kit), 5000K, 3-Wire Driver, 1% Dimming, 3LD3T8-3M50-1 | [53 empty] | 0 | 0 | 0 | [6 empty] | 0 | 1 | 1 | EA | 1 | [78 empty] | <a href="https://assets.lutron.com/a/documents/3685841b_tled%20esell%20sheet_v6.pdf" target="_blank">Manufacturer Brochure</a> | [216 empty] | 20.000 DW | [92 empty] | 1.000 EA | 1.000 EA | [35 empty] | No | [42 empty] | https://assets.lutron.com/a/documents/lutron_cflex_spec_sheet.pdf | [7 empty] | Shelf Stock | [46 empty] | <a href="https://lutron.widen.net/content/6lqm8qbelw/mp4/Ecom_C-Flex_Upgrading-Fluorescents-to-LEDs.mp4" target="_blank">Product Video Clip</a> | [26 empty] | 0 | 0 | 0 | 0 |  | 2024-05-20 11:33 | 2024-07-20 11:35 | 0000-00-00 00:00:00 | 2024-07-20 11:35 | 0000-00-00 00:00:00
0 | Lutron Electronics | 3LD3T5-1M50-1 | 4460-15957 | 4460 | 15957 | Lutron Electronics | 3LD4T5-1M35-1.jpeg?w=1500 | 784276319225 | CFLEX RPT53FT1L8503WMG2 | Lutron Ballast Retrofit Kit by C-Flex: T5, 3FT, 1-Lamp (Single Kit), 5000K, 3-Wire Driver, 1% Dimming, 3LD3T5-1M50-1 | [53 empty] | 0 | 0 | 0 | [6 empty] | 0 | 1 | 1 | EA | 1 | [78 empty] | <a href="https://assets.lutron.com/a/documents/3685841b_tled%20esell%20sheet_v6.pdf" target="_blank">Manufacturer Brochure</a> | [216 empty] | 20.000 DW | [92 empty] | 1.000 EA | 1.000 EA | [35 empty] | No | [42 empty] | https://assets.lutron.com/a/documents/lutron_cflex_spec_sheet.pdf | [7 empty] | Shelf Stock | [46 empty] | <a href="https://lutron.widen.net/content/6lqm8qbelw/mp4/Ecom_C-Flex_Upgrading-Fluorescents-to-LEDs.mp4" target="_blank">Product Video Clip</a> | [26 empty] | 0 | 0 | 0 | 0 |  | 2024-05-20 11:33 | 2024-07-20 11:35 | 0000-00-00 00:00:00 | 2024-07-20 11:35 | 0000-00-00 00:00:00
0 | Lutron Electronics | 3LD2T5-3M40-1 | 4460-15958 | 4460 | 15958 | Lutron Electronics | 3LD4T5-3M35-1.jpeg?w=1500 | 784276320832 | CFLEX RPT52FT3L8403WMG2 | Lutron Ballast Retrofit Kit by C-Flex: T5, 2FT, 3-Lamp (Single Kit), 4000K, 3-Wire Driver, 1% Dimming, 3LD2T5-3M40-1 | [53 empty] | 0 | 0 | 0 | [6 empty] | 0 | 1 | 1 | EA | 1 | [78 empty] | <a href="https://assets.lutron.com/a/documents/3685841b_tled%20esell%20sheet_v6.pdf" target="_blank">Manufacturer Brochure</a> | [216 empty] | 20.000 DW | [92 empty] | 1.000 EA | 1.000 EA | [35 empty] | No | [42 empty] | https://assets.lutron.com/a/documents/lutron_cflex_spec_sheet.pdf | [7 empty] | Shelf Stock | [46 empty] | <a href="https://lutron.widen.net/content/6lqm8qbelw/mp4/Ecom_C-Flex_Upgrading-Fluorescents-to-LEDs.mp4" target="_blank">Product Video Clip</a> | [26 empty] | 0 | 0 | 0 | 0 |  | 2024-05-20 11:33 | 2024-07-20 11:35 | 0000-00-00 00:00:00 | 2024-07-20 11:35 | 0000-00-00 00:00:00
1 | Lutron Electronics | 3LDPCF-1K30-1 | 4460-15959 | 4460 | 15959 | Lutron Electronics | 3LDPCF-1K35-1.jpeg?w=1500 | 784276317054 | CFLEX RPG24Q142V1L8303WKG2 | Lutron Ballast Retrofit Kit by C-Flex: Round High Power CFL, 1-Lamp (Single Kit), 3000K, 3-Wire Driver, 1% Dimming, 3LDPCF-1K30-1 | [53 empty] | 0 | 0 | 0 | [6 empty] | 0 | 1 | 1 | EA | 1 | Specialty Items | [27 empty] | Lighting Kits | [49 empty] | <a href="https://assets.lutron.com/a/documents/3685841b_tled%20esell%20sheet_v6.pdf" target="_blank">Manufacturer Brochure</a> | [216 empty] | 20.000 DW | [92 empty] | 1.000 EA | 1.000 EA | [35 empty] | No | [42 empty] | https://assets.lutron.com/a/documents/lutron_cflex_spec_sheet.pdf | [7 empty] | Shelf Stock | [39 empty] | 39111821 | [6 empty] | <a href="https://lutron.widen.net/content/6lqm8qbelw/mp4/Ecom_C-Flex_Upgrading-Fluorescents-to-LEDs.mp4" target="_blank">Product Video Clip</a> | [26 empty] | 0 | 0 | 0 | 0 | Lighting Fixtures | 2024-05-20 11:33 | 2024-07-20 11:35 | 0000-00-00 00:00:00 | 2024-07-20 11:35 | 0000-00-00 00:00:00
1 | Lutron Electronics | 3LDRCA-1C30-1 | 4460-15960 | 4460 | 15960 | Lutron Electronics | 3LDRCA-1C35-1.jpeg?w=1500 | 784276317412 | CFLEX RPG24Q132H1L8303WKNG2 | Lutron Ballast Retrofit Kit by C-Flex: Round CFL Adapter Arm, 1-Lamp (Single Kit), 3000K, 3-Wire Driver, 1% Dimming, 3LDRCA-1C30-1 | [53 empty] | 0 | 0 | 0 | [6 empty] | 0 | 1 | 1 | EA | 1 | Specialty Items | [27 empty] | Lighting Kits | [49 empty] | <a href="https://assets.lutron.com/a/documents/3685841b_tled%20esell%20sheet_v6.pdf" target="_blank">Manufacturer Brochure</a> | [216 empty] | 20.000 DW | [92 empty] | 1.000 EA | 1.000 EA | [35 empty] | No | [42 empty] | https://assets.lutron.com/a/documents/lutron_cflex_spec_sheet.pdf | [7 empty] | Shelf Stock | [39 empty] | 39111821 | [6 empty] | <a href="https://lutron.widen.net/content/6lqm8qbelw/mp4/Ecom_C-Flex_Upgrading-Fluorescents-to-LEDs.mp4" target="_blank">Product Video Clip</a> | [26 empty] | 0 | 0 | 0 | 0 | Lighting Fixtures | 2024-05-20 11:33 | 2024-07-20 11:35 | 0000-00-00 00:00:00 | 2024-07-20 11:35 | 0000-00-00 00:00:00
1 | Lutron Electronics | 3LDRCA-1K30-24 | 4460-15961 | 4460 | 15961 | Lutron Electronics | 3LDRCA-1K35-1.jpeg?w=1500 | 784276319164 | CFLEX RPG24Q132H1L8303WKG2 | Lutron Ballast Retrofit Kit by C-Flex: Round CFL Adapter Arm, 1-Lamp (Case of 24 Kits), 3000K, 3-Wire Driver, 1% Dimming, 3LDRCA-1K30-24 | [53 empty] | 0 | 0 | 0 | [6 empty] | 0 | 1 | 1 | EA | 1 | Specialty Items | [27 empty] | Lighting Kits | [49 empty] | <a href="https://assets.lutron.com/a/documents/3685841b_tled%20esell%20sheet_v6.pdf" target="_blank">Manufacturer Brochure</a> | [216 empty] | 20.000 DW | [92 empty] | 1.000 EA | 1.000 EA | [35 empty] | No | [42 empty] | https://assets.lutron.com/a/documents/lutron_cflex_spec_sheet.pdf | [7 empty] | Shelf Stock | [39 empty] | 39111821 | [6 empty] | <a href="https://lutron.widen.net/content/6lqm8qbelw/mp4/Ecom_C-Flex_Upgrading-Fluorescents-to-LEDs.mp4" target="_blank">Product Video Clip</a> | [26 empty] | 0 | 0 | 0 | 0 | Lighting Fixtures | 2024-05-20 11:33 | 2024-07-20 11:35 | 0000-00-00 00:00:00 | 2024-07-20 11:35 | 0000-00-00 00:00:00
1 | Lutron Electronics | 3LDHCF-2C40-12 | 4460-15962 | 4460 | 15962 | Lutron Electronics | 3LDHCF-2C35-1.jpeg?w=1500 | 784276319584 | CFLEX RPG24Q226H2L8403WKNG2 | Lutron Ballast Retrofit Kit by C-Flex: Horizontal CFL, 2-Lamp (Case of 12 Kits), 4000K, 3-Wire Driver, 1% Dimming, 3LDHCF-2C40-12 | [53 empty] | 0 | 0 | 0 | [6 empty] | 0 | 1 | 1 | EA | 1 | Specialty Items | [27 empty] | Lighting Kits | [49 empty] | <a href="https://assets.lutron.com/a/documents/3685841b_tled%20esell%20sheet_v6.pdf" target="_blank">Manufacturer Brochure</a> | [216 empty] | 20.000 DW | [92 empty] | 1.000 EA | 1.000 EA | [35 empty] | No | [42 empty] | https://assets.lutron.com/a/documents/lutron_cflex_spec_sheet.pdf | [7 empty] | Shelf Stock | [39 empty] | 39111821 | [6 empty] | <a href="https://lutron.widen.net/content/6lqm8qbelw/mp4/Ecom_C-Flex_Upgrading-Fluorescents-to-LEDs.mp4" target="_blank">Product Video Clip</a> | [26 empty] | 0 | 0 | 0 | 0 | Lighting Fixtures | 2024-05-20 11:33 | 2024-07-20 11:35 | 0000-00-00 00:00:00 | 2024-07-20 11:35 | 0000-00-00 00:00:00
1 | Lutron Electronics | RRST-ANF-WH | 4460-15963 | 4460 | 15963 | Lutron Electronics | RRST-ANF-WH | 784276312202 | RA3 SUNNATA FAN CONTROL-WH | Lutron RadioRA 3 Sunnata Touch Fan Control, 4-Speed, 1.5A Paddle Fan, AC Motor, Single Pole, Neutral Required, 120V, RRST-ANF-WH, White |  | 2.4 | 4.6 | [50 empty] | 0 | 0 | 0 | [6 empty] | 0 | 1 | 1 | EA | 1 | Lighting Controls | [27 empty] | Other Lighting Controls | [266 empty] | 10.000 DW |  |  | 2.4000 IN | [89 empty] | 1.000 EA | 1.000 EA | [35 empty] | No | [50 empty] | Shelf Stock | [39 empty] | 52161525 | [18 empty] | 0.300 L | [14 empty] | 0 | 0 | 0 | 0 | Lighting Fixtures | 2024-05-20 11:33 | 2024-07-20 11:35 | 0000-00-00 00:00:00 | 2024-07-20 11:35 | 0000-00-00 00:00:00 | [6 empty] | White
1 | Lutron Electronics | RRST-ANF-SA | 4460-15964 | 4460 | 15964 | Lutron Electronics | RRST-ANF-SA | 784276312394 | Avail Jul 23 2024-TEMP MODEL | Lutron RadioRA 3 Sunnata Touch Fan Control, 4-Speed, 1.5A Paddle Fan, AC Motor, Single Pole, Neutral Required, 120V, RRST-ANF-SA, Sage |  | 2.4 | 4.6 | [50 empty] | 0 | 0 | 0 | [6 empty] | 0 | 1 | 1 | EA | 1 | Lighting Controls | [27 empty] | Other Lighting Controls | [266 empty] | 15.000 DW |  |  | 2.4000 IN | [89 empty] | 1.000 EA | 1.000 EA | [35 empty] | No | [50 empty] | Shelf Stock | [39 empty] | 52161525 | [18 empty] | 0.300 L | [14 empty] | 0 | 0 | 0 | 0 | Lighting Fixtures | 2024-05-20 11:33 | 2024-07-20 11:35 | 0000-00-00 00:00:00 | 2024-07-20 11:35 | 0000-00-00 00:00:00
1 | Lutron Electronics | ST-FSQ-N-GL | 4460-15965 | 4460 | 15965 | Lutron Electronics | ST-FSQ-N-GL | 784276312844 | Avail Jul 23 2024-TEMP MODEL | Lutron Sunnata Touch Fan Control, 4-Speed, 1.5A Paddle Fan, AC Motor, Single Pole, Neutral Required, 120V, ST-FSQN-GL, Glacier White | [53 empty] | 0 | 0 | 0 | [6 empty] | 0 | 1 | 1 | EA | 1 | Specialty Items | [27 empty] | Lighting Accessories | [266 empty] | 5.000 DW | [92 empty] | 1.000 EA | 1.000 EA | [35 empty] | No | [50 empty] | Shelf Stock | [39 empty] | 39122221 | [33 empty] | 0 | 0 | 0 | 0 | Lighting Fixtures | 2024-05-20 11:33 | 2024-07-20 11:39 | 0000-00-00 00:00:00 | 2024-07-20 11:39 | 0000-00-00 00:00:00
0 | Lutron Electronics | 3LD2T8-3M30-1 | 4460-15966 | 4460 | 15966 | Lutron Electronics | 3LD4T8-3M35-1.jpeg?w=1500 | 784276318525 | CFLEX RPT82FT3L8303WMG2 | Lutron Ballast Retrofit Kit by C-Flex: T8, 2FT, 3-Lamp (Single Kit), 3000K, 3-Wire Driver, 1% Dimming, 3LD2T8-3M30-1 | [53 empty] | 0 | 0 | 0 | [6 empty] | 0 | 1 | 1 | EA | 1 | [78 empty] | <a href="https://assets.lutron.com/a/documents/3685841b_tled%20esell%20sheet_v6.pdf" target="_blank">Manufacturer Brochure</a> | [216 empty] | 20.000 DW | [92 empty] | 1.000 EA | 1.000 EA | [35 empty] | No | [42 empty] | https://assets.lutron.com/a/documents/lutron_cflex_spec_sheet.pdf | [7 empty] | Shelf Stock | [46 empty] | <a href="https://lutron.widen.net/content/6lqm8qbelw/mp4/Ecom_C-Flex_Upgrading-Fluorescents-to-LEDs.mp4" target="_blank">Product Video Clip</a> | [26 empty] | 0 | 0 | 0 | 0 |  | 2024-05-20 11:35 | 2024-07-20 11:41 | 0000-00-00 00:00:00 | 2024-07-20 11:41 | 0000-00-00 00:00:00
0 | Lutron Electronics | 3LD2T8-2M35-12 | 4460-15968 | 4460 | 15968 | Lutron Electronics | 3LD4T8-2M35-1.jpeg?w=1500 | 784276320764 | CFLEX RPT82FT2L8353WMG2 | Lutron Ballast Retrofit Kit by C-Flex: T8, 2FT, 2-Lamp (Case of 12 Kits), 3500K, 3-Wire Driver, 1% Dimming, 3LD2T8-2M35-12 | [53 empty] | 0 | 0 | 0 | [6 empty] | 0 | 1 | 1 | EA | 1 | [78 empty] | <a href="https://assets.lutron.com/a/documents/3685841b_tled%20esell%20sheet_v6.pdf" target="_blank">Manufacturer Brochure</a> | [216 empty] | 20.000 DW | [92 empty] | 1.000 EA | 1.000 EA | [35 empty] | No | [42 empty] | https://assets.lutron.com/a/documents/lutron_cflex_spec_sheet.pdf | [7 empty] | Shelf Stock | [46 empty] | <a href="https://lutron.widen.net/content/6lqm8qbelw/mp4/Ecom_C-Flex_Upgrading-Fluorescents-to-LEDs.mp4" target="_blank">Product Video Clip</a> | [26 empty] | 0 | 0 | 0 | 0 |  | 2024-05-20 11:35 | 2024-07-20 11:41 | 0000-00-00 00:00:00 | 2024-07-20 11:41 | 0000-00-00 00:00:00
0 | Lutron Electronics | 3LD2T5-1M40-24 | 4460-15969 | 4460 | 15969 | Lutron Electronics | 3LD4T5-1M35-1.jpeg?w=1500 | 784276321280 | CFLEX RPT52FT1L8403WMG2 | Lutron Ballast Retrofit Kit by C-Flex: T5, 2FT, 1-Lamp (Case of 24 Kits), 4000K, 3-Wire Driver, 1% Dimming, 3LD2T5-1M40-24 | [53 empty] | 0 | 0 | 0 | [6 empty] | 0 | 1 | 1 | EA | 1 | [78 empty] | <a href="https://assets.lutron.com/a/documents/3685841b_tled%20esell%20sheet_v6.pdf" target="_blank">Manufacturer Brochure</a> | [216 empty] | 20.000 DW | [92 empty] | 1.000 EA | 1.000 EA | [35 empty] | No | [42 empty] | https://assets.lutron.com/a/documents/lutron_cflex_spec_sheet.pdf | [7 empty] | Shelf Stock | [46 empty] | <a href="https://lutron.widen.net/content/6lqm8qbelw/mp4/Ecom_C-Flex_Upgrading-Fluorescents-to-LEDs.mp4" target="_blank">Product Video Clip</a> | [26 empty] | 0 | 0 | 0 | 0 |  | 2024-05-20 11:35 | 2024-07-20 11:41 | 0000-00-00 00:00:00 | 2024-07-20 11:41 | 0000-00-00 00:00:00
0 | Lutron Electronics | 3LD3T5-1M35-24 | 4460-15970 | 4460 | 15970 | Lutron Electronics | 3LD4T5-1M35-1.jpeg?w=1500 | 784276321358 | CFLEX RPT53FT1L8353WMG2 | Lutron Ballast Retrofit Kit by C-Flex: T5, 3FT, 1-Lamp (Case of 24 Kits), 3500K, 3-Wire Driver, 1% Dimming, 3LD3T5-1M35-24 | [53 empty] | 0 | 0 | 0 | [6 empty] | 0 | 1 | 1 | EA | 1 | [78 empty] | <a href="https://assets.lutron.com/a/documents/3685841b_tled%20esell%20sheet_v6.pdf" target="_blank">Manufacturer Brochure</a> | [216 empty] | 20.000 DW | [92 empty] | 1.000 EA | 1.000 EA | [35 empty] | No | [42 empty] | https://assets.lutron.com/a/documents/lutron_cflex_spec_sheet.pdf | [7 empty] | Shelf Stock | [46 empty] | <a href="https://lutron.widen.net/content/6lqm8qbelw/mp4/Ecom_C-Flex_Upgrading-Fluorescents-to-LEDs.mp4" target="_blank">Product Video Clip</a> | [26 empty] | 0 | 0 | 0 | 0 |  | 2024-05-20 11:35 | 2024-07-20 11:41 | 0000-00-00 00:00:00 | 2024-07-20 11:41 | 0000-00-00 00:00:00
0 | Lutron Electronics | 3LD3T5-1M50-24 | 4460-15971 | 4460 | 15971 | Lutron Electronics | ELD4T8-1M35-1.jpeg?w=1500 | 784276321372 | CFLEX RPT53FT1L8503WMG2 | Lutron Ballast Retrofit Kit by C-Flex: T5, 3FT, 1-Lamp (Case of 24 Kits), 5000K, 3-Wire Driver, 1% Dimming, 3LD3T5-1M50-24 | [53 empty] | 0 | 0 | 0 | [6 empty] | 0 | 1 | 1 | EA | 1 | [78 empty] | <a href="https://assets.lutron.com/a/documents/3685841b_tled%20esell%20sheet_v6.pdf" target="_blank">Manufacturer Brochure</a> | [216 empty] | 20.000 DW | [92 empty] | 1.000 EA | 1.000 EA | [35 empty] | No | [42 empty] | https://assets.lutron.com/a/documents/lutron_cflex_spec_sheet.pdf | [7 empty] | Shelf Stock | [46 empty] | <a href="https://lutron.widen.net/content/6lqm8qbelw/mp4/Ecom_C-Flex_Upgrading-Fluorescents-to-LEDs.mp4" target="_blank">Product Video Clip</a> | [26 empty] | 0 | 0 | 0 | 0 |  | 2024-05-20 11:35 | 2024-07-20 11:41 | 0000-00-00 00:00:00 | 2024-07-20 11:41 | 0000-00-00 00:00:00
0 | Lutron Electronics | 3LD4T8H-1M50-24 | 4460-15972 | 4460 | 15972 | Lutron Electronics | 3LD4T8-3M35-1.jpeg?w=1500 | 784276321730 | CFLEX RPT8HO4FT1L8503WMG2 | Lutron Ballast Retrofit Kit by C-Flex: T8H, 4FT, 1-Lamp (Case of 24 Kits), 5000K, 3-Wire Driver, 1% Dimming, 3LD4T8H-1M50-24 | [53 empty] | 0 | 0 | 0 | [6 empty] | 0 | 1 | 1 | EA | 1 | [78 empty] | <a href="https://assets.lutron.com/a/documents/3685841b_tled%20esell%20sheet_v6.pdf" target="_blank">Manufacturer Brochure</a> | [216 empty] | 20.000 DW | [92 empty] | 1.000 EA | 1.000 EA | [35 empty] | No | [42 empty] | https://assets.lutron.com/a/documents/lutron_cflex_spec_sheet.pdf | [7 empty] | Shelf Stock | [46 empty] | <a href="https://lutron.widen.net/content/6lqm8qbelw/mp4/Ecom_C-Flex_Upgrading-Fluorescents-to-LEDs.mp4" target="_blank">Product Video Clip</a> | [26 empty] | 0 | 0 | 0 | 0 |  | 2024-05-20 11:35 | 2024-07-20 11:41 | 0000-00-00 00:00:00 | 2024-07-20 11:41 | 0000-00-00 00:00:00
0 | Lutron Electronics | 3LD4T5-3M50-8 | 4460-15973 | 4460 | 15973 | Lutron Electronics | 3LD4T5-3M35-1.jpeg?w=1500 | 784276322652 | CFLEX RPT54FT3L8503WMG2 | Lutron Ballast Retrofit Kit by C-Flex: T5H, 4FT, 3-Lamp (Case of 8 Kits), 5000K, 3-Wire Driver, 1% Dimming, 3LD4T5H-3M50-8 | [53 empty] | 0 | 0 | 0 | [6 empty] | 0 | 1 | 1 | EA | 1 | [78 empty] | <a href="https://assets.lutron.com/a/documents/3685841b_tled%20esell%20sheet_v6.pdf" target="_blank">Manufacturer Brochure</a> | [216 empty] | 20.000 DW | [92 empty] | 1.000 EA | 1.000 EA | [35 empty] | No | [42 empty] | https://assets.lutron.com/a/documents/lutron_cflex_spec_sheet.pdf | [7 empty] | Shelf Stock | [46 empty] | <a href="https://lutron.widen.net/content/6lqm8qbelw/mp4/Ecom_C-Flex_Upgrading-Fluorescents-to-LEDs.mp4" target="_blank">Product Video Clip</a> | [26 empty] | 0 | 0 | 0 | 0 |  | 2024-05-20 11:35 | 2024-07-20 11:41 | 0000-00-00 00:00:00 | 2024-07-20 11:41 | 0000-00-00 00:00:00
0 | Lutron Electronics | 3LD2T8-1M40-1 | 4460-15974 | 4460 | 15974 | Lutron Electronics | 3LD4T8-1M35-1.jpeg?w=1500 | 784276318396 | CFLEX RPT82FT1L8403WMG2 | Lutron Ballast Retrofit Kit by C-Flex: T8, 2FT, 1-Lamp (Single Kit), 4000K, 3-Wire Driver, 1% Dimming, 3LD2T8-1M40-1 | [53 empty] | 0 | 0 | 0 | [6 empty] | 0 | 1 | 1 | EA | 1 | [78 empty] | <a href="https://assets.lutron.com/a/documents/3685841b_tled%20esell%20sheet_v6.pdf" target="_blank">Manufacturer Brochure</a> | [216 empty] | 20.000 DW | [92 empty] | 1.000 EA | 1.000 EA | [35 empty] | No | [42 empty] | https://assets.lutron.com/a/documents/lutron_cflex_spec_sheet.pdf | [7 empty] | Shelf Stock | [46 empty] | <a href="https://lutron.widen.net/content/6lqm8qbelw/mp4/Ecom_C-Flex_Upgrading-Fluorescents-to-LEDs.mp4" target="_blank">Product Video Clip</a> | [26 empty] | 0 | 0 | 0 | 0 |  | 2024-05-20 11:35 | 2024-07-20 11:41 | 0000-00-00 00:00:00 | 2024-07-20 11:41 | 0000-00-00 00:00:00
1 | Lutron Electronics | 3LD4T8-3M40-1 | 4460-15975 | 4460 | 15975 | Lutron Electronics | 3LD4T8-3M35-1.jpeg?w=1500 | 784276318945 | CFLEX RPT84FT3L8403WMG2 | Lutron Ballast Retrofit Kit by C-Flex: T8, 4FT, 3-Lamp (Single Kit), 4000K, 3-Wire Driver, 1% Dimming, 3LD4T8-3M40-1 | [53 empty] | 0 | 0 | 0 | [6 empty] | 0 | 1 | 1 | EA | 1 | Specialty Items | [27 empty] | Lighting Kits | [49 empty] | <a href="https://assets.lutron.com/a/documents/3685841b_tled%20esell%20sheet_v6.pdf" target="_blank">Manufacturer Brochure</a> | [216 empty] | 20.000 DW | [92 empty] | 1.000 EA | 1.000 EA | [35 empty] | No | [42 empty] | https://assets.lutron.com/a/documents/lutron_cflex_spec_sheet.pdf | [7 empty] | Shelf Stock | [39 empty] | 39111821 | [6 empty] | <a href="https://lutron.widen.net/content/6lqm8qbelw/mp4/Ecom_C-Flex_Upgrading-Fluorescents-to-LEDs.mp4" target="_blank">Product Video Clip</a> | [26 empty] | 0 | 0 | 0 | 0 | Lighting Fixtures | 2024-05-20 11:35 | 2024-07-20 11:41 | 0000-00-00 00:00:00 | 2024-07-20 11:41 | 0000-00-00 00:00:00
0 | Lutron Electronics | 3LD2T5-2M40-1 | 4460-15976 | 4460 | 15976 | Lutron Electronics | 3LD4T5-2M35-1.jpeg?w=1500 | 784276319102 | CFLEX RPT52FT2L8403WMG2 | Lutron Ballast Retrofit Kit by C-Flex: T5, 2FT, 2-Lamp (Single Kit), 4000K, 3-Wire Driver, 1% Dimming, 3LD2T5-2M40-1 | [53 empty] | 0 | 0 | 0 | [6 empty] | 0 | 1 | 1 | EA | 1 | [78 empty] | <a href="https://assets.lutron.com/a/documents/3685841b_tled%20esell%20sheet_v6.pdf" target="_blank">Manufacturer Brochure</a> | [216 empty] | 20.000 DW | [92 empty] | 1.000 EA | 1.000 EA | [35 empty] | No | [42 empty] | https://assets.lutron.com/a/documents/lutron_cflex_spec_sheet.pdf | [7 empty] | Shelf Stock | [46 empty] | <a href="https://lutron.widen.net/content/6lqm8qbelw/mp4/Ecom_C-Flex_Upgrading-Fluorescents-to-LEDs.mp4" target="_blank">Product Video Clip</a> | [26 empty] | 0 | 0 | 0 | 0 |  | 2024-05-20 11:35 | 2024-07-20 11:41 | 0000-00-00 00:00:00 | 2024-07-20 11:41 | 0000-00-00 00:00:00
0 | Lutron Electronics | 3LD3T5-3M50-1 | 4460-15977 | 4460 | 15977 | Lutron Electronics | 3LD4T5-3M35-1.jpeg?w=1500 | 784276320931 | CFLEX RPT53FT3L8503WMG2 | Lutron Ballast Retrofit Kit by C-Flex: T5H, 3FT, 3-Lamp (Single Kit), 5000K, 3-Wire Driver, 1% Dimming, 3LD3T5H-3M50-1 | [53 empty] | 0 | 0 | 0 | [6 empty] | 0 | 1 | 1 | EA | 1 | [78 empty] | <a href="https://assets.lutron.com/a/documents/3685841b_tled%20esell%20sheet_v6.pdf" target="_blank">Manufacturer Brochure</a> | [216 empty] | 20.000 DW | [92 empty] | 1.000 EA | 1.000 EA | [35 empty] | No | [42 empty] | https://assets.lutron.com/a/documents/lutron_cflex_spec_sheet.pdf | [7 empty] | Shelf Stock | [46 empty] | <a href="https://lutron.widen.net/content/6lqm8qbelw/mp4/Ecom_C-Flex_Upgrading-Fluorescents-to-LEDs.mp4" target="_blank">Product Video Clip</a> | [26 empty] | 0 | 0 | 0 | 0 |  | 2024-05-20 11:35 | 2024-07-20 11:41 | 0000-00-00 00:00:00 | 2024-07-20 11:41 | 0000-00-00 00:00:00
1 | Lutron Electronics | 3LDVCF-1C30-1 | 4460-15978 | 4460 | 15978 | Lutron Electronics | 3LDVCF-1C35-1.jpeg?w=1500 | 784276317115 | CFLEX RPG24Q126V1L8303WKNG2 | Lutron Ballast Retrofit Kit by C-Flex: Vertical CFL, 1-Lamp (Single Kit), 3000K, 3-Wire Driver, 1% Dimming, 3LDVCF-1C30-1 | [53 empty] | 0 | 0 | 0 | [6 empty] | 0 | 1 | 1 | EA | 1 | Specialty Items | [27 empty] | Lighting Kits | [49 empty] | <a href="https://assets.lutron.com/a/documents/3685841b_tled%20esell%20sheet_v6.pdf" target="_blank">Manufacturer Brochure</a> | [216 empty] | 20.000 DW | [92 empty] | 1.000 EA | 1.000 EA | [35 empty] | No | [42 empty] | https://assets.lutron.com/a/documents/lutron_cflex_spec_sheet.pdf | [7 empty] | Shelf Stock | [39 empty] | 39111821 | [6 empty] | <a href="https://lutron.widen.net/content/6lqm8qbelw/mp4/Ecom_C-Flex_Upgrading-Fluorescents-to-LEDs.mp4" target="_blank">Product Video Clip</a> | [26 empty] | 0 | 0 | 0 | 0 | Lighting Fixtures | 2024-05-20 11:35 | 2024-07-20 11:41 | 0000-00-00 00:00:00 | 2024-07-20 11:41 | 0000-00-00 00:00:00
1 | Lutron Electronics | 3LDPCAH-1K35-24 | 4460-15979 | 4460 | 15979 | Lutron Electronics | 3LDPCA-1K35-1.jpeg?w=1500 | 784276319232 | CFLEX RPG24Q242H1L8353WKG2 | Lutron Ballast Retrofit Kit by C-Flex: Round High Power/Output CFL w/ Arm, 1-Lamp (Case of 24 Kits), 3500K, 3-Wire Driver, 1% Dimming, ELDPCAH-1K35-24 | [53 empty] | 0 | 0 | 0 | [6 empty] | 0 | 1 | 1 | EA | 1 | Specialty Items | [27 empty] | Lighting Kits | [49 empty] | <a href="https://assets.lutron.com/a/documents/3685841b_tled%20esell%20sheet_v6.pdf" target="_blank">Manufacturer Brochure</a> | [216 empty] | 20.000 DW | [92 empty] | 1.000 EA | 1.000 EA | [35 empty] | No | [42 empty] | https://assets.lutron.com/a/documents/lutron_cflex_spec_sheet.pdf | [7 empty] | Shelf Stock | [39 empty] | 39111821 | [6 empty] | <a href="https://lutron.widen.net/content/6lqm8qbelw/mp4/Ecom_C-Flex_Upgrading-Fluorescents-to-LEDs.mp4" target="_blank">Product Video Clip</a> | [26 empty] | 0 | 0 | 0 | 0 | Lighting Fixtures | 2024-05-20 11:35 | 2024-07-20 11:41 | 0000-00-00 00:00:00 | 2024-07-20 11:41 | 0000-00-00 00:00:00
1 | Lutron Electronics | 3LDPCF-1K35-24 | 4460-15980 | 4460 | 15980 | Lutron Electronics | 3LDPCF-1K35-1.jpeg?w=1500 | 784276319324 | CFLEX RPG24Q142V1L8353WKG2 | Lutron Ballast Retrofit Kit by C-Flex: Round High Power CFL, 1-Lamp (Case of 24 Kits), 3500K, 3-Wire Driver, 1% Dimming, 3LDPCF-1K35-24 | [53 empty] | 0 | 0 | 0 | [6 empty] | 0 | 1 | 1 | EA | 1 | Specialty Items | [27 empty] | Lighting Kits | [49 empty] | <a href="https://assets.lutron.com/a/documents/3685841b_tled%20esell%20sheet_v6.pdf" target="_blank">Manufacturer Brochure</a> | [216 empty] | 20.000 DW | [92 empty] | 1.000 EA | 1.000 EA | [35 empty] | No | [42 empty] | https://assets.lutron.com/a/documents/lutron_cflex_spec_sheet.pdf | [7 empty] | Shelf Stock | [39 empty] | 39111821 | [6 empty] | <a href="https://lutron.widen.net/content/6lqm8qbelw/mp4/Ecom_C-Flex_Upgrading-Fluorescents-to-LEDs.mp4" target="_blank">Product Video Clip</a> | [26 empty] | 0 | 0 | 0 | 0 | Lighting Fixtures | 2024-05-20 11:35 | 2024-07-20 11:41 | 0000-00-00 00:00:00 | 2024-07-20 11:41 | 0000-00-00 00:00:00
1 | Lutron Electronics | 3LDVCF-2C30-12 | 4460-15981 | 4460 | 15981 | Lutron Electronics | 3LDVCF-2C35-1.jpeg?w=1500 | 784276319423 | CFLEX RPG24Q226V2L8303WKNG2 | Lutron Ballast Retrofit Kit by C-Flex: Vertical CFL, 2-Lamp (Case of 12 Kits), 3000K, 3-Wire Driver, 1% Dimming, 3LDVCF-2C30-12 | [53 empty] | 0 | 0 | 0 | [6 empty] | 0 | 1 | 1 | EA | 1 | Specialty Items | [27 empty] | Lighting Kits | [49 empty] | <a href="https://assets.lutron.com/a/documents/3685841b_tled%20esell%20sheet_v6.pdf" target="_blank">Manufacturer Brochure</a> | [216 empty] | 20.000 DW | [92 empty] | 1.000 EA | 1.000 EA | [35 empty] | No | [42 empty] | https://assets.lutron.com/a/documents/lutron_cflex_spec_sheet.pdf | [7 empty] | Shelf Stock | [39 empty] | 39111821 | [6 empty] | <a href="https://lutron.widen.net/content/6lqm8qbelw/mp4/Ecom_C-Flex_Upgrading-Fluorescents-to-LEDs.mp4" target="_blank">Product Video Clip</a> | [26 empty] | 0 | 0 | 0 | 0 | Lighting Fixtures | 2024-05-20 11:35 | 2024-07-20 11:41 | 0000-00-00 00:00:00 | 2024-07-20 11:41 | 0000-00-00 00:00:00
1 | Lutron Electronics | 3LDVCF-2C40-12 | 4460-15982 | 4460 | 15982 | Lutron Electronics | 3LDVCF-2C35-1.jpeg?w=1500 | 784276319461 | CFLEX RPG24Q226V2L8403WKNG2 | Lutron Ballast Retrofit Kit by C-Flex: Vertical CFL, 2-Lamp (Case of 12 Kits), 4000K, 3-Wire Driver, 1% Dimming, 3LDVCF-2C40-12 | [53 empty] | 0 | 0 | 0 | [6 empty] | 0 | 1 | 1 | EA | 1 | Specialty Items | [27 empty] | Lighting Kits | [49 empty] | <a href="https://assets.lutron.com/a/documents/3685841b_tled%20esell%20sheet_v6.pdf" target="_blank">Manufacturer Brochure</a> | [216 empty] | 20.000 DW | [92 empty] | 1.000 EA | 1.000 EA | [35 empty] | No | [42 empty] | https://assets.lutron.com/a/documents/lutron_cflex_spec_sheet.pdf | [7 empty] | Shelf Stock | [39 empty] | 39111821 | [6 empty] | <a href="https://lutron.widen.net/content/6lqm8qbelw/mp4/Ecom_C-Flex_Upgrading-Fluorescents-to-LEDs.mp4" target="_blank">Product Video Clip</a> | [26 empty] | 0 | 0 | 0 | 0 | Lighting Fixtures | 2024-05-20 11:35 | 2024-07-20 11:41 | 0000-00-00 00:00:00 | 2024-07-20 11:41 | 0000-00-00 00:00:00
1 | Lutron Electronics | RRST-ANF-TP | 4460-15983 | 4460 | 15983 | Lutron Electronics | RRST-ANF-TP | 784276312448 | Avail Jul 23 2024-TEMP MODEL | Lutron RadioRA 3 Sunnata Touch Fan Control, 4-Speed, 1.5A Paddle Fan, AC Motor, Single Pole, Neutral Required, 120V, RRST-ANF-TP, Taupe |  | 2.4 | 4.6 | [50 empty] | 0 | 0 | 0 | [6 empty] | 0 | 1 | 1 | EA | 1 | Lighting Controls | [27 empty] | Other Lighting Controls | [266 empty] | 15.000 DW |  |  | 2.4000 IN | [89 empty] | 1.000 EA | 1.000 EA | [35 empty] | No | [50 empty] | Shelf Stock | [39 empty] | 52161525 | [18 empty] | 0.300 L | [14 empty] | 0 | 0 | 0 | 0 | Lighting Fixtures | 2024-05-20 11:35 | 2024-07-20 11:41 | 0000-00-00 00:00:00 | 2024-07-20 11:41 | 0000-00-00 00:00:00 | [6 empty] | Taupe
1 | Lutron Electronics | ST-FSQ-N-BW | 4460-15984 | 4460 | 15984 | Lutron Electronics | ST-FSQ-N-BW | 784276312790 | Avail Jul 23 2024-TEMP MODEL | Lutron Sunnata Touch Fan Control, 4-Speed, 1.5A Paddle Fan, AC Motor, Single Pole, Neutral Required, 120V, ST-FSQN-BW, Brilliant White | [53 empty] | 0 | 0 | 0 | [6 empty] | 0 | 1 | 1 | EA | 1 | Specialty Items | [27 empty] | Lighting Accessories | [266 empty] | 5.000 DW | [92 empty] | 1.000 EA | 1.000 EA | [35 empty] | No | [50 empty] | Shelf Stock | [39 empty] | 39122221 | [33 empty] | 0 | 0 | 0 | 0 | Lighting Fixtures | 2024-05-20 11:35 | 2024-07-20 11:41 | 0000-00-00 00:00:00 | 2024-07-20 11:41 | 0000-00-00 00:00:00
1 | Lutron Electronics | ST-FSQ-N-CY | 4460-15985 | 4460 | 15985 | Lutron Electronics | ST-FSQ-N-CY | 784276312813 | Avail Jul 23 2024-TEMP MODEL | Lutron Sunnata Touch Fan Control, 4-Speed, 1.5A Paddle Fan, AC Motor, Single Pole, Neutral Required, 120V, ST-FSQN-CY, Clay | [53 empty] | 0 | 0 | 0 | [6 empty] | 0 | 1 | 1 | EA | 1 | Specialty Items | [27 empty] | Lighting Accessories | [266 empty] | 5.000 DW | [92 empty] | 1.000 EA | 1.000 EA | [35 empty] | No | [50 empty] | Shelf Stock | [39 empty] | 39122221 | [33 empty] | 0 | 0 | 0 | 0 | Lighting Fixtures | 2024-05-20 11:35 | 2024-07-20 11:41 | 0000-00-00 00:00:00 | 2024-07-20 11:41 | 0000-00-00 00:00:00
1 | Lutron Electronics | 3LD4T8H-2M35-1 | 4460-15986 | 4460 | 15986 | Lutron Electronics | 3LD4T8-2M35-1.jpeg?w=1500 | 784276316699 | CFLEX RPT8HO4FT2L8353WMG2 | Lutron Ballast Retrofit Kit by C-Flex: T8H, 4FT, 2-Lamp (Single Kit), 3500K, 3-Wire Driver, 1% Dimming, 3LD4T8H-2M35-1 | [53 empty] | 0 | 0 | 0 | [6 empty] | 0 | 1 | 1 | EA | 1 | Specialty Items | [27 empty] | Lighting Kits | [49 empty] | <a href="https://assets.lutron.com/a/documents/3685841b_tled%20esell%20sheet_v6.pdf" target="_blank">Manufacturer Brochure</a> | [216 empty] | 20.000 DW | [92 empty] | 1.000 EA | 1.000 EA | [35 empty] | No | [42 empty] | https://assets.lutron.com/a/documents/lutron_cflex_spec_sheet.pdf | [7 empty] | Shelf Stock | [39 empty] | 39111821 | [6 empty] | <a href="https://lutron.widen.net/content/6lqm8qbelw/mp4/Ecom_C-Flex_Upgrading-Fluorescents-to-LEDs.mp4" target="_blank">Product Video Clip</a> | [26 empty] | 0 | 0 | 0 | 0 | Lighting Fixtures | 2024-05-20 11:36 | 2024-07-20 11:40 | 0000-00-00 00:00:00 | 2024-07-20 11:40 | 0000-00-00 00:00:00
0 | Lutron Electronics | 3LD2T8-3M35-8 | 4460-15988 | 4460 | 15988 | Lutron Electronics | 3LD4T8-3M35-1.jpeg?w=1500 | 784276320849 | CFLEX RPT82FT3L8353WMG2 | Lutron Ballast Retrofit Kit by C-Flex: T8, 2FT, 3-Lamp (Case of 8 Kits), 3500K, 3-Wire Driver, 1% Dimming, 3LD2T8-3M35-8 | [53 empty] | 0 | 0 | 0 | [6 empty] | 0 | 1 | 1 | EA | 1 | [78 empty] | <a href="https://assets.lutron.com/a/documents/3685841b_tled%20esell%20sheet_v6.pdf" target="_blank">Manufacturer Brochure</a> | [216 empty] | 20.000 DW | [92 empty] | 1.000 EA | 1.000 EA | [35 empty] | No | [42 empty] | https://assets.lutron.com/a/documents/lutron_cflex_spec_sheet.pdf | [7 empty] | Shelf Stock | [46 empty] | <a href="https://lutron.widen.net/content/6lqm8qbelw/mp4/Ecom_C-Flex_Upgrading-Fluorescents-to-LEDs.mp4" target="_blank">Product Video Clip</a> | [26 empty] | 0 | 0 | 0 | 0 |  | 2024-05-20 11:36 | 2024-07-20 11:40 | 0000-00-00 00:00:00 | 2024-07-20 11:40 | 0000-00-00 00:00:00
1 | Lutron Electronics | 3LD4T8-3M40-8 | 4460-15989 | 4460 | 15989 | Lutron Electronics | 3LD4T8-3M35-1.jpeg?w=1500 | 784276321228 | CFLEX RPT84FT3L8403WMG2 | Lutron Ballast Retrofit Kit by C-Flex: T8, 4FT, 3-Lamp (Case of 8 Kits), 4000K, 3-Wire Driver, 1% Dimming, 3LD4T8-3M40-8 | [53 empty] | 0 | 0 | 0 | [6 empty] | 0 | 1 | 1 | EA | 1 | Specialty Items | [27 empty] | Lighting Kits | [49 empty] | <a href="https://assets.lutron.com/a/documents/3685841b_tled%20esell%20sheet_v6.pdf" target="_blank">Manufacturer Brochure</a> | [216 empty] | 20.000 DW | [92 empty] | 1.000 EA | 1.000 EA | [35 empty] | No | [42 empty] | https://assets.lutron.com/a/documents/lutron_cflex_spec_sheet.pdf | [7 empty] | Shelf Stock | [39 empty] | 39111821 | [6 empty] | <a href="https://lutron.widen.net/content/6lqm8qbelw/mp4/Ecom_C-Flex_Upgrading-Fluorescents-to-LEDs.mp4" target="_blank">Product Video Clip</a> | [26 empty] | 0 | 0 | 0 | 0 | Lighting Fixtures | 2024-05-20 11:36 | 2024-07-20 11:40 | 0000-00-00 00:00:00 | 2024-07-20 11:40 | 0000-00-00 00:00:00
0 | Lutron Electronics | 3LD3T5-2M35-12 | 4460-15990 | 4460 | 15990 | Lutron Electronics | 3LD4T5-2M35-1.jpeg?w=1500 | 784276321396 | CFLEX RPT53FT2L8353WMG2 | Lutron Ballast Retrofit Kit by C-Flex: T5, 3FT, 2-Lamp (Case of 12 Kits), 3500K, 3-Wire Driver, 1% Dimming, 3LD3T5-2M35-12 | [53 empty] | 0 | 0 | 0 | [6 empty] | 0 | 1 | 1 | EA | 1 | [78 empty] | <a href="https://assets.lutron.com/a/documents/3685841b_tled%20esell%20sheet_v6.pdf" target="_blank">Manufacturer Brochure</a> | [216 empty] | 20.000 DW | [92 empty] | 1.000 EA | 1.000 EA | [35 empty] | No | [42 empty] | https://assets.lutron.com/a/documents/lutron_cflex_spec_sheet.pdf | [7 empty] | Shelf Stock | [46 empty] | <a href="https://lutron.widen.net/content/6lqm8qbelw/mp4/Ecom_C-Flex_Upgrading-Fluorescents-to-LEDs.mp4" target="_blank">Product Video Clip</a> | [26 empty] | 0 | 0 | 0 | 0 |  | 2024-05-20 11:36 | 2024-07-20 11:41 | 0000-00-00 00:00:00 | 2024-07-20 11:41 | 0000-00-00 00:00:00
0 | Lutron Electronics | 3LD3T5-2M50-12 | 4460-15991 | 4460 | 15991 | Lutron Electronics | 3LD4T5-2M35-1.jpeg?w=1500 | 784276321419 | CFLEX RPT53FT2L8503WMG2 | Lutron Ballast Retrofit Kit by C-Flex: T5, 3FT, 2-Lamp (Case of 12 Kits), 5000K, 3-Wire Driver, 1% Dimming, 3LD3T5-2M50-12 | [53 empty] | 0 | 0 | 0 | [6 empty] | 0 | 1 | 1 | EA | 1 | [78 empty] | <a href="https://assets.lutron.com/a/documents/3685841b_tled%20esell%20sheet_v6.pdf" target="_blank">Manufacturer Brochure</a> | [216 empty] | 20.000 DW | [92 empty] | 1.000 EA | 1.000 EA | [35 empty] | No | [42 empty] | https://assets.lutron.com/a/documents/lutron_cflex_spec_sheet.pdf | [7 empty] | Shelf Stock | [46 empty] | <a href="https://lutron.widen.net/content/6lqm8qbelw/mp4/Ecom_C-Flex_Upgrading-Fluorescents-to-LEDs.mp4" target="_blank">Product Video Clip</a> | [26 empty] | 0 | 0 | 0 | 0 |  | 2024-05-20 11:36 | 2024-07-20 11:41 | 0000-00-00 00:00:00 | 2024-07-20 11:41 | 0000-00-00 00:00:00
0 | Lutron Electronics | 3LD4T8H-2M50-12 | 4460-15992 | 4460 | 15992 | Lutron Electronics | 3LD4T8-2M35-1.jpeg?w=1500 | 784276321778 | CFLEX RPT8HO4FT2L8503WMG2 | Lutron Ballast Retrofit Kit by C-Flex: T8H, 4FT, 2-Lamp (Case of 12 Kits), 5000K, 3-Wire Driver, 1% Dimming, 3LD4T8H-2M50-12 | [53 empty] | 0 | 0 | 0 | [6 empty] | 0 | 1 | 1 | EA | 1 | [78 empty] | <a href="https://assets.lutron.com/a/documents/3685841b_tled%20esell%20sheet_v6.pdf" target="_blank">Manufacturer Brochure</a> | [216 empty] | 20.000 DW | [92 empty] | 1.000 EA | 1.000 EA | [35 empty] | No | [42 empty] | https://assets.lutron.com/a/documents/lutron_cflex_spec_sheet.pdf | [7 empty] | Shelf Stock | [46 empty] | <a href="https://lutron.widen.net/content/6lqm8qbelw/mp4/Ecom_C-Flex_Upgrading-Fluorescents-to-LEDs.mp4" target="_blank">Product Video Clip</a> | [26 empty] | 0 | 0 | 0 | 0 |  | 2024-05-20 11:36 | 2024-07-20 11:41 | 0000-00-00 00:00:00 | 2024-07-20 11:41 | 0000-00-00 00:00:00
0 | Lutron Electronics | 3LD3T5-3M35-8 | 4460-15993 | 4460 | 15993 | Lutron Electronics | 3LD4T5-3M35-1.jpeg?w=1500 | 784276322591 | CFLEX RPT53FT3L8353WMG2 | Lutron Ballast Retrofit Kit by C-Flex: T5H, 3FT, 3-Lamp (Case of 8 Kits), 3500K, 3-Wire Driver, 1% Dimming, 3LD3T5H-3M35-8 | [53 empty] | 0 | 0 | 0 | [6 empty] | 0 | 1 | 1 | EA | 1 | [78 empty] | <a href="https://assets.lutron.com/a/documents/3685841b_tled%20esell%20sheet_v6.pdf" target="_blank">Manufacturer Brochure</a> | [216 empty] | 20.000 DW | [92 empty] | 1.000 EA | 1.000 EA | [35 empty] | No | [42 empty] | https://assets.lutron.com/a/documents/lutron_cflex_spec_sheet.pdf | [7 empty] | Shelf Stock | [46 empty] | <a href="https://lutron.widen.net/content/6lqm8qbelw/mp4/Ecom_C-Flex_Upgrading-Fluorescents-to-LEDs.mp4" target="_blank">Product Video Clip</a> | [26 empty] | 0 | 0 | 0 | 0 |  | 2024-05-20 11:36 | 2024-07-20 11:41 | 0000-00-00 00:00:00 | 2024-07-20 11:41 | 0000-00-00 00:00:00
0 | Lutron Electronics | 3LD3T5-3M50-8 | 4460-15994 | 4460 | 15994 | Lutron Electronics | 3LD4T5-3M35-1.jpeg?w=1500 | 784276322614 | CFLEX RPT53FT3L8503WMG2 | Lutron Ballast Retrofit Kit by C-Flex: T5H, 3FT, 3-Lamp (Case of 8 Kits), 5000K, 3-Wire Driver, 1% Dimming, 3LD3T5H-3M50-8 | [53 empty] | 0 | 0 | 0 | [6 empty] | 0 | 1 | 1 | EA | 1 | [78 empty] | <a href="https://assets.lutron.com/a/documents/3685841b_tled%20esell%20sheet_v6.pdf" target="_blank">Manufacturer Brochure</a> | [216 empty] | 20.000 DW | [92 empty] | 1.000 EA | 1.000 EA | [35 empty] | No | [42 empty] | https://assets.lutron.com/a/documents/lutron_cflex_spec_sheet.pdf | [7 empty] | Shelf Stock | [46 empty] | <a href="https://lutron.widen.net/content/6lqm8qbelw/mp4/Ecom_C-Flex_Upgrading-Fluorescents-to-LEDs.mp4" target="_blank">Product Video Clip</a> | [26 empty] | 0 | 0 | 0 | 0 |  | 2024-05-20 11:36 | 2024-07-20 11:41 | 0000-00-00 00:00:00 | 2024-07-20 11:41 | 0000-00-00 00:00:00
0 | Lutron Electronics | 3LD2T5H-1M30-1 | 4460-15995 | 4460 | 15995 | Lutron Electronics | 3LD4T5-1M35-1.jpeg?w=1500 | 784276316071 | CFLEX RPT5HO2FT1L8303WMG2 | Lutron Ballast Retrofit Kit by C-Flex: T5H, 2FT, 1-Lamp (Single Kit), 3000K, 3-Wire Driver, 1% Dimming, 3LD2T5H-1M30-1 | [53 empty] | 0 | 0 | 0 | [6 empty] | 0 | 1 | 1 | EA | 1 | [78 empty] | <a href="https://assets.lutron.com/a/documents/3685841b_tled%20esell%20sheet_v6.pdf" target="_blank">Manufacturer Brochure</a> | [216 empty] | 20.000 DW | [92 empty] | 1.000 EA | 1.000 EA | [35 empty] | No | [42 empty] | https://assets.lutron.com/a/documents/lutron_cflex_spec_sheet.pdf | [7 empty] | Shelf Stock | [46 empty] | <a href="https://lutron.widen.net/content/6lqm8qbelw/mp4/Ecom_C-Flex_Upgrading-Fluorescents-to-LEDs.mp4" target="_blank">Product Video Clip</a> | [26 empty] | 0 | 0 | 0 | 0 |  | 2024-05-20 11:36 | 2024-07-20 11:41 | 0000-00-00 00:00:00 | 2024-07-20 11:41 | 0000-00-00 00:00:00
0 | Lutron Electronics | 3LD2T5H-1M50-1 | 4460-15996 | 4460 | 15996 | Lutron Electronics | 3LD4T5-1M35-1.jpeg?w=1500 | 784276316132 | CFLEX RPT5HO2FT1L8503WMG2 | Lutron Ballast Retrofit Kit by C-Flex: T5H, 2FT, 1-Lamp (Single Kit), 5000K, 3-Wire Driver, 1% Dimming, 3LD2T5H-1M50-1 | [53 empty] | 0 | 0 | 0 | [6 empty] | 0 | 1 | 1 | EA | 1 | [78 empty] | <a href="https://assets.lutron.com/a/documents/3685841b_tled%20esell%20sheet_v6.pdf" target="_blank">Manufacturer Brochure</a> | [216 empty] | 20.000 DW | [92 empty] | 1.000 EA | 1.000 EA | [35 empty] | No | [42 empty] | https://assets.lutron.com/a/documents/lutron_cflex_spec_sheet.pdf | [7 empty] | Shelf Stock | [46 empty] | <a href="https://lutron.widen.net/content/6lqm8qbelw/mp4/Ecom_C-Flex_Upgrading-Fluorescents-to-LEDs.mp4" target="_blank">Product Video Clip</a> | [26 empty] | 0 | 0 | 0 | 0 |  | 2024-05-20 11:36 | 2024-07-20 11:41 | 0000-00-00 00:00:00 | 2024-07-20 11:41 | 0000-00-00 00:00:00
0 | Lutron Electronics | 3LD2T8-2M40-1 | 4460-15997 | 4460 | 15997 | Lutron Electronics | 3LD4T8-2M35-1.jpeg?w=1500 | 784276318488 | CFLEX RPT82FT2L8403WMG2 | Lutron Ballast Retrofit Kit by C-Flex: T8, 2FT, 2-Lamp (Single Kit), 4000K, 3-Wire Driver, 1% Dimming, 3LD2T8-2M40-1 | [53 empty] | 0 | 0 | 0 | [6 empty] | 0 | 1 | 1 | EA | 1 | [78 empty] | <a href="https://assets.lutron.com/a/documents/3685841b_tled%20esell%20sheet_v6.pdf" target="_blank">Manufacturer Brochure</a> | [216 empty] | 20.000 DW | [92 empty] | 1.000 EA | 1.000 EA | [35 empty] | No | [42 empty] | https://assets.lutron.com/a/documents/lutron_cflex_spec_sheet.pdf | [7 empty] | Shelf Stock | [46 empty] | <a href="https://lutron.widen.net/content/6lqm8qbelw/mp4/Ecom_C-Flex_Upgrading-Fluorescents-to-LEDs.mp4" target="_blank">Product Video Clip</a> | [26 empty] | 0 | 0 | 0 | 0 |  | 2024-05-20 11:36 | 2024-07-20 11:41 | 0000-00-00 00:00:00 | 2024-07-20 11:41 | 0000-00-00 00:00:00
0 | Lutron Electronics | 3LD3T8-3M35-1 | 4460-15998 | 4460 | 15998 | Lutron Electronics | 3LD4T8-3M35-1.jpeg?w=1500 | 784276318785 | CFLEX RPT83FT3L8353WMG2 | Lutron Ballast Retrofit Kit by C-Flex: T8, 3FT, 3-Lamp (Single Kit), 3500K, 3-Wire Driver, 1% Dimming, 3LD3T8-3M35-1 | [53 empty] | 0 | 0 | 0 | [6 empty] | 0 | 1 | 1 | EA | 1 | [78 empty] | <a href="https://assets.lutron.com/a/documents/3685841b_tled%20esell%20sheet_v6.pdf" target="_blank">Manufacturer Brochure</a> | [216 empty] | 20.000 DW | [92 empty] | 1.000 EA | 1.000 EA | [35 empty] | No | [42 empty] | https://assets.lutron.com/a/documents/lutron_cflex_spec_sheet.pdf | [7 empty] | Shelf Stock | [46 empty] | <a href="https://lutron.widen.net/content/6lqm8qbelw/mp4/Ecom_C-Flex_Upgrading-Fluorescents-to-LEDs.mp4" target="_blank">Product Video Clip</a> | [26 empty] | 0 | 0 | 0 | 0 |  | 2024-05-20 11:36 | 2024-07-20 11:41 | 0000-00-00 00:00:00 | 2024-07-20 11:41 | 0000-00-00 00:00:00
1 | Lutron Electronics | 3LD4T8-1M50-1 | 4460-15999 | 4460 | 15999 | Lutron Electronics | 3LD4T8-1M35-1.jpeg?w=1500 | 784276318891 | CFLEX RPT84FT1L8503WMG2 | Lutron Ballast Retrofit Kit by C-Flex: T8, 4FT, 1-Lamp (Single Kit), 5000K, 3-Wire Driver, 1% Dimming, 3LD4T8-1M50-1 | [53 empty] | 0 | 0 | 0 | [6 empty] | 0 | 1 | 1 | EA | 1 | Specialty Items | [27 empty] | Lighting Kits | [49 empty] | <a href="https://assets.lutron.com/a/documents/3685841b_tled%20esell%20sheet_v6.pdf" target="_blank">Manufacturer Brochure</a> | [216 empty] | 20.000 DW | [92 empty] | 1.000 EA | 1.000 EA | [35 empty] | No | [42 empty] | https://assets.lutron.com/a/documents/lutron_cflex_spec_sheet.pdf | [7 empty] | Shelf Stock | [39 empty] | 39111821 | [6 empty] | <a href="https://lutron.widen.net/content/6lqm8qbelw/mp4/Ecom_C-Flex_Upgrading-Fluorescents-to-LEDs.mp4" target="_blank">Product Video Clip</a> | [26 empty] | 0 | 0 | 0 | 0 | Lighting Fixtures | 2024-05-20 11:36 | 2024-07-20 11:41 | 0000-00-00 00:00:00 | 2024-07-20 11:41 | 0000-00-00 00:00:00
0 | Lutron Electronics | 3LD3T5-1M40-1 | 4460-16000 | 4460 | 16000 | Lutron Electronics | 3LD4T5-1M35-1.jpeg?w=1500 | 784276319201 | CFLEX RPT53FT1L8403WMG2 | Lutron Ballast Retrofit Kit by C-Flex: T5, 3FT, 1-Lamp (Single Kit), 4000K, 3-Wire Driver, 1% Dimming, 3LD3T5-1M40-1 | [53 empty] | 0 | 0 | 0 | [6 empty] | 0 | 1 | 1 | EA | 1 | [78 empty] | <a href="https://assets.lutron.com/a/documents/3685841b_tled%20esell%20sheet_v6.pdf" target="_blank">Manufacturer Brochure</a> | [216 empty] | 20.000 DW | [92 empty] | 1.000 EA | 1.000 EA | [35 empty] | No | [42 empty] | https://assets.lutron.com/a/documents/lutron_cflex_spec_sheet.pdf | [7 empty] | Shelf Stock | [46 empty] | <a href="https://lutron.widen.net/content/6lqm8qbelw/mp4/Ecom_C-Flex_Upgrading-Fluorescents-to-LEDs.mp4" target="_blank">Product Video Clip</a> | [26 empty] | 0 | 0 | 0 | 0 |  | 2024-05-20 11:36 | 2024-07-20 11:41 | 0000-00-00 00:00:00 | 2024-07-20 11:41 | 0000-00-00 00:00:00
0 | Lutron Electronics | 3LD2T5-3M50-1 | 4460-16001 | 4460 | 16001 | Lutron Electronics | 3LD4T5-3M35-1.jpeg?w=1500 | 784276320856 | CFLEX RPT52FT3L8503WMG2 | Lutron Ballast Retrofit Kit by C-Flex: T5, 2FT, 3-Lamp (Single Kit), 5000K, 3-Wire Driver, 1% Dimming, 3LD2T5-3M50-1 | [53 empty] | 0 | 0 | 0 | [6 empty] | 0 | 1 | 1 | EA | 1 | [78 empty] | <a href="https://assets.lutron.com/a/documents/3685841b_tled%20esell%20sheet_v6.pdf" target="_blank">Manufacturer Brochure</a> | [216 empty] | 20.000 DW | [92 empty] | 1.000 EA | 1.000 EA | [35 empty] | No | [42 empty] | https://assets.lutron.com/a/documents/lutron_cflex_spec_sheet.pdf | [7 empty] | Shelf Stock | [46 empty] | <a href="https://lutron.widen.net/content/6lqm8qbelw/mp4/Ecom_C-Flex_Upgrading-Fluorescents-to-LEDs.mp4" target="_blank">Product Video Clip</a> | [26 empty] | 0 | 0 | 0 | 0 |  | 2024-05-20 11:36 | 2024-07-20 11:41 | 0000-00-00 00:00:00 | 2024-07-20 11:41 | 0000-00-00 00:00:00
1 | Lutron Electronics | 3LDRCF-1K30-1 | 4460-16002 | 4460 | 16002 | Lutron Electronics | 3LDRCF-1K35-1.jpeg?w=1500 | 784276316811 | CFLEX RPG24Q132V1L8303WKG2 | Lutron Ballast Retrofit Kit by C-Flex: Round CFL, 1-Lamp (Single Kit), 3000K, 3-Wire Driver, 1% Dimming, 3LDRCF-1K30-1 | [53 empty] | 0 | 0 | 0 | [6 empty] | 0 | 1 | 1 | EA | 1 | Specialty Items | [27 empty] | Lighting Kits | [49 empty] | <a href="https://assets.lutron.com/a/documents/3685841b_tled%20esell%20sheet_v6.pdf" target="_blank">Manufacturer Brochure</a> | [216 empty] | 20.000 DW | [92 empty] | 1.000 EA | 1.000 EA | [35 empty] | No | [42 empty] | https://assets.lutron.com/a/documents/lutron_cflex_spec_sheet.pdf | [7 empty] | Shelf Stock | [39 empty] | 39111821 | [6 empty] | <a href="https://lutron.widen.net/content/6lqm8qbelw/mp4/Ecom_C-Flex_Upgrading-Fluorescents-to-LEDs.mp4" target="_blank">Product Video Clip</a> | [26 empty] | 0 | 0 | 0 | 0 | Lighting Fixtures | 2024-05-20 11:36 | 2024-07-20 11:41 | 0000-00-00 00:00:00 | 2024-07-20 11:41 | 0000-00-00 00:00:00
1 | Lutron Electronics | 3LDPCA-1K40-1 | 4460-16003 | 4460 | 16003 | Lutron Electronics | 3LDPCA-1K35-1.jpeg?w=1500 | 784276317030 | CFLEX RPG24Q142H1L8403WKG2 | Lutron Ballast Retrofit Kit by C-Flex: Round High Power CFL w/ Arm, 1-Lamp (Single Kit), 4000K, 3-Wire Driver, 1% Dimming, 3LDPCA-1K40-1 | [53 empty] | 0 | 0 | 0 | [6 empty] | 0 | 1 | 1 | EA | 1 | Specialty Items | [27 empty] | Lighting Kits | [49 empty] | <a href="https://assets.lutron.com/a/documents/3685841b_tled%20esell%20sheet_v6.pdf" target="_blank">Manufacturer Brochure</a> | [216 empty] | 20.000 DW | [92 empty] | 1.000 EA | 1.000 EA | [35 empty] | No | [42 empty] | https://assets.lutron.com/a/documents/lutron_cflex_spec_sheet.pdf | [7 empty] | Shelf Stock | [39 empty] | 39111821 | [6 empty] | <a href="https://lutron.widen.net/content/6lqm8qbelw/mp4/Ecom_C-Flex_Upgrading-Fluorescents-to-LEDs.mp4" target="_blank">Product Video Clip</a> | [26 empty] | 0 | 0 | 0 | 0 | Lighting Fixtures | 2024-05-20 11:36 | 2024-07-20 11:41 | 0000-00-00 00:00:00 | 2024-07-20 11:41 | 0000-00-00 00:00:00
1 | Lutron Electronics | 3LDRCF-1K40-24 | 4460-16004 | 4460 | 16004 | Lutron Electronics | 3LDRCF-1K35-1.jpeg?w=1500 | 784276319133 | CFLEX RPG24Q132V1L8403WKG2 | Lutron Ballast Retrofit Kit by C-Flex: Round CFL, 1-Lamp (Case of 24 Kits), 4000K, 3-Wire Driver, 1% Dimming, 3LDRCF-1K40-24 | [53 empty] | 0 | 0 | 0 | [6 empty] | 0 | 1 | 1 | EA | 1 | Specialty Items | [27 empty] | Lighting Kits | [49 empty] | <a href="https://assets.lutron.com/a/documents/3685841b_tled%20esell%20sheet_v6.pdf" target="_blank">Manufacturer Brochure</a> | [216 empty] | 20.000 DW | [92 empty] | 1.000 EA | 1.000 EA | [35 empty] | No | [42 empty] | https://assets.lutron.com/a/documents/lutron_cflex_spec_sheet.pdf | [7 empty] | Shelf Stock | [39 empty] | 39111821 | [6 empty] | <a href="https://lutron.widen.net/content/6lqm8qbelw/mp4/Ecom_C-Flex_Upgrading-Fluorescents-to-LEDs.mp4" target="_blank">Product Video Clip</a> | [26 empty] | 0 | 0 | 0 | 0 | Lighting Fixtures | 2024-05-20 11:36 | 2024-07-20 11:41 | 0000-00-00 00:00:00 | 2024-07-20 11:41 | 0000-00-00 00:00:00
1 | Lutron Electronics | 3LDRCA-1K35-24 | 4460-16005 | 4460 | 16005 | Lutron Electronics | 3LDRCA-1K35-1.jpeg?w=1500 | 784276319171 | CFLEX RPG24Q132H1L8353WKG2 | Lutron Ballast Retrofit Kit by C-Flex: Round CFL Adapter Arm, 1-Lamp (Case of 24 Kits), 3500K, 3-Wire Driver, 1% Dimming, 3LDRCA-1K35-24 | [53 empty] | 0 | 0 | 0 | [6 empty] | 0 | 1 | 1 | EA | 1 | Specialty Items | [27 empty] | Lighting Kits | [49 empty] | <a href="https://assets.lutron.com/a/documents/3685841b_tled%20esell%20sheet_v6.pdf" target="_blank">Manufacturer Brochure</a> | [216 empty] | 20.000 DW | [92 empty] | 1.000 EA | 1.000 EA | [35 empty] | No | [42 empty] | https://assets.lutron.com/a/documents/lutron_cflex_spec_sheet.pdf | [7 empty] | Shelf Stock | [39 empty] | 39111821 | [6 empty] | <a href="https://lutron.widen.net/content/6lqm8qbelw/mp4/Ecom_C-Flex_Upgrading-Fluorescents-to-LEDs.mp4" target="_blank">Product Video Clip</a> | [26 empty] | 0 | 0 | 0 | 0 | Lighting Fixtures | 2024-05-20 11:36 | 2024-07-20 11:41 | 0000-00-00 00:00:00 | 2024-07-20 11:41 | 0000-00-00 00:00:00
0 | Lutron Electronics | 3LDHCF-1C40-24 | 4460-16006 | 4460 | 16006 | Lutron Electronics | 3LDHCF-1C35-1.jpeg?w=1500 | 784276319522 | CFLEX RPG24Q126H1L8403WKNG2 | Lutron Ballast Retrofit Kit by C-Flex: Horizontal CFL, 1-Lamp (Case of 24 Kits), 4000K, 3-Wire Driver, 1% Dimming, 3LDHCF-1C40-24 | [53 empty] | 0 | 0 | 0 | [6 empty] | 0 | 1 | 1 | EA | 1 | [78 empty] | <a href="https://assets.lutron.com/a/documents/3685841b_tled%20esell%20sheet_v6.pdf" target="_blank">Manufacturer Brochure</a> | [216 empty] | 20.000 DW | [92 empty] | 1.000 EA | 1.000 EA | [35 empty] | No | [42 empty] | https://assets.lutron.com/a/documents/lutron_cflex_spec_sheet.pdf | [7 empty] | Shelf Stock | [46 empty] | <a href="https://lutron.widen.net/content/6lqm8qbelw/mp4/Ecom_C-Flex_Upgrading-Fluorescents-to-LEDs.mp4" target="_blank">Product Video Clip</a> | [26 empty] | 0 | 0 | 0 | 0 |  | 2024-05-20 11:36 | 2024-07-20 11:41 | 0000-00-00 00:00:00 | 2024-07-20 11:41 | 0000-00-00 00:00:00
1 | Lutron Electronics | 3LDHCF-2C35-12 | 4460-16007 | 4460 | 16007 | Lutron Electronics | 3LDHCF-2C35-1.jpeg?w=1500 | 784276319560 | CFLEX RPG24Q226H2L8353WKNG2 | Lutron Ballast Retrofit Kit by C-Flex: Horizontal CFL, 2-Lamp (Case of 12 Kits), 3500K, 3-Wire Driver, 1% Dimming, 3LDHCF-2C35-12 | [53 empty] | 0 | 0 | 0 | [6 empty] | 0 | 1 | 1 | EA | 1 | Specialty Items | [27 empty] | Lighting Kits | [49 empty] | <a href="https://assets.lutron.com/a/documents/3685841b_tled%20esell%20sheet_v6.pdf" target="_blank">Manufacturer Brochure</a> | [216 empty] | 20.000 DW | [92 empty] | 1.000 EA | 1.000 EA | [35 empty] | No | [42 empty] | https://assets.lutron.com/a/documents/lutron_cflex_spec_sheet.pdf | [7 empty] | Shelf Stock | [39 empty] | 39111821 | [6 empty] | <a href="https://lutron.widen.net/content/6lqm8qbelw/mp4/Ecom_C-Flex_Upgrading-Fluorescents-to-LEDs.mp4" target="_blank">Product Video Clip</a> | [26 empty] | 0 | 0 | 0 | 0 | Lighting Fixtures | 2024-05-20 11:36 | 2024-07-20 11:41 | 0000-00-00 00:00:00 | 2024-07-20 11:41 | 0000-00-00 00:00:00
1 | Lutron Electronics | RRST-ANF-SD | 4460-16008 | 4460 | 16008 | Lutron Electronics | RRST-ANF-SD | 784276312400 | Avail Jul 23 2024-TEMP MODEL | Lutron RadioRA 3 Sunnata Touch Fan Control, 4-Speed, 1.5A Paddle Fan, AC Motor, Single Pole, Neutral Required, 120V, RRST-ANF-SD, Sand |  | 2.4 | 4.6 | [50 empty] | 0 | 0 | 0 | [6 empty] | 0 | 1 | 1 | EA | 1 | Lighting Controls | [27 empty] | Other Lighting Controls | [266 empty] | 15.000 DW |  |  | 2.4000 IN | [89 empty] | 1.000 EA | 1.000 EA | [35 empty] | No | [50 empty] | Shelf Stock | [39 empty] | 52161525 | [18 empty] | 0.300 L | [14 empty] | 0 | 0 | 0 | 0 | Lighting Fixtures | 2024-05-20 11:36 | 2024-07-20 11:41 | 0000-00-00 00:00:00 | 2024-07-20 11:41 | 0000-00-00 00:00:00
1 | Lutron Electronics | ST-FSQ-N-EP | 4460-16009 | 4460 | 16009 | Lutron Electronics | ST-FSQ-N-EP | 784276312837 | Avail Jul 23 2024-TEMP MODEL | Lutron Sunnata Touch Fan Control, 4-Speed, 1.5A Paddle Fan, AC Motor, Single Pole, Neutral Required, 120V, ST-FSQN-EP, Espresso | [53 empty] | 0 | 0 | 0 | [6 empty] | 0 | 1 | 1 | EA | 1 | Specialty Items | [27 empty] | Lighting Accessories | [266 empty] | 5.000 DW | [92 empty] | 1.000 EA | 1.000 EA | [35 empty] | No | [50 empty] | Shelf Stock | [39 empty] | 39122221 | [33 empty] | 0 | 0 | 0 | 0 | Lighting Fixtures | 2024-05-20 11:36 | 2024-07-20 11:41 | 0000-00-00 00:00:00 | 2024-07-20 11:41 | 0000-00-00 00:00:00
1 | Lutron Electronics | ST-FSQ-N-LG | 4460-16010 | 4460 | 16010 | Lutron Electronics | ST-FSQ-N-LG | 784276312851 | Avail Jul 23 2024-TEMP MODEL | Lutron Sunnata Touch Fan Control, 4-Speed, 1.5A Paddle Fan, AC Motor, Single Pole, Neutral Required, 120V, ST-FSQN-LG, Lunar Gray | [53 empty] | 0 | 0 | 0 | [6 empty] | 0 | 1 | 1 | EA | 1 | Specialty Items | [27 empty] | Lighting Accessories | [266 empty] | 5.000 DW | [92 empty] | 1.000 EA | 1.000 EA | [35 empty] | No | [50 empty] | Shelf Stock | [39 empty] | 39122221 | [33 empty] | 0 | 0 | 0 | 0 | Lighting Fixtures | 2024-05-20 11:36 | 2024-07-20 11:41 | 0000-00-00 00:00:00 | 2024-07-20 11:41 | 0000-00-00 00:00:00
0 | Lutron Electronics | 3LD2T5-1M40-1 | 4460-16011 | 4460 | 16011 | Lutron Electronics | 3LD4T5-1M35-1.jpeg?w=1500 | 784276319027 | CFLEX RPT52FT1L8403WMG2 | Lutron Ballast Retrofit Kit by C-Flex: T5, 2FT, 1-Lamp (Single Kit), 4000K, 3-Wire Driver, 1% Dimming, 3LD2T5-1M40-1 | [53 empty] | 0 | 0 | 0 | [6 empty] | 0 | 1 | 1 | EA | 1 | [78 empty] | <a href="https://assets.lutron.com/a/documents/3685841b_tled%20esell%20sheet_v6.pdf" target="_blank">Manufacturer Brochure</a> | [216 empty] | 20.000 DW | [92 empty] | 1.000 EA | 1.000 EA | [35 empty] | No | [42 empty] | https://assets.lutron.com/a/documents/lutron_cflex_spec_sheet.pdf | [7 empty] | Shelf Stock | [46 empty] | <a href="https://lutron.widen.net/content/6lqm8qbelw/mp4/Ecom_C-Flex_Upgrading-Fluorescents-to-LEDs.mp4" target="_blank">Product Video Clip</a> | [26 empty] | 0 | 0 | 0 | 0 |  | 2024-05-20 11:36 | 2024-07-20 11:37 | 0000-00-00 00:00:00 | 2024-07-20 11:37 | 0000-00-00 00:00:00
0 | Lutron Electronics | 3LD2T8-1M50-24 | 4460-16012 | 4460 | 16012 | Lutron Electronics | 3LD4T8-1M35-1.jpeg?w=1500 | 784276320726 | CFLEX RPT82FT1L8503WMG2 | Lutron Ballast Retrofit Kit by C-Flex: T8, 2FT, 1-Lamp (Case of 24 Kits), 5000K, 3-Wire Driver, 1% Dimming, 3LD2T8-1M50-24 | [53 empty] | 0 | 0 | 0 | [6 empty] | 0 | 1 | 1 | EA | 1 | [78 empty] | <a href="https://assets.lutron.com/a/documents/3685841b_tled%20esell%20sheet_v6.pdf" target="_blank">Manufacturer Brochure</a> | [216 empty] | 20.000 DW | [92 empty] | 1.000 EA | 1.000 EA | [35 empty] | No | [42 empty] | https://assets.lutron.com/a/documents/lutron_cflex_spec_sheet.pdf | [7 empty] | Shelf Stock | [46 empty] | <a href="https://lutron.widen.net/content/6lqm8qbelw/mp4/Ecom_C-Flex_Upgrading-Fluorescents-to-LEDs.mp4" target="_blank">Product Video Clip</a> | [26 empty] | 0 | 0 | 0 | 0 |  | 2024-05-20 11:36 | 2024-07-20 11:37 | 0000-00-00 00:00:00 | 2024-07-20 11:37 | 0000-00-00 00:00:00
0 | Lutron Electronics | 3LD3T8-2M35-12 | 4460-16013 | 4460 | 16013 | Lutron Electronics | 3LD4T8-2M35-1.jpeg?w=1500 | 784276321006 | CFLEX RPT83FT2L8353WMG2 | Lutron Ballast Retrofit Kit by C-Flex: T8, 3FT, 2-Lamp (Case of 12 Kits), 3500K, 3-Wire, 1% Dimming, 3LD3T8-1M35-12 | [53 empty] | 0 | 0 | 0 | [6 empty] | 0 | 1 | 1 | EA | 1 | [78 empty] | <a href="https://assets.lutron.com/a/documents/3685841b_tled%20esell%20sheet_v6.pdf" target="_blank">Manufacturer Brochure</a> | [216 empty] | 20.000 DW | [92 empty] | 1.000 EA | 1.000 EA | [35 empty] | No | [42 empty] | https://assets.lutron.com/a/documents/lutron_cflex_spec_sheet.pdf | [7 empty] | Shelf Stock | [46 empty] | <a href="https://lutron.widen.net/content/6lqm8qbelw/mp4/Ecom_C-Flex_Upgrading-Fluorescents-to-LEDs.mp4" target="_blank">Product Video Clip</a> | [26 empty] | 0 | 0 | 0 | 0 |  | 2024-05-20 11:36 | 2024-07-20 11:37 | 0000-00-00 00:00:00 | 2024-07-20 11:37 | 0000-00-00 00:00:00
0 | Lutron Electronics | 3LD3T8-3M30-8 | 4460-16014 | 4460 | 16014 | Lutron Electronics | 3LD4T8-3M35-1.jpeg?w=1500 | 784276321068 | CFLEX RPT83FT3L8303WMG2 | Lutron Ballast Retrofit Kit by C-Flex: T8, 3FT, 3-Lamp (Case of 8 Kits), 3000K, 3-Wire, 1% Dimming, 3LD3T8-1M30-8 | [53 empty] | 0 | 0 | 0 | [6 empty] | 0 | 1 | 1 | EA | 1 | [78 empty] | <a href="https://assets.lutron.com/a/documents/3685841b_tled%20esell%20sheet_v6.pdf" target="_blank">Manufacturer Brochure</a> | [216 empty] | 20.000 DW | [92 empty] | 1.000 EA | 1.000 EA | [35 empty] | No | [42 empty] | https://assets.lutron.com/a/documents/lutron_cflex_spec_sheet.pdf | [7 empty] | Shelf Stock | [46 empty] | <a href="https://lutron.widen.net/content/6lqm8qbelw/mp4/Ecom_C-Flex_Upgrading-Fluorescents-to-LEDs.mp4" target="_blank">Product Video Clip</a> | [26 empty] | 0 | 0 | 0 | 0 |  | 2024-05-20 11:36 | 2024-07-20 11:37 | 0000-00-00 00:00:00 | 2024-07-20 11:37 | 0000-00-00 00:00:00
0 | Lutron Electronics | 3LD2T5-2M30-12 | 4460-16015 | 4460 | 16015 | Lutron Electronics | 3LD4T5-2M35-1.jpeg?w=1500 | 784276321303 | CFLEX RPT52FT2L8303WMG2 | Lutron Ballast Retrofit Kit by C-Flex: T5, 2FT, 2-Lamp (Case of 12 Kits), 3000K, 3-Wire Driver, 1% Dimming, 3LD2T5-2M30-12 | [53 empty] | 0 | 0 | 0 | [6 empty] | 0 | 1 | 1 | EA | 1 | [78 empty] | <a href="https://assets.lutron.com/a/documents/3685841b_tled%20esell%20sheet_v6.pdf" target="_blank">Manufacturer Brochure</a> | [216 empty] | 20.000 DW | [92 empty] | 1.000 EA | 1.000 EA | [35 empty] | No | [42 empty] | https://assets.lutron.com/a/documents/lutron_cflex_spec_sheet.pdf | [7 empty] | Shelf Stock | [46 empty] | <a href="https://lutron.widen.net/content/6lqm8qbelw/mp4/Ecom_C-Flex_Upgrading-Fluorescents-to-LEDs.mp4" target="_blank">Product Video Clip</a> | [26 empty] | 0 | 0 | 0 | 0 |  | 2024-05-20 11:36 | 2024-07-20 11:37 | 0000-00-00 00:00:00 | 2024-07-20 11:37 | 0000-00-00 00:00:00
0 | Lutron Electronics | 3LD3T5H-3M30-8 | 4460-16016 | 4460 | 16016 | Lutron Electronics | 3LD4T5-3M35-1.jpeg?w=1500 | 784276321648 | CFLEX RPT5HO3FT3L8303WMG2 | Lutron Ballast Retrofit Kit by C-Flex: T5H, 3FT, 3-Lamp (Case of 8 Kits), 3000K, 3-Wire Driver, 1% Dimming, 3LD3T5H-3M30-8 | [53 empty] | 0 | 0 | 0 | [6 empty] | 0 | 1 | 1 | EA | 1 | [78 empty] | <a href="https://assets.lutron.com/a/documents/3685841b_tled%20esell%20sheet_v6.pdf" target="_blank">Manufacturer Brochure</a> | [216 empty] | 20.000 DW | [92 empty] | 1.000 EA | 1.000 EA | [35 empty] | No | [42 empty] | https://assets.lutron.com/a/documents/lutron_cflex_spec_sheet.pdf | [7 empty] | Shelf Stock | [46 empty] | <a href="https://lutron.widen.net/content/6lqm8qbelw/mp4/Ecom_C-Flex_Upgrading-Fluorescents-to-LEDs.mp4" target="_blank">Product Video Clip</a> | [26 empty] | 0 | 0 | 0 | 0 |  | 2024-05-20 11:36 | 2024-07-20 11:37 | 0000-00-00 00:00:00 | 2024-07-20 11:37 | 0000-00-00 00:00:00
0 | Lutron Electronics | 3LD-TT-2M30-12 | 4460-16017 | 4460 | 16017 | Lutron Electronics | 3LD-TT-2M35-1.jpeg?w=1500 | 784276321822 | CFLEX RPPLL5.0K2L8303WMG2 | Lutron Ballast Retrofit Kit by C-Flex: Twin Tube (Biax), 2-Lamp (Case of 12 Kits), 3000K, 3-Wire Driver, 1% Dimming, 3LD-TT-2M30-12 | [53 empty] | 0 | 0 | 0 | [6 empty] | 0 | 1 | 1 | EA | 1 | [78 empty] | <a href="https://assets.lutron.com/a/documents/3685841b_tled%20esell%20sheet_v6.pdf" target="_blank">Manufacturer Brochure</a> | [216 empty] | 20.000 DW | [92 empty] | 1.000 EA | 1.000 EA | [35 empty] | No | [42 empty] | https://assets.lutron.com/a/documents/lutron_cflex_spec_sheet.pdf | [7 empty] | Shelf Stock | [46 empty] | <a href="https://lutron.widen.net/content/6lqm8qbelw/mp4/Ecom_C-Flex_Upgrading-Fluorescents-to-LEDs.mp4" target="_blank">Product Video Clip</a> | [26 empty] | 0 | 0 | 0 | 0 |  | 2024-05-20 11:36 | 2024-07-20 11:37 | 0000-00-00 00:00:00 | 2024-07-20 11:37 | 0000-00-00 00:00:00
0 | Lutron Electronics | 3LD-TT-2M35-12 | 4460-16018 | 4460 | 16018 | Lutron Electronics | 3LD-TT-2M35-1.jpeg?w=1500 | 784276321839 | CFLEX RPPLL5.0K2L8353WMG2 | Lutron Ballast Retrofit Kit by C-Flex: Twin Tube (Biax), 2-Lamp (Case of 12 Kits), 3500K, 3-Wire Driver, 1% Dimming, 3LD-TT-2M35-12 | [53 empty] | 0 | 0 | 0 | [6 empty] | 0 | 1 | 1 | EA | 1 | [78 empty] | <a href="https://assets.lutron.com/a/documents/3685841b_tled%20esell%20sheet_v6.pdf" target="_blank">Manufacturer Brochure</a> | [216 empty] | 20.000 DW | [92 empty] | 1.000 EA | 1.000 EA | [35 empty] | No | [42 empty] | https://assets.lutron.com/a/documents/lutron_cflex_spec_sheet.pdf | [7 empty] | Shelf Stock | [46 empty] | <a href="https://lutron.widen.net/content/6lqm8qbelw/mp4/Ecom_C-Flex_Upgrading-Fluorescents-to-LEDs.mp4" target="_blank">Product Video Clip</a> | [26 empty] | 0 | 0 | 0 | 0 |  | 2024-05-20 11:36 | 2024-07-20 11:37 | 0000-00-00 00:00:00 | 2024-07-20 11:37 | 0000-00-00 00:00:00
1 | Lutron Electronics | 3LD4T8H-1M35-1 | 4460-16019 | 4460 | 16019 | Lutron Electronics | 3LD4T8-3M35-1.jpeg?w=1500 | 784276316613 | CFLEX RPT8HO4FT1L8353WMG2 | Lutron Ballast Retrofit Kit by C-Flex: T8H, 4FT, 1-Lamp (Case of 24 Kits), 3500K, 3-Wire Driver, 1% Dimming, 3LD4T8H-1M35-1 | [53 empty] | 0 | 0 | 0 | [6 empty] | 0 | 1 | 1 | EA | 1 | Specialty Items | [27 empty] | Lighting Kits | [49 empty] | <a href="https://assets.lutron.com/a/documents/3685841b_tled%20esell%20sheet_v6.pdf" target="_blank">Manufacturer Brochure</a> | [216 empty] | 20.000 DW | [92 empty] | 1.000 EA | 1.000 EA | [35 empty] | No | [42 empty] | https://assets.lutron.com/a/documents/lutron_cflex_spec_sheet.pdf | [7 empty] | Shelf Stock | [39 empty] | 39111821 | [6 empty] | <a href="https://lutron.widen.net/content/6lqm8qbelw/mp4/Ecom_C-Flex_Upgrading-Fluorescents-to-LEDs.mp4" target="_blank">Product Video Clip</a> | [26 empty] | 0 | 0 | 0 | 0 | Lighting Fixtures | 2024-05-20 11:36 | 2024-07-20 11:37 | 0000-00-00 00:00:00 | 2024-07-20 11:37 | 0000-00-00 00:00:00
0 | Lutron Electronics | 3LD4T8H-2M40-1 | 4460-16020 | 4460 | 16020 | Lutron Electronics | 3LD4T8-2M35-1.jpeg?w=1500 | 784276316712 | CFLEX RPT8HO4FT2L8403WMG2 | Lutron Ballast Retrofit Kit by C-Flex: T8H, 4FT, 2-Lamp (Single Kit), 4000K, 3-Wire Driver, 1% Dimming, 3LD4T8H-2M40-1 | [53 empty] | 0 | 0 | 0 | [6 empty] | 0 | 1 | 1 | EA | 1 | [78 empty] | <a href="https://assets.lutron.com/a/documents/3685841b_tled%20esell%20sheet_v6.pdf" target="_blank">Manufacturer Brochure</a> | [216 empty] | 20.000 DW | [92 empty] | 1.000 EA | 1.000 EA | [35 empty] | No | [42 empty] | https://assets.lutron.com/a/documents/lutron_cflex_spec_sheet.pdf | [7 empty] | Shelf Stock | [46 empty] | <a href="https://lutron.widen.net/content/6lqm8qbelw/mp4/Ecom_C-Flex_Upgrading-Fluorescents-to-LEDs.mp4" target="_blank">Product Video Clip</a> | [26 empty] | 0 | 0 | 0 | 0 |  | 2024-05-20 11:36 | 2024-07-20 11:37 | 0000-00-00 00:00:00 | 2024-07-20 11:37 | 0000-00-00 00:00:00
0 | Lutron Electronics | 3LD3T8-1M30-1 | 4460-16021 | 4460 | 16021 | Lutron Electronics | 3LD4T8-1M35-1.jpeg?w=1500 | 784276318600 | CFLEX RPT83FT1L8303WMG2 | Lutron Ballast Retrofit Kit by C-Flex: T8, 3FT, 1-Lamp (Single Kit), 3000K, 3-Wire Driver, 1% Dimming, 3LD3T8-1M30-1 | [53 empty] | 0 | 0 | 0 | [6 empty] | 0 | 1 | 1 | EA | 1 | [78 empty] | <a href="https://assets.lutron.com/a/documents/3685841b_tled%20esell%20sheet_v6.pdf" target="_blank">Manufacturer Brochure</a> | [216 empty] | 20.000 DW | [92 empty] | 1.000 EA | 1.000 EA | [35 empty] | No | [42 empty] | https://assets.lutron.com/a/documents/lutron_cflex_spec_sheet.pdf | [7 empty] | Shelf Stock | [46 empty] | <a href="https://lutron.widen.net/content/6lqm8qbelw/mp4/Ecom_C-Flex_Upgrading-Fluorescents-to-LEDs.mp4" target="_blank">Product Video Clip</a> | [26 empty] | 0 | 0 | 0 | 0 |  | 2024-05-20 11:36 | 2024-07-20 11:37 | 0000-00-00 00:00:00 | 2024-07-20 11:37 | 0000-00-00 00:00:00
0 | Lutron Electronics | 3LD3T8-1M35-1 | 4460-16022 | 4460 | 16022 | Lutron Electronics | 3LD4T8-1M35-1.jpeg?w=1500 | 784276318624 | CFLEX RPT83FT1L8353WMG2 | Lutron Ballast Retrofit Kit by C-Flex: T8, 3FT, 1-Lamp (Single Kit), 3500K, 3-Wire Driver, 1% Dimming, 3LD3T8-1M35-1 | [53 empty] | 0 | 0 | 0 | [6 empty] | 0 | 1 | 1 | EA | 1 | [78 empty] | <a href="https://assets.lutron.com/a/documents/3685841b_tled%20esell%20sheet_v6.pdf" target="_blank">Manufacturer Brochure</a> | [216 empty] | 20.000 DW | [92 empty] | 1.000 EA | 1.000 EA | [35 empty] | No | [42 empty] | https://assets.lutron.com/a/documents/lutron_cflex_spec_sheet.pdf | [7 empty] | Shelf Stock | [46 empty] | <a href="https://lutron.widen.net/content/6lqm8qbelw/mp4/Ecom_C-Flex_Upgrading-Fluorescents-to-LEDs.mp4" target="_blank">Product Video Clip</a> | [26 empty] | 0 | 0 | 0 | 0 |  | 2024-05-20 11:36 | 2024-07-20 11:37 | 0000-00-00 00:00:00 | 2024-07-20 11:37 | 0000-00-00 00:00:00
0 | Lutron Electronics | 3LD2T5-1M50-1 | 4460-16023 | 4460 | 16023 | Lutron Electronics | 3LD4T5-1M35-1.jpeg?w=1500 | 784276319041 | CFLEX RPT52FT1L8503WMG2 | Lutron Ballast Retrofit Kit by C-Flex: T5, 2FT, 1-Lamp (Single Kit), 5000K, 3-Wire Driver, 1% Dimming, 3LD2T5-1M50-1 | [53 empty] | 0 | 0 | 0 | [6 empty] | 0 | 1 | 1 | EA | 1 | [78 empty] | <a href="https://assets.lutron.com/a/documents/3685841b_tled%20esell%20sheet_v6.pdf" target="_blank">Manufacturer Brochure</a> | [216 empty] | 20.000 DW | [92 empty] | 1.000 EA | 1.000 EA | [35 empty] | No | [42 empty] | https://assets.lutron.com/a/documents/lutron_cflex_spec_sheet.pdf | [7 empty] | Shelf Stock | [46 empty] | <a href="https://lutron.widen.net/content/6lqm8qbelw/mp4/Ecom_C-Flex_Upgrading-Fluorescents-to-LEDs.mp4" target="_blank">Product Video Clip</a> | [26 empty] | 0 | 0 | 0 | 0 |  | 2024-05-20 11:36 | 2024-07-20 11:37 | 0000-00-00 00:00:00 | 2024-07-20 11:37 | 0000-00-00 00:00:00
0 | Lutron Electronics | 3LD4T5-3M50-1 | 4460-16024 | 4460 | 16024 | Lutron Electronics | 3LD4T5-3M35-1.jpeg?w=1500 | 784276321013 | CFLEX RPT54FT3L8503WMG2 | Lutron Ballast Retrofit Kit by C-Flex: T5H, 4FT, 3-Lamp (Single Kit), 5000K, 3-Wire Driver, 1% Dimming, 3LD4T5H-3M50-1 | [53 empty] | 0 | 0 | 0 | [6 empty] | 0 | 1 | 1 | EA | 1 | [78 empty] | <a href="https://assets.lutron.com/a/documents/3685841b_tled%20esell%20sheet_v6.pdf" target="_blank">Manufacturer Brochure</a> | [216 empty] | 20.000 DW | [92 empty] | 1.000 EA | 1.000 EA | [35 empty] | No | [42 empty] | https://assets.lutron.com/a/documents/lutron_cflex_spec_sheet.pdf | [7 empty] | Shelf Stock | [46 empty] | <a href="https://lutron.widen.net/content/6lqm8qbelw/mp4/Ecom_C-Flex_Upgrading-Fluorescents-to-LEDs.mp4" target="_blank">Product Video Clip</a> | [26 empty] | 0 | 0 | 0 | 0 |  | 2024-05-20 11:36 | 2024-07-20 11:37 | 0000-00-00 00:00:00 | 2024-07-20 11:37 | 0000-00-00 00:00:00
1 | Lutron Electronics | 3LDVCF-2C40-1 | 4460-16025 | 4460 | 16025 | Lutron Electronics | 3LDVCF-2C35-1.jpeg?w=1500 | 784276317214 | CFLEX RPG24Q226V2L8403WKNG2 | Lutron Ballast Retrofit Kit by C-Flex: Vertical CFL, 2-Lamp (Single Kit), 4000K, 3-Wire Driver, 1% Dimming, 3LDVCF-2C40-1 | [53 empty] | 0 | 0 | 0 | [6 empty] | 0 | 1 | 1 | EA | 1 | Specialty Items | [27 empty] | Lighting Kits | [49 empty] | <a href="https://assets.lutron.com/a/documents/3685841b_tled%20esell%20sheet_v6.pdf" target="_blank">Manufacturer Brochure</a> | [216 empty] | 20.000 DW | [92 empty] | 1.000 EA | 1.000 EA | [35 empty] | No | [42 empty] | https://assets.lutron.com/a/documents/lutron_cflex_spec_sheet.pdf | [7 empty] | Shelf Stock | [39 empty] | 39111821 | [6 empty] | <a href="https://lutron.widen.net/content/6lqm8qbelw/mp4/Ecom_C-Flex_Upgrading-Fluorescents-to-LEDs.mp4" target="_blank">Product Video Clip</a> | [26 empty] | 0 | 0 | 0 | 0 | Lighting Fixtures | 2024-05-20 11:36 | 2024-07-20 11:37 | 0000-00-00 00:00:00 | 2024-07-20 11:37 | 0000-00-00 00:00:00
1 | Lutron Electronics | 3LDPCA-1C40-1 | 4460-16026 | 4460 | 16026 | Lutron Electronics | 3LDPCA-1C35-1.jpeg?w=1500 | 784276317573 | CFLEX RPG24Q142H1L8403WKNG2 | Lutron Ballast Retrofit Kit by C-Flex: Round High Power CFL w/ Arm, 1-Lamp (Single Kit), 4000K, 3-Wire Driver, 1% Dimming, 3LDPCA-1C40-1 | [53 empty] | 0 | 0 | 0 | [6 empty] | 0 | 1 | 1 | EA | 1 | Specialty Items | [27 empty] | Lighting Kits | [49 empty] | <a href="https://assets.lutron.com/a/documents/3685841b_tled%20esell%20sheet_v6.pdf" target="_blank">Manufacturer Brochure</a> | [216 empty] | 20.000 DW | [92 empty] | 1.000 EA | 1.000 EA | [35 empty] | No | [42 empty] | https://assets.lutron.com/a/documents/lutron_cflex_spec_sheet.pdf | [7 empty] | Shelf Stock | [39 empty] | 39111821 | [6 empty] | <a href="https://lutron.widen.net/content/6lqm8qbelw/mp4/Ecom_C-Flex_Upgrading-Fluorescents-to-LEDs.mp4" target="_blank">Product Video Clip</a> | [26 empty] | 0 | 0 | 0 | 0 | Lighting Fixtures | 2024-05-20 11:36 | 2024-07-20 11:37 | 0000-00-00 00:00:00 | 2024-07-20 11:37 | 0000-00-00 00:00:00
1 | Lutron Electronics | 3LDPCF-1C30-1 | 4460-16027 | 4460 | 16027 | Lutron Electronics | 3LDPCF-1C35-1.jpeg?w=1500 | 784276317597 | CFLEX RPG24Q142V1L8303WKNG2 | Lutron Ballast Retrofit Kit by C-Flex: Round High Power CFL, 1-Lamp (Single Kit), 3000K, 3-Wire Driver, 1% Dimming, 3LDPCF-1C30-1 | [53 empty] | 0 | 0 | 0 | [6 empty] | 0 | 1 | 1 | EA | 1 | Specialty Items | [27 empty] | Lighting Kits | [49 empty] | <a href="https://assets.lutron.com/a/documents/3685841b_tled%20esell%20sheet_v6.pdf" target="_blank">Manufacturer Brochure</a> | [216 empty] | 20.000 DW | [92 empty] | 1.000 EA | 1.000 EA | [35 empty] | No | [42 empty] | https://assets.lutron.com/a/documents/lutron_cflex_spec_sheet.pdf | [7 empty] | Shelf Stock | [39 empty] | 39111821 | [6 empty] | <a href="https://lutron.widen.net/content/6lqm8qbelw/mp4/Ecom_C-Flex_Upgrading-Fluorescents-to-LEDs.mp4" target="_blank">Product Video Clip</a> | [26 empty] | 0 | 0 | 0 | 0 | Lighting Fixtures | 2024-05-20 11:36 | 2024-07-20 11:37 | 0000-00-00 00:00:00 | 2024-07-20 11:37 | 0000-00-00 00:00:00
1 | Lutron Electronics | 3LDVCF-1C40-24 | 4460-16028 | 4460 | 16028 | Lutron Electronics | 3LDVCF-1C35-1.jpeg?w=1500 | 784276319409 | CFLEX RPG24Q126V1L8403WKNG2 | Lutron Ballast Retrofit Kit by C-Flex: Vertical CFL, 1-Lamp (Case of 24 Kits), 4000K, 3-Wire Driver, 1% Dimming, 3LDVCF-1C40-24 | [53 empty] | 0 | 0 | 0 | [6 empty] | 0 | 1 | 1 | EA | 1 | Specialty Items | [27 empty] | Lighting Kits | [49 empty] | <a href="https://assets.lutron.com/a/documents/3685841b_tled%20esell%20sheet_v6.pdf" target="_blank">Manufacturer Brochure</a> | [216 empty] | 20.000 DW | [92 empty] | 1.000 EA | 1.000 EA | [35 empty] | No | [42 empty] | https://assets.lutron.com/a/documents/lutron_cflex_spec_sheet.pdf | [7 empty] | Shelf Stock | [39 empty] | 39111821 | [6 empty] | <a href="https://lutron.widen.net/content/6lqm8qbelw/mp4/Ecom_C-Flex_Upgrading-Fluorescents-to-LEDs.mp4" target="_blank">Product Video Clip</a> | [26 empty] | 0 | 0 | 0 | 0 | Lighting Fixtures | 2024-05-20 11:36 | 2024-07-20 11:37 | 0000-00-00 00:00:00 | 2024-07-20 11:37 | 0000-00-00 00:00:00
1 | Lutron Electronics | ST-FSQ-N-LA | 4460-16029 | 4460 | 16029 | Lutron Electronics | ST-FSQ-N-LA | 784276312738 | Avail Jul 23 2024-TEMP MODEL | Lutron Sunnata Touch Fan Control, 4-Speed, 1.5A Paddle Fan, AC Motor, Single Pole, Neutral Required, 120V, ST-FSQN-LA, Light Almond | [53 empty] | 0 | 0 | 0 | [6 empty] | 0 | 1 | 1 | EA | 1 | Specialty Items | [27 empty] | Lighting Accessories | [266 empty] | 5.000 DW | [92 empty] | 1.000 EA | 1.000 EA | [35 empty] | No | [50 empty] | Shelf Stock | [39 empty] | 39122221 | [33 empty] | 0 | 0 | 0 | 0 | Lighting Fixtures | 2024-05-20 11:36 | 2024-07-20 11:38 | 0000-00-00 00:00:00 | 2024-07-20 11:38 | 0000-00-00 00:00:00
1 | Lutron Electronics | ST-FSQ-N-SD | 4460-16030 | 4460 | 16030 | Lutron Electronics | ST-FSQ-N-SD | 784276312929 | Avail Jul 23 2024-TEMP MODEL | Lutron Sunnata Touch Fan Control, 4-Speed, 1.5A Paddle Fan, AC Motor, Single Pole, Neutral Required, 120V, ST-FSQN-SD, Sand | [53 empty] | 0 | 0 | 0 | [6 empty] | 0 | 1 | 1 | EA | 1 | Specialty Items | [27 empty] | Lighting Accessories | [266 empty] | 5.000 DW | [92 empty] | 1.000 EA | 1.000 EA | [35 empty] | No | [50 empty] | Shelf Stock | [39 empty] | 39122221 | [33 empty] | 0 | 0 | 0 | 0 | Lighting Fixtures | 2024-05-20 11:36 | 2024-07-20 11:38 | 0000-00-00 00:00:00 | 2024-07-20 11:38 | 0000-00-00 00:00:00
1 | Lutron Electronics | ST-FSQ-N-SL | 4460-16031 | 4460 | 16031 | Lutron Electronics | ST-FSQ-N-SL | 784276312936 | Avail Jul 23 2024-TEMP MODEL | Lutron Sunnata Touch Fan Control, 4-Speed, 1.5A Paddle Fan, AC Motor, Single Pole, Neutral Required, 120V, ST-FSQN-SL, Slate | [53 empty] | 0 | 0 | 0 | [6 empty] | 0 | 1 | 1 | EA | 1 | Specialty Items | [27 empty] | Lighting Accessories | [266 empty] | 5.000 DW | [92 empty] | 1.000 EA | 1.000 EA | [35 empty] | No | [50 empty] | Shelf Stock | [39 empty] | 39122221 | [33 empty] | 0 | 0 | 0 | 0 | Lighting Fixtures | 2024-05-20 11:37 | 2024-07-20 11:38 | 0000-00-00 00:00:00 | 2024-07-20 11:38 | 0000-00-00 00:00:00
0 | Lutron Electronics | 3LD2T8-2M30-12 | 4460-16034 | 4460 | 16034 | Lutron Electronics | 3LD4T8-2M35-1.jpeg?w=1500 | 784276320740 | CFLEX RPT82FT2L8303WMG2 | Lutron Ballast Retrofit Kit by C-Flex: T8, 2FT, 2-Lamp (Case of 12 Kits), 3000K, 3-Wire Driver, 1% Dimming, 3LD2T8-2M30-12 | [53 empty] | 0 | 0 | 0 | [6 empty] | 0 | 1 | 1 | EA | 1 | [78 empty] | <a href="https://assets.lutron.com/a/documents/3685841b_tled%20esell%20sheet_v6.pdf" target="_blank">Manufacturer Brochure</a> | [216 empty] | 20.000 DW | [92 empty] | 1.000 EA | 1.000 EA | [35 empty] | No | [42 empty] | https://assets.lutron.com/a/documents/lutron_cflex_spec_sheet.pdf | [7 empty] | Shelf Stock | [46 empty] | <a href="https://lutron.widen.net/content/6lqm8qbelw/mp4/Ecom_C-Flex_Upgrading-Fluorescents-to-LEDs.mp4" target="_blank">Product Video Clip</a> | [26 empty] | 0 | 0 | 0 | 0 |  | 2024-05-20 11:37 | 2024-07-20 11:44 | 0000-00-00 00:00:00 | 2024-07-20 11:44 | 0000-00-00 00:00:00
0 | Lutron Electronics | 3LD3T8-2M40-12 | 4460-16035 | 4460 | 16035 | Lutron Electronics | 3LD4T8-2M35-1.jpeg?w=1500 | 784276321020 | CFLEX RPT83FT2L8403WMG2 | Lutron Ballast Retrofit Kit by C-Flex: T8, 3FT, 2-Lamp (Case of 12 Kits), 4000K, 3-Wire, 1% Dimming, 3LD3T8-1M40-12 | [53 empty] | 0 | 0 | 0 | [6 empty] | 0 | 1 | 1 | EA | 1 | [78 empty] | <a href="https://assets.lutron.com/a/documents/3685841b_tled%20esell%20sheet_v6.pdf" target="_blank">Manufacturer Brochure</a> | [216 empty] | 20.000 DW | [92 empty] | 1.000 EA | 1.000 EA | [35 empty] | No | [42 empty] | https://assets.lutron.com/a/documents/lutron_cflex_spec_sheet.pdf | [7 empty] | Shelf Stock | [46 empty] | <a href="https://lutron.widen.net/content/6lqm8qbelw/mp4/Ecom_C-Flex_Upgrading-Fluorescents-to-LEDs.mp4" target="_blank">Product Video Clip</a> | [26 empty] | 0 | 0 | 0 | 0 |  | 2024-05-20 11:37 | 2024-07-20 11:44 | 0000-00-00 00:00:00 | 2024-07-20 11:44 | 0000-00-00 00:00:00
0 | Lutron Electronics | 3LD3T8-2M50-12 | 4460-16036 | 4460 | 16036 | Lutron Electronics | 3LD4T8-2M35-1.jpeg?w=1500 | 784276321044 | CFLEX RPT83FT2L8503WMG2 | Lutron Ballast Retrofit Kit by C-Flex: T8, 3FT, 2-Lamp (Case of 12 Kits), 5000K, 3-Wire, 1% Dimming, 3LD3T8-1M50-12 | [53 empty] | 0 | 0 | 0 | [6 empty] | 0 | 1 | 1 | EA | 1 | [78 empty] | <a href="https://assets.lutron.com/a/documents/3685841b_tled%20esell%20sheet_v6.pdf" target="_blank">Manufacturer Brochure</a> | [216 empty] | 20.000 DW | [92 empty] | 1.000 EA | 1.000 EA | [35 empty] | No | [42 empty] | https://assets.lutron.com/a/documents/lutron_cflex_spec_sheet.pdf | [7 empty] | Shelf Stock | [46 empty] | <a href="https://lutron.widen.net/content/6lqm8qbelw/mp4/Ecom_C-Flex_Upgrading-Fluorescents-to-LEDs.mp4" target="_blank">Product Video Clip</a> | [26 empty] | 0 | 0 | 0 | 0 |  | 2024-05-20 11:37 | 2024-07-20 11:44 | 0000-00-00 00:00:00 | 2024-07-20 11:44 | 0000-00-00 00:00:00
0 | Lutron Electronics | 3LD2T5H-2M50-12 | 4460-16037 | 4460 | 16037 | Lutron Electronics | 3LD4T5-2M35-1.jpeg?w=1500 | 784276321518 | CFLEX RPT5HO2FT2L8503WMG2 | Lutron Ballast Retrofit Kit by C-Flex: T5H, 2FT, 2-Lamp (Case of 12 Kits), 5000K, 3-Wire Driver, 1% Dimming, 3LD2T5H-2M50-12 | [53 empty] | 0 | 0 | 0 | [6 empty] | 0 | 1 | 1 | EA | 1 | [78 empty] | <a href="https://assets.lutron.com/a/documents/3685841b_tled%20esell%20sheet_v6.pdf" target="_blank">Manufacturer Brochure</a> | [216 empty] | 20.000 DW | [92 empty] | 1.000 EA | 1.000 EA | [35 empty] | No | [42 empty] | https://assets.lutron.com/a/documents/lutron_cflex_spec_sheet.pdf | [7 empty] | Shelf Stock | [46 empty] | <a href="https://lutron.widen.net/content/6lqm8qbelw/mp4/Ecom_C-Flex_Upgrading-Fluorescents-to-LEDs.mp4" target="_blank">Product Video Clip</a> | [26 empty] | 0 | 0 | 0 | 0 |  | 2024-05-20 11:37 | 2024-07-20 11:44 | 0000-00-00 00:00:00 | 2024-07-20 11:44 | 0000-00-00 00:00:00
0 | Lutron Electronics | 3LD3T5H-3M35-8 | 4460-16038 | 4460 | 16038 | Lutron Electronics | 3LD4T5-3M35-1.jpeg?w=1500 | 784276321655 | CFLEX RPT5HO3FT3L8353WMG2 | Lutron Ballast Retrofit Kit by C-Flex: T5H, 3FT, 3-Lamp (Case of 8 Kits), 3500K, 3-Wire Driver, 1% Dimming, 3LD3T5H-3M35-8 | [53 empty] | 0 | 0 | 0 | [6 empty] | 0 | 1 | 1 | EA | 1 | [78 empty] | <a href="https://assets.lutron.com/a/documents/3685841b_tled%20esell%20sheet_v6.pdf" target="_blank">Manufacturer Brochure</a> | [216 empty] | 20.000 DW | [92 empty] | 1.000 EA | 1.000 EA | [35 empty] | No | [42 empty] | https://assets.lutron.com/a/documents/lutron_cflex_spec_sheet.pdf | [7 empty] | Shelf Stock | [46 empty] | <a href="https://lutron.widen.net/content/6lqm8qbelw/mp4/Ecom_C-Flex_Upgrading-Fluorescents-to-LEDs.mp4" target="_blank">Product Video Clip</a> | [26 empty] | 0 | 0 | 0 | 0 |  | 2024-05-20 11:37 | 2024-07-20 11:44 | 0000-00-00 00:00:00 | 2024-07-20 11:44 | 0000-00-00 00:00:00
0 | Lutron Electronics | 3LD3T5H-3M40-8 | 4460-16039 | 4460 | 16039 | Lutron Electronics | 3LD4T5-3M35-1.jpeg?w=1500 | 784276321662 | CFLEX RPT5HO3FT3L8403WMG2 | Lutron Ballast Retrofit Kit by C-Flex: T5H, 3FT, 3-Lamp (Case of 8 Kits), 4000K, 3-Wire Driver, 1% Dimming, 3LD3T5H-3M40-8 | [53 empty] | 0 | 0 | 0 | [6 empty] | 0 | 1 | 1 | EA | 1 | [78 empty] | <a href="https://assets.lutron.com/a/documents/3685841b_tled%20esell%20sheet_v6.pdf" target="_blank">Manufacturer Brochure</a> | [216 empty] | 20.000 DW | [92 empty] | 1.000 EA | 1.000 EA | [35 empty] | No | [42 empty] | https://assets.lutron.com/a/documents/lutron_cflex_spec_sheet.pdf | [7 empty] | Shelf Stock | [46 empty] | <a href="https://lutron.widen.net/content/6lqm8qbelw/mp4/Ecom_C-Flex_Upgrading-Fluorescents-to-LEDs.mp4" target="_blank">Product Video Clip</a> | [26 empty] | 0 | 0 | 0 | 0 |  | 2024-05-20 11:37 | 2024-07-20 11:44 | 0000-00-00 00:00:00 | 2024-07-20 11:44 | 0000-00-00 00:00:00
0 | Lutron Electronics | 3LD3T5H-1M30-1 | 4460-16040 | 4460 | 16040 | Lutron Electronics | 3LD4T5-1M35-1.jpeg?w=1500 | 784276316316 | CFLEX RPT5HO3FT1L8303WMG2 | Lutron Ballast Retrofit Kit by C-Flex: T5H, 3FT, 1-Lamp (Single Kit), 3000K, 3-Wire Driver, 1% Dimming, 3LD3T5H-1M30-1 | [53 empty] | 0 | 0 | 0 | [6 empty] | 0 | 1 | 1 | EA | 1 | [78 empty] | <a href="https://assets.lutron.com/a/documents/3685841b_tled%20esell%20sheet_v6.pdf" target="_blank">Manufacturer Brochure</a> | [216 empty] | 20.000 DW | [92 empty] | 1.000 EA | 1.000 EA | [35 empty] | No | [42 empty] | https://assets.lutron.com/a/documents/lutron_cflex_spec_sheet.pdf | [7 empty] | Shelf Stock | [46 empty] | <a href="https://lutron.widen.net/content/6lqm8qbelw/mp4/Ecom_C-Flex_Upgrading-Fluorescents-to-LEDs.mp4" target="_blank">Product Video Clip</a> | [26 empty] | 0 | 0 | 0 | 0 |  | 2024-05-20 11:37 | 2024-07-20 11:44 | 0000-00-00 00:00:00 | 2024-07-20 11:44 | 0000-00-00 00:00:00
1 | Lutron Electronics | 3LD4T8H-1M40-1 | 4460-16041 | 4460 | 16041 | Lutron Electronics | 3LD4T8-3M35-1.jpeg?w=1500 | 784276316637 | CFLEX RPT8HO4FT1L8403WMG2 | Lutron Ballast Retrofit Kit by C-Flex: T8H, 4FT, 1-Lamp (Single Kit), 4000K, 3-Wire Driver, 1% Dimming, 3LD4T8H-1M40-1 | [53 empty] | 0 | 0 | 0 | [6 empty] | 0 | 1 | 1 | EA | 1 | Specialty Items | [27 empty] | Lighting Kits | [49 empty] | <a href="https://assets.lutron.com/a/documents/3685841b_tled%20esell%20sheet_v6.pdf" target="_blank">Manufacturer Brochure</a> | [216 empty] | 20.000 DW | [92 empty] | 1.000 EA | 1.000 EA | [35 empty] | No | [42 empty] | https://assets.lutron.com/a/documents/lutron_cflex_spec_sheet.pdf | [7 empty] | Shelf Stock | [39 empty] | 39111821 | [6 empty] | <a href="https://lutron.widen.net/content/6lqm8qbelw/mp4/Ecom_C-Flex_Upgrading-Fluorescents-to-LEDs.mp4" target="_blank">Product Video Clip</a> | [26 empty] | 0 | 0 | 0 | 0 | Lighting Fixtures | 2024-05-20 11:37 | 2024-07-20 11:44 | 0000-00-00 00:00:00 | 2024-07-20 11:44 | 0000-00-00 00:00:00
1 | Lutron Electronics | 3LD4T8H-1M50-1 | 4460-16042 | 4460 | 16042 | Lutron Electronics | 3LD4T8-3M35-1.jpeg?w=1500 | 784276316651 | CFLEX RPT8HO4FT1L8503WMG2 | Lutron Ballast Retrofit Kit by C-Flex: T8H, 4FT, 1-Lamp (Case of 24 Kits), 5000K, 3-Wire Driver, 1% Dimming, 3LD4T8H-1M50-1 | [53 empty] | 0 | 0 | 0 | [6 empty] | 0 | 1 | 1 | EA | 1 | Specialty Items | [27 empty] | Lighting Kits | [49 empty] | <a href="https://assets.lutron.com/a/documents/3685841b_tled%20esell%20sheet_v6.pdf" target="_blank">Manufacturer Brochure</a> | [216 empty] | 20.000 DW | [92 empty] | 1.000 EA | 1.000 EA | [35 empty] | No | [42 empty] | https://assets.lutron.com/a/documents/lutron_cflex_spec_sheet.pdf | [7 empty] | Shelf Stock | [39 empty] | 39111821 | [6 empty] | <a href="https://lutron.widen.net/content/6lqm8qbelw/mp4/Ecom_C-Flex_Upgrading-Fluorescents-to-LEDs.mp4" target="_blank">Product Video Clip</a> | [26 empty] | 0 | 0 | 0 | 0 | Lighting Fixtures | 2024-05-20 11:37 | 2024-07-20 11:44 | 0000-00-00 00:00:00 | 2024-07-20 11:44 | 0000-00-00 00:00:00
0 | Lutron Electronics | 3LD2T5-2M35-1 | 4460-16043 | 4460 | 16043 | Lutron Electronics | 3LD4T5-2M35-1.jpeg?w=1500 | 784276319089 | CFLEX RPT52FT2L8353WMG2 | Lutron Ballast Retrofit Kit by C-Flex: T5, 2FT, 2-Lamp (Single Kit), 3500K, 3-Wire Driver, 1% Dimming, 3LD2T5-2M35-1 | [53 empty] | 0 | 0 | 0 | [6 empty] | 0 | 1 | 1 | EA | 1 | [78 empty] | <a href="https://assets.lutron.com/a/documents/3685841b_tled%20esell%20sheet_v6.pdf" target="_blank">Manufacturer Brochure</a> | [216 empty] | 20.000 DW | [92 empty] | 1.000 EA | 1.000 EA | [35 empty] | No | [42 empty] | https://assets.lutron.com/a/documents/lutron_cflex_spec_sheet.pdf | [7 empty] | Shelf Stock | [46 empty] | <a href="https://lutron.widen.net/content/6lqm8qbelw/mp4/Ecom_C-Flex_Upgrading-Fluorescents-to-LEDs.mp4" target="_blank">Product Video Clip</a> | [26 empty] | 0 | 0 | 0 | 0 |  | 2024-05-20 11:37 | 2024-07-20 11:44 | 0000-00-00 00:00:00 | 2024-07-20 11:44 | 0000-00-00 00:00:00
0 | Lutron Electronics | 3LD-TT-1M35-1 | 4460-16044 | 4460 | 16044 | Lutron Electronics | 3LD-TT-1M35-1.jpeg?w=1500 | 784276319331 | CFLEX RPPLL2.5K1L8353WMG2 | Lutron Ballast Retrofit Kit by C-Flex: Twin Tube (Biax), 1-Lamp (Single Kit), 3500K, 3-Wire Driver, 1% Dimming, 3LD-TT-1M35-1 | [53 empty] | 0 | 0 | 0 | [6 empty] | 0 | 1 | 1 | EA | 1 | [78 empty] | <a href="https://assets.lutron.com/a/documents/3685841b_tled%20esell%20sheet_v6.pdf" target="_blank">Manufacturer Brochure</a> | [216 empty] | 20.000 DW | [92 empty] | 1.000 EA | 1.000 EA | [35 empty] | No | [42 empty] | https://assets.lutron.com/a/documents/lutron_cflex_spec_sheet.pdf | [7 empty] | Shelf Stock | [46 empty] | <a href="https://lutron.widen.net/content/6lqm8qbelw/mp4/Ecom_C-Flex_Upgrading-Fluorescents-to-LEDs.mp4" target="_blank">Product Video Clip</a> | [26 empty] | 0 | 0 | 0 | 0 |  | 2024-05-20 11:37 | 2024-07-20 11:44 | 0000-00-00 00:00:00 | 2024-07-20 11:44 | 0000-00-00 00:00:00
0 | Lutron Electronics | 3LD-TT-1M40-1 | 4460-16045 | 4460 | 16045 | Lutron Electronics | 3LD-TT-1M35-1.jpeg?w=1500 | 784276319355 | CFLEX RPPLL2.5K1L8403WMG2 | Lutron Ballast Retrofit Kit by C-Flex: Twin Tube (Biax), 1-Lamp (Single Kit), 4000K, 3-Wire Driver, 1% Dimming, 3LD-TT-1M40-1 | [53 empty] | 0 | 0 | 0 | [6 empty] | 0 | 1 | 1 | EA | 1 | [78 empty] | <a href="https://assets.lutron.com/a/documents/3685841b_tled%20esell%20sheet_v6.pdf" target="_blank">Manufacturer Brochure</a> | [216 empty] | 20.000 DW | [92 empty] | 1.000 EA | 1.000 EA | [35 empty] | No | [42 empty] | https://assets.lutron.com/a/documents/lutron_cflex_spec_sheet.pdf | [7 empty] | Shelf Stock | [46 empty] | <a href="https://lutron.widen.net/content/6lqm8qbelw/mp4/Ecom_C-Flex_Upgrading-Fluorescents-to-LEDs.mp4" target="_blank">Product Video Clip</a> | [26 empty] | 0 | 0 | 0 | 0 |  | 2024-05-20 11:37 | 2024-07-20 11:44 | 0000-00-00 00:00:00 | 2024-07-20 11:44 | 0000-00-00 00:00:00
0 | Lutron Electronics | 3LDHCF-1C35-1 | 4460-16046 | 4460 | 16046 | Lutron Electronics | 3LDHCF-1C35-1.jpeg?w=1500 | 784276317252 | CFLEX RPG24Q126H1L8353WKNG2 | Lutron Ballast Retrofit Kit by C-Flex: Horizontal CFL, 1-Lamp (Single Kit), 3500K, 3-Wire Driver, 1% Dimming, 3LDHCF-1C35-1 | [53 empty] | 0 | 0 | 0 | [6 empty] | 0 | 1 | 1 | EA | 1 | [78 empty] | <a href="https://assets.lutron.com/a/documents/3685841b_tled%20esell%20sheet_v6.pdf" target="_blank">Manufacturer Brochure</a> | [216 empty] | 20.000 DW | [92 empty] | 1.000 EA | 1.000 EA | [35 empty] | No | [42 empty] | https://assets.lutron.com/a/documents/lutron_cflex_spec_sheet.pdf | [7 empty] | Shelf Stock | [46 empty] | <a href="https://lutron.widen.net/content/6lqm8qbelw/mp4/Ecom_C-Flex_Upgrading-Fluorescents-to-LEDs.mp4" target="_blank">Product Video Clip</a> | [26 empty] | 0 | 0 | 0 | 0 |  | 2024-05-20 11:37 | 2024-07-20 11:44 | 0000-00-00 00:00:00 | 2024-07-20 11:44 | 0000-00-00 00:00:00
0 | Lutron Electronics | 3LDHCF-1C40-1 | 4460-16047 | 4460 | 16047 | Lutron Electronics | 3LDHCF-1C35-1.jpeg?w=1500 | 784276317276 | CFLEX RPG24Q126H1L8403WKNG2 | Lutron Ballast Retrofit Kit by C-Flex: Horizontal CFL, 1-Lamp (Single Kit), 4000K, 3-Wire Driver, 1% Dimming, 3LDHCF-1C40-1 | [53 empty] | 0 | 0 | 0 | [6 empty] | 0 | 1 | 1 | EA | 1 | [78 empty] | <a href="https://assets.lutron.com/a/documents/3685841b_tled%20esell%20sheet_v6.pdf" target="_blank">Manufacturer Brochure</a> | [216 empty] | 20.000 DW | [92 empty] | 1.000 EA | 1.000 EA | [35 empty] | No | [42 empty] | https://assets.lutron.com/a/documents/lutron_cflex_spec_sheet.pdf | [7 empty] | Shelf Stock | [46 empty] | <a href="https://lutron.widen.net/content/6lqm8qbelw/mp4/Ecom_C-Flex_Upgrading-Fluorescents-to-LEDs.mp4" target="_blank">Product Video Clip</a> | [26 empty] | 0 | 0 | 0 | 0 |  | 2024-05-20 11:37 | 2024-07-20 11:44 | 0000-00-00 00:00:00 | 2024-07-20 11:44 | 0000-00-00 00:00:00
1 | Lutron Electronics | 3LDPCA-1C30-1 | 4460-16048 | 4460 | 16048 | Lutron Electronics | 3LDPCA-1C35-1.jpeg?w=1500 | 784276317535 | CFLEX RPG24Q142H1L8303WKNG2 | Lutron Ballast Retrofit Kit by C-Flex: Round High Power CFL w/ Arm, 1-Lamp (Single Kit), 3000K, 3-Wire Driver, 1% Dimming, 3LDPCA-1C30-1 | [53 empty] | 0 | 0 | 0 | [6 empty] | 0 | 1 | 1 | EA | 1 | Specialty Items | [27 empty] | Lighting Kits | [49 empty] | <a href="https://assets.lutron.com/a/documents/3685841b_tled%20esell%20sheet_v6.pdf" target="_blank">Manufacturer Brochure</a> | [216 empty] | 20.000 DW | [92 empty] | 1.000 EA | 1.000 EA | [35 empty] | No | [42 empty] | https://assets.lutron.com/a/documents/lutron_cflex_spec_sheet.pdf | [7 empty] | Shelf Stock | [39 empty] | 39111821 | [6 empty] | <a href="https://lutron.widen.net/content/6lqm8qbelw/mp4/Ecom_C-Flex_Upgrading-Fluorescents-to-LEDs.mp4" target="_blank">Product Video Clip</a> | [26 empty] | 0 | 0 | 0 | 0 | Lighting Fixtures | 2024-05-20 11:37 | 2024-07-20 11:44 | 0000-00-00 00:00:00 | 2024-07-20 11:44 | 0000-00-00 00:00:00
1 | Lutron Electronics | 3LDPCA-1C35-1 | 4460-16049 | 4460 | 16049 | Lutron Electronics | 3LDPCA-1C35-1.jpeg?w=1500 | 784276317559 | CFLEX RPG24Q142H1L8353WKNG2 | Lutron Ballast Retrofit Kit by C-Flex: Round High Power CFL w/ Arm, 1-Lamp (Single Kit), 3500K, 3-Wire Driver, 1% Dimming, 3LDPCA-1C35-1 | [53 empty] | 0 | 0 | 0 | [6 empty] | 0 | 1 | 1 | EA | 1 | Specialty Items | [27 empty] | Lighting Kits | [49 empty] | <a href="https://assets.lutron.com/a/documents/3685841b_tled%20esell%20sheet_v6.pdf" target="_blank">Manufacturer Brochure</a> | [216 empty] | 20.000 DW | [92 empty] | 1.000 EA | 1.000 EA | [35 empty] | No | [42 empty] | https://assets.lutron.com/a/documents/lutron_cflex_spec_sheet.pdf | [7 empty] | Shelf Stock | [39 empty] | 39111821 | [6 empty] | <a href="https://lutron.widen.net/content/6lqm8qbelw/mp4/Ecom_C-Flex_Upgrading-Fluorescents-to-LEDs.mp4" target="_blank">Product Video Clip</a> | [26 empty] | 0 | 0 | 0 | 0 | Lighting Fixtures | 2024-05-20 11:37 | 2024-07-20 11:44 | 0000-00-00 00:00:00 | 2024-07-20 11:44 | 0000-00-00 00:00:00
1 | Lutron Electronics | 3LDPCAH-1C40-24 | 4460-16050 | 4460 | 16050 | Lutron Electronics | 3LDPCA-1C35-1.jpeg?w=1500 | 784276319768 | CFLEX RPG24Q242H1L8403WKNG2 | Lutron Ballast Retrofit Kit by C-Flex: Round High Power/Output CFL w/ Arm, 1-Lamp (Case of 24 Kits), 4000K, 3-Wire Driver, 1% Dimming, ELDPCAH-1C40-24 | [53 empty] | 0 | 0 | 0 | [6 empty] | 0 | 1 | 1 | EA | 1 | Specialty Items | [27 empty] | Lighting Kits | [49 empty] | <a href="https://assets.lutron.com/a/documents/3685841b_tled%20esell%20sheet_v6.pdf" target="_blank">Manufacturer Brochure</a> | [216 empty] | 20.000 DW | [92 empty] | 1.000 EA | 1.000 EA | [35 empty] | No | [42 empty] | https://assets.lutron.com/a/documents/lutron_cflex_spec_sheet.pdf | [7 empty] | Shelf Stock | [39 empty] | 39111821 | [6 empty] | <a href="https://lutron.widen.net/content/6lqm8qbelw/mp4/Ecom_C-Flex_Upgrading-Fluorescents-to-LEDs.mp4" target="_blank">Product Video Clip</a> | [26 empty] | 0 | 0 | 0 | 0 | Lighting Fixtures | 2024-05-20 11:37 | 2024-07-20 11:44 | 0000-00-00 00:00:00 | 2024-07-20 11:44 | 0000-00-00 00:00:00
1 | Lutron Electronics | 3LDPCA-1C30-24 | 4460-16051 | 4460 | 16051 | Lutron Electronics | 3LDPCA-1C35-1.jpeg?w=1500 | 784276319782 | CFLEX RPG24Q142H1L8303WKNG2 | Lutron Ballast Retrofit Kit by C-Flex: Round High Power CFL w/ Arm, 1-Lamp (Case of 24 Kits), 3000K, 3-Wire Driver, 1% Dimming, 3LDPCA-1C30-24 | [53 empty] | 0 | 0 | 0 | [6 empty] | 0 | 1 | 1 | EA | 1 | Specialty Items | [27 empty] | Lighting Kits | [49 empty] | <a href="https://assets.lutron.com/a/documents/3685841b_tled%20esell%20sheet_v6.pdf" target="_blank">Manufacturer Brochure</a> | [216 empty] | 20.000 DW | [92 empty] | 1.000 EA | 1.000 EA | [35 empty] | No | [42 empty] | https://assets.lutron.com/a/documents/lutron_cflex_spec_sheet.pdf | [7 empty] | Shelf Stock | [39 empty] | 39111821 | [6 empty] | <a href="https://lutron.widen.net/content/6lqm8qbelw/mp4/Ecom_C-Flex_Upgrading-Fluorescents-to-LEDs.mp4" target="_blank">Product Video Clip</a> | [26 empty] | 0 | 0 | 0 | 0 | Lighting Fixtures | 2024-05-20 11:37 | 2024-07-20 11:44 | 0000-00-00 00:00:00 | 2024-07-20 11:44 | 0000-00-00 00:00:00
1 | Lutron Electronics | RRST-ANF-DE | 4460-16052 | 4460 | 16052 | Lutron Electronics | RRST-ANF-DE | 784276312301 | Avail Jul 23 2024-TEMP MODEL | Lutron RadioRA 3 Sunnata Touch Fan Control, 4-Speed, 1.5A Paddle Fan, AC Motor, Single Pole, Neutral Required, 120V, RRST-ANF-DE, Deep Sea |  | 2.4 | 4.6 | [50 empty] | 0 | 0 | 0 | [6 empty] | 0 | 1 | 1 | EA | 1 | Lighting Controls | [27 empty] | Other Lighting Controls | [266 empty] | 15.000 DW |  |  | 2.4000 IN | [89 empty] | 1.000 EA | 1.000 EA | [35 empty] | No | [50 empty] | Shelf Stock | [39 empty] | 52161525 | [18 empty] | 0.300 L | [14 empty] | 0 | 0 | 0 | 0 | Lighting Fixtures | 2024-05-20 11:37 | 2024-07-20 11:37 | 0000-00-00 00:00:00 | 2024-07-20 11:37 | 0000-00-00 00:00:00
1 | Lutron Electronics | RRST-ANF-EP | 4460-16053 | 4460 | 16053 | Lutron Electronics | RRST-ANF-EP | 784276312318 | Avail Jul 23 2024-TEMP MODEL | Lutron RadioRA 3 Sunnata Touch Fan Control, 4-Speed, 1.5A Paddle Fan, AC Motor, Single Pole, Neutral Required, 120V, RRST-ANF-EP, Espresso |  | 2.4 | 4.6 | [50 empty] | 0 | 0 | 0 | [6 empty] | 0 | 1 | 1 | EA | 1 | Lighting Controls | [27 empty] | Other Lighting Controls | [266 empty] | 15.000 DW |  |  | 2.4000 IN | [89 empty] | 1.000 EA | 1.000 EA | [35 empty] | No | [50 empty] | Shelf Stock | [39 empty] | 52161525 | [18 empty] | 0.300 L | [14 empty] | 0 | 0 | 0 | 0 | Lighting Fixtures | 2024-05-20 11:37 | 2024-07-20 11:33 | 0000-00-00 00:00:00 | 2024-07-20 11:33 | 0000-00-00 00:00:00
1 | Lutron Electronics | ST-FSQ-N-SR | 4460-16054 | 4460 | 16054 | Lutron Electronics | ST-FSQ-N-SR | 784276312943 | Avail Jul 23 2024-TEMP MODEL | Lutron Sunnata Touch Fan Control, 4-Speed, 1.5A Paddle Fan, AC Motor, Single Pole, Neutral Required, 120V, ST-FSQN-SR, Signal Red | [53 empty] | 0 | 0 | 0 | [6 empty] | 0 | 1 | 1 | EA | 1 | Specialty Items | [27 empty] | Lighting Accessories | [266 empty] | 5.000 DW | [92 empty] | 1.000 EA | 1.000 EA | [35 empty] | No | [50 empty] | Shelf Stock | [39 empty] | 39122221 | [33 empty] | 0 | 0 | 0 | 0 | Lighting Fixtures | 2024-05-20 11:37 | 2024-07-20 11:44 | 0000-00-00 00:00:00 | 2024-07-20 11:44 | 0000-00-00 00:00:00
0 | Lutron Electronics | 3LD3T5H-3M30-1 | 4460-16055 | 4460 | 16055 | Lutron Electronics | 3LD4T5-3M35-1.jpeg?w=1500 | 784276316477 | CFLEX RPT5HO3FT3L8303WMG2 | Lutron Ballast Retrofit Kit by C-Flex: T5H, 3FT, 3-Lamp (Single Kit), 3000K, 3-Wire Driver, 1% Dimming, 3LD3T5H-3M30-1 | [53 empty] | 0 | 0 | 0 | [6 empty] | 0 | 1 | 1 | EA | 1 | [78 empty] | <a href="https://assets.lutron.com/a/documents/3685841b_tled%20esell%20sheet_v6.pdf" target="_blank">Manufacturer Brochure</a> | [216 empty] | 20.000 DW | [92 empty] | 1.000 EA | 1.000 EA | [35 empty] | No | [42 empty] | https://assets.lutron.com/a/documents/lutron_cflex_spec_sheet.pdf | [7 empty] | Shelf Stock | [46 empty] | <a href="https://lutron.widen.net/content/6lqm8qbelw/mp4/Ecom_C-Flex_Upgrading-Fluorescents-to-LEDs.mp4" target="_blank">Product Video Clip</a> | [26 empty] | 0 | 0 | 0 | 0 |  | 2024-05-20 11:38 | 2024-07-20 11:41 | 0000-00-00 00:00:00 | 2024-07-20 11:41 | 0000-00-00 00:00:00
0 | Lutron Electronics | 3LD3T8-1M35-24 | 4460-16057 | 4460 | 16057 | Lutron Electronics | 3LD4T8-1M35-1.jpeg?w=1500 | 784276320924 | CFLEX RPT83FT1L8353WMG2 | Lutron Ballast Retrofit Kit by C-Flex: T8, 3FT, 1-Lamp (Case of 24 Kits), 3500K, 3-Wire, 1% Dimming, 3LD3T8-1M35-24 | [53 empty] | 0 | 0 | 0 | [6 empty] | 0 | 1 | 1 | EA | 1 | [78 empty] | <a href="https://assets.lutron.com/a/documents/3685841b_tled%20esell%20sheet_v6.pdf" target="_blank">Manufacturer Brochure</a> | [216 empty] | 20.000 DW | [92 empty] | 1.000 EA | 1.000 EA | [35 empty] | No | [42 empty] | https://assets.lutron.com/a/documents/lutron_cflex_spec_sheet.pdf | [7 empty] | Shelf Stock | [46 empty] | <a href="https://lutron.widen.net/content/6lqm8qbelw/mp4/Ecom_C-Flex_Upgrading-Fluorescents-to-LEDs.mp4" target="_blank">Product Video Clip</a> | [26 empty] | 0 | 0 | 0 | 0 |  | 2024-05-20 11:38 | 2024-07-20 11:41 | 0000-00-00 00:00:00 | 2024-07-20 11:41 | 0000-00-00 00:00:00
1 | Lutron Electronics | 3LD4T8-1M50-24 | 4460-16058 | 4460 | 16058 | Lutron Electronics | 3LD4T8-1M35-1.jpeg?w=1500 | 784276321143 | CFLEX RPT84FT1L8503WMG2 | Lutron Ballast Retrofit Kit by C-Flex: T8, 4FT, 1-Lamp (Case of 24 Kits), 5000K, 3-Wire Driver, 1% Dimming, 3LD4T8-1M50-24 | [53 empty] | 0 | 0 | 0 | [6 empty] | 0 | 1 | 1 | EA | 1 | Specialty Items | [27 empty] | Lighting Kits | [49 empty] | <a href="https://assets.lutron.com/a/documents/3685841b_tled%20esell%20sheet_v6.pdf" target="_blank">Manufacturer Brochure</a> | [216 empty] | 20.000 DW | [92 empty] | 1.000 EA | 1.000 EA | [35 empty] | No | [42 empty] | https://assets.lutron.com/a/documents/lutron_cflex_spec_sheet.pdf | [7 empty] | Shelf Stock | [39 empty] | 39111821 | [6 empty] | <a href="https://lutron.widen.net/content/6lqm8qbelw/mp4/Ecom_C-Flex_Upgrading-Fluorescents-to-LEDs.mp4" target="_blank">Product Video Clip</a> | [26 empty] | 0 | 0 | 0 | 0 | Lighting Fixtures | 2024-05-20 11:38 | 2024-07-20 11:41 | 0000-00-00 00:00:00 | 2024-07-20 11:41 | 0000-00-00 00:00:00
0 | Lutron Electronics | 3LD3T5-1M30-24 | 4460-16059 | 4460 | 16059 | Lutron Electronics | 3LD4T5-1M35-1.jpeg?w=1500 | 784276321341 | CFLEX RPT53FT1L8303WMG2 | Lutron Ballast Retrofit Kit by C-Flex: T5, 3FT, 1-Lamp (Case of 24 Kits), 3000K, 3-Wire Driver, 1% Dimming, 3LD3T5-1M30-24 | [53 empty] | 0 | 0 | 0 | [6 empty] | 0 | 1 | 1 | EA | 1 | [78 empty] | <a href="https://assets.lutron.com/a/documents/3685841b_tled%20esell%20sheet_v6.pdf" target="_blank">Manufacturer Brochure</a> | [216 empty] | 20.000 DW | [92 empty] | 1.000 EA | 1.000 EA | [35 empty] | No | [42 empty] | https://assets.lutron.com/a/documents/lutron_cflex_spec_sheet.pdf | [7 empty] | Shelf Stock | [46 empty] | <a href="https://lutron.widen.net/content/6lqm8qbelw/mp4/Ecom_C-Flex_Upgrading-Fluorescents-to-LEDs.mp4" target="_blank">Product Video Clip</a> | [26 empty] | 0 | 0 | 0 | 0 |  | 2024-05-20 11:38 | 2024-07-20 11:41 | 0000-00-00 00:00:00 | 2024-07-20 11:41 | 0000-00-00 00:00:00
0 | Lutron Electronics | 3LD3T5H-2M30-12 | 4460-16060 | 4460 | 16060 | Lutron Electronics | 3LD4T5-2M35-1.jpeg?w=1500 | 784276321600 | CFLEX RPT5HO3FT2L8303WMG2 | Lutron Ballast Retrofit Kit by C-Flex: T5H, 3FT, 2-Lamp (Case of 12 Kits), 3000K, 3-Wire Driver, 1% Dimming, 3LD3T5H-2M30-12 | [53 empty] | 0 | 0 | 0 | [6 empty] | 0 | 1 | 1 | EA | 1 | [78 empty] | <a href="https://assets.lutron.com/a/documents/3685841b_tled%20esell%20sheet_v6.pdf" target="_blank">Manufacturer Brochure</a> | [216 empty] | 20.000 DW | [92 empty] | 1.000 EA | 1.000 EA | [35 empty] | No | [42 empty] | https://assets.lutron.com/a/documents/lutron_cflex_spec_sheet.pdf | [7 empty] | Shelf Stock | [46 empty] | <a href="https://lutron.widen.net/content/6lqm8qbelw/mp4/Ecom_C-Flex_Upgrading-Fluorescents-to-LEDs.mp4" target="_blank">Product Video Clip</a> | [26 empty] | 0 | 0 | 0 | 0 |  | 2024-05-20 11:38 | 2024-07-20 11:41 | 0000-00-00 00:00:00 | 2024-07-20 11:41 | 0000-00-00 00:00:00
0 | Lutron Electronics | 3LD-TT-1M35-24 | 4460-16061 | 4460 | 16061 | Lutron Electronics | 3LD-TT-1M35-1.jpeg?w=1500 | 784276321792 | CFLEX RPPLL2.5K1L8353WMG2 | Lutron Ballast Retrofit Kit by C-Flex: Twin Tube (Biax), 1-Lamp (Case of 24 Kits), 3500K, 3-Wire Driver, 1% Dimming, 3LD-TT-1M35-24 | [53 empty] | 0 | 0 | 0 | [6 empty] | 0 | 1 | 1 | EA | 1 | [78 empty] | <a href="https://assets.lutron.com/a/documents/3685841b_tled%20esell%20sheet_v6.pdf" target="_blank">Manufacturer Brochure</a> | [216 empty] | 20.000 DW | [92 empty] | 1.000 EA | 1.000 EA | [35 empty] | No | [42 empty] | https://assets.lutron.com/a/documents/lutron_cflex_spec_sheet.pdf | [7 empty] | Shelf Stock | [46 empty] | <a href="https://lutron.widen.net/content/6lqm8qbelw/mp4/Ecom_C-Flex_Upgrading-Fluorescents-to-LEDs.mp4" target="_blank">Product Video Clip</a> | [26 empty] | 0 | 0 | 0 | 0 |  | 2024-05-20 11:38 | 2024-07-20 11:41 | 0000-00-00 00:00:00 | 2024-07-20 11:41 | 0000-00-00 00:00:00
0 | Lutron Electronics | 3LD2T5-3M30-8 | 4460-16062 | 4460 | 16062 | Lutron Electronics | 3LD4T5-3M35-1.jpeg?w=1500 | 784276322546 | CFLEX RPT52FT3L8303WMG2 | Lutron Ballast Retrofit Kit by C-Flex: T5, 2FT, 3-Lamp (Case of 8 Kits), 3000K, 3-Wire Driver, 1% Dimming, 3LD2T5-3M30-8 | [53 empty] | 0 | 0 | 0 | [6 empty] | 0 | 1 | 1 | EA | 1 | [78 empty] | <a href="https://assets.lutron.com/a/documents/3685841b_tled%20esell%20sheet_v6.pdf" target="_blank">Manufacturer Brochure</a> | [216 empty] | 20.000 DW | [92 empty] | 1.000 EA | 1.000 EA | [35 empty] | No | [42 empty] | https://assets.lutron.com/a/documents/lutron_cflex_spec_sheet.pdf | [7 empty] | Shelf Stock | [46 empty] | <a href="https://lutron.widen.net/content/6lqm8qbelw/mp4/Ecom_C-Flex_Upgrading-Fluorescents-to-LEDs.mp4" target="_blank">Product Video Clip</a> | [26 empty] | 0 | 0 | 0 | 0 |  | 2024-05-20 11:38 | 2024-07-20 11:41 | 0000-00-00 00:00:00 | 2024-07-20 11:41 | 0000-00-00 00:00:00
0 | Lutron Electronics | 3LD3T5H-3M40-1 | 4460-16063 | 4460 | 16063 | Lutron Electronics | 3LD4T5-3M35-1.jpeg?w=1500 | 784276316514 | CFLEX RPT5HO3FT3L8403WMG2 | Lutron Ballast Retrofit Kit by C-Flex: T5H, 3FT, 3-Lamp (Single Kit), 4000K, 3-Wire Driver, 1% Dimming, 3LD3T5H-3M40-1 | [53 empty] | 0 | 0 | 0 | [6 empty] | 0 | 1 | 1 | EA | 1 | [78 empty] | <a href="https://assets.lutron.com/a/documents/3685841b_tled%20esell%20sheet_v6.pdf" target="_blank">Manufacturer Brochure</a> | [216 empty] | 20.000 DW | [92 empty] | 1.000 EA | 1.000 EA | [35 empty] | No | [42 empty] | https://assets.lutron.com/a/documents/lutron_cflex_spec_sheet.pdf | [7 empty] | Shelf Stock | [46 empty] | <a href="https://lutron.widen.net/content/6lqm8qbelw/mp4/Ecom_C-Flex_Upgrading-Fluorescents-to-LEDs.mp4" target="_blank">Product Video Clip</a> | [26 empty] | 0 | 0 | 0 | 0 |  | 2024-05-20 11:38 | 2024-07-20 11:41 | 0000-00-00 00:00:00 | 2024-07-20 11:41 | 0000-00-00 00:00:00
0 | Lutron Electronics | 3LD2T8-3M35-1 | 4460-16064 | 4460 | 16064 | Lutron Electronics | 3LD4T8-3M35-1.jpeg?w=1500 | 784276318549 | CFLEX RPT82FT3L8353WMG2 | Lutron Ballast Retrofit Kit by C-Flex: T8, 2FT, 3-Lamp (Single Kit), 3500K, 3-Wire Driver, 1% Dimming, 3LD2T8-3M35-1 | [53 empty] | 0 | 0 | 0 | [6 empty] | 0 | 1 | 1 | EA | 1 | [78 empty] | <a href="https://assets.lutron.com/a/documents/3685841b_tled%20esell%20sheet_v6.pdf" target="_blank">Manufacturer Brochure</a> | [216 empty] | 20.000 DW | [92 empty] | 1.000 EA | 1.000 EA | [35 empty] | No | [42 empty] | https://assets.lutron.com/a/documents/lutron_cflex_spec_sheet.pdf | [7 empty] | Shelf Stock | [46 empty] | <a href="https://lutron.widen.net/content/6lqm8qbelw/mp4/Ecom_C-Flex_Upgrading-Fluorescents-to-LEDs.mp4" target="_blank">Product Video Clip</a> | [26 empty] | 0 | 0 | 0 | 0 |  | 2024-05-20 11:38 | 2024-07-20 11:41 | 0000-00-00 00:00:00 | 2024-07-20 11:41 | 0000-00-00 00:00:00
0 | Lutron Electronics | 3LD3T8-2M35-1 | 4460-16065 | 4460 | 16065 | Lutron Electronics | 3LD4T8-2M35-1.jpeg?w=1500 | 784276318709 | CFLEX RPT83FT2L8353WMG2 | Lutron Ballast Retrofit Kit by C-Flex: T8, 3FT, 2-Lamp (Single Kit), 3500K, 3-Wire Driver, 1% Dimming, 3LD3T8-2M35-1 | [53 empty] | 0 | 0 | 0 | [6 empty] | 0 | 1 | 1 | EA | 1 | [78 empty] | <a href="https://assets.lutron.com/a/documents/3685841b_tled%20esell%20sheet_v6.pdf" target="_blank">Manufacturer Brochure</a> | [216 empty] | 20.000 DW | [92 empty] | 1.000 EA | 1.000 EA | [35 empty] | No | [42 empty] | https://assets.lutron.com/a/documents/lutron_cflex_spec_sheet.pdf | [7 empty] | Shelf Stock | [46 empty] | <a href="https://lutron.widen.net/content/6lqm8qbelw/mp4/Ecom_C-Flex_Upgrading-Fluorescents-to-LEDs.mp4" target="_blank">Product Video Clip</a> | [26 empty] | 0 | 0 | 0 | 0 |  | 2024-05-20 11:38 | 2024-07-20 11:41 | 0000-00-00 00:00:00 | 2024-07-20 11:41 | 0000-00-00 00:00:00
0 | Lutron Electronics | 3LD2T5-2M50-1 | 4460-16066 | 4460 | 16066 | Lutron Electronics | 3LD4T5-2M35-1.jpeg?w=1500 | 784276319140 | CFLEX RPT52FT2L8503WMG2 | Lutron Ballast Retrofit Kit by C-Flex: T5, 2FT, 2-Lamp (Single Kit), 5000K, 3-Wire Driver, 1% Dimming, 3LD2T5-2M50-1 | [53 empty] | 0 | 0 | 0 | [6 empty] | 0 | 1 | 1 | EA | 1 | [78 empty] | <a href="https://assets.lutron.com/a/documents/3685841b_tled%20esell%20sheet_v6.pdf" target="_blank">Manufacturer Brochure</a> | [216 empty] | 20.000 DW | [92 empty] | 1.000 EA | 1.000 EA | [35 empty] | No | [42 empty] | https://assets.lutron.com/a/documents/lutron_cflex_spec_sheet.pdf | [7 empty] | Shelf Stock | [46 empty] | <a href="https://lutron.widen.net/content/6lqm8qbelw/mp4/Ecom_C-Flex_Upgrading-Fluorescents-to-LEDs.mp4" target="_blank">Product Video Clip</a> | [26 empty] | 0 | 0 | 0 | 0 |  | 2024-05-20 11:38 | 2024-07-20 11:41 | 0000-00-00 00:00:00 | 2024-07-20 11:41 | 0000-00-00 00:00:00
0 | Lutron Electronics | 3LD3T5-3M40-1 | 4460-16067 | 4460 | 16067 | Lutron Electronics | 3LD4T5-3M35-1.jpeg?w=1500 | 784276320917 | CFLEX RPT53FT3L8403WMG2 | Lutron Ballast Retrofit Kit by C-Flex: T5H, 3FT, 3-Lamp (Single Kit), 4000K, 3-Wire Driver, 1% Dimming, 3LD3T5H-3M40-1 | [53 empty] | 0 | 0 | 0 | [6 empty] | 0 | 1 | 1 | EA | 1 | [78 empty] | <a href="https://assets.lutron.com/a/documents/3685841b_tled%20esell%20sheet_v6.pdf" target="_blank">Manufacturer Brochure</a> | [216 empty] | 20.000 DW | [92 empty] | 1.000 EA | 1.000 EA | [35 empty] | No | [42 empty] | https://assets.lutron.com/a/documents/lutron_cflex_spec_sheet.pdf | [7 empty] | Shelf Stock | [46 empty] | <a href="https://lutron.widen.net/content/6lqm8qbelw/mp4/Ecom_C-Flex_Upgrading-Fluorescents-to-LEDs.mp4" target="_blank">Product Video Clip</a> | [26 empty] | 0 | 0 | 0 | 0 |  | 2024-05-20 11:38 | 2024-07-20 11:41 | 0000-00-00 00:00:00 | 2024-07-20 11:41 | 0000-00-00 00:00:00
1 | Lutron Electronics | 3LDRCF-1K35-24 | 4460-16068 | 4460 | 16068 | Lutron Electronics | 3LDRCF-1K35-1.jpeg?w=1500 | 784276319126 | CFLEX RPG24Q132V1L8353WKG2 | Lutron Ballast Retrofit Kit by C-Flex: Round CFL, 1-Lamp (Case of 24 Kits), 3500K, 3-Wire Driver, 1% Dimming, 3LDRCF-1K35-24 | [53 empty] | 0 | 0 | 0 | [6 empty] | 0 | 1 | 1 | EA | 1 | Specialty Items | [27 empty] | Lighting Kits | [49 empty] | <a href="https://assets.lutron.com/a/documents/3685841b_tled%20esell%20sheet_v6.pdf" target="_blank">Manufacturer Brochure</a> | [216 empty] | 20.000 DW | [92 empty] | 1.000 EA | 1.000 EA | [35 empty] | No | [42 empty] | https://assets.lutron.com/a/documents/lutron_cflex_spec_sheet.pdf | [7 empty] | Shelf Stock | [39 empty] | 39111821 | [6 empty] | <a href="https://lutron.widen.net/content/6lqm8qbelw/mp4/Ecom_C-Flex_Upgrading-Fluorescents-to-LEDs.mp4" target="_blank">Product Video Clip</a> | [26 empty] | 0 | 0 | 0 | 0 | Lighting Fixtures | 2024-05-20 11:38 | 2024-07-20 11:41 | 0000-00-00 00:00:00 | 2024-07-20 11:41 | 0000-00-00 00:00:00
1 | Lutron Electronics | 3LDVCF-2K30-1 | 4460-16069 | 4460 | 16069 | Lutron Electronics | 3LDVCF-2K35-1.jpeg?w=1500 | 784276316750 | CFLEX RPG24Q226V2L8303WKG2 | Lutron Ballast Retrofit Kit by C-Flex: Vertical CFL, 2-Lamp (Single Kit), 3000K, 3-Wire Driver, 1% Dimming, 3LDVCF-2K30-1 | [53 empty] | 0 | 0 | 0 | [6 empty] | 0 | 1 | 1 | EA | 1 | Specialty Items | [27 empty] | Lighting Kits | [49 empty] | <a href="https://assets.lutron.com/a/documents/3685841b_tled%20esell%20sheet_v6.pdf" target="_blank">Manufacturer Brochure</a> | [216 empty] | 20.000 DW | [92 empty] | 1.000 EA | 1.000 EA | [35 empty] | No | [42 empty] | https://assets.lutron.com/a/documents/lutron_cflex_spec_sheet.pdf | [7 empty] | Shelf Stock | [39 empty] | 39111821 | [6 empty] | <a href="https://lutron.widen.net/content/6lqm8qbelw/mp4/Ecom_C-Flex_Upgrading-Fluorescents-to-LEDs.mp4" target="_blank">Product Video Clip</a> | [26 empty] | 0 | 0 | 0 | 0 | Lighting Fixtures | 2024-05-20 11:38 | 2024-07-20 11:41 | 0000-00-00 00:00:00 | 2024-07-20 11:41 | 0000-00-00 00:00:00
1 | Lutron Electronics | 3LDVCF-1C35-1 | 4460-16070 | 4460 | 16070 | Lutron Electronics | 3LDVCF-1C35-1.jpeg?w=1500 | 784276317139 | CFLEX RPG24Q126V1L8353WKNG2 | Lutron Ballast Retrofit Kit by C-Flex: Vertical CFL, 1-Lamp (Single Kit), 3500K, 3-Wire Driver, 1% Dimming, 3LDVCF-1C35-1 | [53 empty] | 0 | 0 | 0 | [6 empty] | 0 | 1 | 1 | EA | 1 | Specialty Items | [27 empty] | Lighting Kits | [49 empty] | <a href="https://assets.lutron.com/a/documents/3685841b_tled%20esell%20sheet_v6.pdf" target="_blank">Manufacturer Brochure</a> | [216 empty] | 20.000 DW | [92 empty] | 1.000 EA | 1.000 EA | [35 empty] | No | [42 empty] | https://assets.lutron.com/a/documents/lutron_cflex_spec_sheet.pdf | [7 empty] | Shelf Stock | [39 empty] | 39111821 | [6 empty] | <a href="https://lutron.widen.net/content/6lqm8qbelw/mp4/Ecom_C-Flex_Upgrading-Fluorescents-to-LEDs.mp4" target="_blank">Product Video Clip</a> | [26 empty] | 0 | 0 | 0 | 0 | Lighting Fixtures | 2024-05-20 11:38 | 2024-07-20 11:41 | 0000-00-00 00:00:00 | 2024-07-20 11:41 | 0000-00-00 00:00:00
1 | Lutron Electronics | 3LDPCAH-1C40-1 | 4460-16071 | 4460 | 16071 | Lutron Electronics | 3LDPCA-1C35-1.jpeg?w=1500 | 784276317511 | CFLEX RPG24Q242H1L8403WKNG2 | Lutron Ballast Retrofit Kit by C-Flex: Round High Power/Output CFL w/ Arm, 1-Lamp (Single Kit), 4000K, 3-Wire Driver, 1% Dimming, ELDPCAH-1C40-1 | [53 empty] | 0 | 0 | 0 | [6 empty] | 0 | 1 | 1 | EA | 1 | Specialty Items | [27 empty] | Lighting Kits | [49 empty] | <a href="https://assets.lutron.com/a/documents/3685841b_tled%20esell%20sheet_v6.pdf" target="_blank">Manufacturer Brochure</a> | [216 empty] | 20.000 DW | [92 empty] | 1.000 EA | 1.000 EA | [35 empty] | No | [42 empty] | https://assets.lutron.com/a/documents/lutron_cflex_spec_sheet.pdf | [7 empty] | Shelf Stock | [39 empty] | 39111821 | [6 empty] | <a href="https://lutron.widen.net/content/6lqm8qbelw/mp4/Ecom_C-Flex_Upgrading-Fluorescents-to-LEDs.mp4" target="_blank">Product Video Clip</a> | [26 empty] | 0 | 0 | 0 | 0 | Lighting Fixtures | 2024-05-20 11:38 | 2024-07-20 11:41 | 0000-00-00 00:00:00 | 2024-07-20 11:41 | 0000-00-00 00:00:00
1 | Lutron Electronics | 3LDVCF-2K30-12 | 4460-16072 | 4460 | 16072 | Lutron Electronics | 3LDVCF-2K35-1.jpeg?w=1500 | 784276319058 | CFLEX RPG24Q226V2L8303WKG2 | Lutron Ballast Retrofit Kit by C-Flex: Vertical CFL, 2-Lamp (Case of 12 Kits), 3000K, 3-Wire Driver, 1% Dimming, 3LDVCF-2K30-12 | [53 empty] | 0 | 0 | 0 | [6 empty] | 0 | 1 | 1 | EA | 1 | Specialty Items | [27 empty] | Lighting Kits | [49 empty] | <a href="https://assets.lutron.com/a/documents/3685841b_tled%20esell%20sheet_v6.pdf" target="_blank">Manufacturer Brochure</a> | [216 empty] | 20.000 DW | [92 empty] | 1.000 EA | 1.000 EA | [35 empty] | No | [42 empty] | https://assets.lutron.com/a/documents/lutron_cflex_spec_sheet.pdf | [7 empty] | Shelf Stock | [39 empty] | 39111821 | [6 empty] | <a href="https://lutron.widen.net/content/6lqm8qbelw/mp4/Ecom_C-Flex_Upgrading-Fluorescents-to-LEDs.mp4" target="_blank">Product Video Clip</a> | [26 empty] | 0 | 0 | 0 | 0 | Lighting Fixtures | 2024-05-20 11:38 | 2024-07-20 11:41 | 0000-00-00 00:00:00 | 2024-07-20 11:41 | 0000-00-00 00:00:00
0 | Lutron Electronics | 3LDHCF-1C35-24 | 4460-16073 | 4460 | 16073 | Lutron Electronics | 3LDHCF-1C35-1.jpeg?w=1500 | 784276319508 | CFLEX RPG24Q126H1L8353WKNG2 | Lutron Ballast Retrofit Kit by C-Flex: Horizontal CFL, 1-Lamp (Case of 24 Kits), 3500K, 3-Wire Driver, 1% Dimming, 3LDHCF-1C35-24 | [53 empty] | 0 | 0 | 0 | [6 empty] | 0 | 1 | 1 | EA | 1 | [78 empty] | <a href="https://assets.lutron.com/a/documents/3685841b_tled%20esell%20sheet_v6.pdf" target="_blank">Manufacturer Brochure</a> | [216 empty] | 20.000 DW | [92 empty] | 1.000 EA | 1.000 EA | [35 empty] | No | [42 empty] | https://assets.lutron.com/a/documents/lutron_cflex_spec_sheet.pdf | [7 empty] | Shelf Stock | [46 empty] | <a href="https://lutron.widen.net/content/6lqm8qbelw/mp4/Ecom_C-Flex_Upgrading-Fluorescents-to-LEDs.mp4" target="_blank">Product Video Clip</a> | [26 empty] | 0 | 0 | 0 | 0 |  | 2024-05-20 11:38 | 2024-07-20 11:41 | 0000-00-00 00:00:00 | 2024-07-20 11:41 | 0000-00-00 00:00:00
1 | Lutron Electronics | RRST-ANF-TF | 4460-16074 | 4460 | 16074 | Lutron Electronics | RRST-ANF-TF | 784276312431 | Avail Jul 23 2024-TEMP MODEL | Lutron RadioRA 3 Sunnata Touch Fan Control, 4-Speed, 1.5A Paddle Fan, AC Motor, Single Pole, Neutral Required, 120V, RRST-ANF-TF, Truffle |  | 2.4 | 4.6 | [50 empty] | 0 | 0 | 0 | [6 empty] | 0 | 1 | 1 | EA | 1 | Lighting Controls | [27 empty] | Other Lighting Controls | [266 empty] | 15.000 DW |  |  | 2.4000 IN | [89 empty] | 1.000 EA | 1.000 EA | [35 empty] | No | [50 empty] | Shelf Stock | [39 empty] | 52161525 | [18 empty] | 0.300 L | [14 empty] | 0 | 0 | 0 | 0 | Lighting Fixtures | 2024-05-20 11:38 | 2024-07-20 11:33 | 0000-00-00 00:00:00 | 2024-07-20 11:33 | 0000-00-00 00:00:00
1 | Lutron Electronics | ST-FSQ-N-PM | 4460-16075 | 4460 | 16075 | Lutron Electronics | ST-FSQ-N-PM | 784276312899 | Avail Jul 23 2024-TEMP MODEL | Lutron Sunnata Touch Fan Control, 4-Speed, 1.5A Paddle Fan, AC Motor, Single Pole, Neutral Required, 120V, ST-FSQN-PM, Pumice | [53 empty] | 0 | 0 | 0 | [6 empty] | 0 | 1 | 1 | EA | 1 | Specialty Items | [27 empty] | Lighting Accessories | [266 empty] | 5.000 DW | [92 empty] | 1.000 EA | 1.000 EA | [35 empty] | No | [50 empty] | Shelf Stock | [39 empty] | 39122221 | [33 empty] | 0 | 0 | 0 | 0 | Lighting Fixtures | 2024-05-20 11:38 | 2024-07-20 11:41 | 0000-00-00 00:00:00 | 2024-07-20 11:41 | 0000-00-00 00:00:00
1 | Lutron Electronics | ST-FSQ-N-TP | 4460-16076 | 4460 | 16076 | Lutron Electronics | ST-FSQ-N-TP | 784276312967 | Avail Jul 23 2024-TEMP MODEL | Lutron Sunnata Touch Fan Control, 4-Speed, 1.5A Paddle Fan, AC Motor, Single Pole, Neutral Required, 120V, ST-FSQN-TP, Taupe | [53 empty] | 0 | 0 | 0 | [6 empty] | 0 | 1 | 1 | EA | 1 | Specialty Items | [27 empty] | Lighting Accessories | [266 empty] | 5.000 DW | [92 empty] | 1.000 EA | 1.000 EA | [35 empty] | No | [50 empty] | Shelf Stock | [39 empty] | 39122221 | [33 empty] | 0 | 0 | 0 | 0 | Lighting Fixtures | 2024-05-20 11:38 | 2024-07-20 11:41 | 0000-00-00 00:00:00 | 2024-07-20 11:41 | 0000-00-00 00:00:00 | [6 empty] | Taupe
1 | Lutron Electronics | 3LD4T5H-1M50-1 | 4460-16077 | 4460 | 16077 | Lutron Electronics | 3LD4T5-1M35-1.jpeg?w=1500 | 784276316552 | CFLEX RPT5HO4FT1L8503WMG2 | Lutron Ballast Retrofit Kit by C-Flex: T5H, 4FT, 1-Lamp (Single Kit), 5000K, 3-Wire Driver, 1% Dimming, 3LD3T5H-1M50-1 | [53 empty] | 0 | 0 | 0 | [6 empty] | 0 | 1 | 1 | EA | 1 | Specialty Items | [27 empty] | Lighting Kits | [49 empty] | <a href="https://assets.lutron.com/a/documents/3685841b_tled%20esell%20sheet_v6.pdf" target="_blank">Manufacturer Brochure</a> | [216 empty] | 20.000 DW | [92 empty] | 1.000 EA | 1.000 EA | [35 empty] | No | [42 empty] | https://assets.lutron.com/a/documents/lutron_cflex_spec_sheet.pdf | [7 empty] | Shelf Stock | [39 empty] | 39111821 | [6 empty] | <a href="https://lutron.widen.net/content/6lqm8qbelw/mp4/Ecom_C-Flex_Upgrading-Fluorescents-to-LEDs.mp4" target="_blank">Product Video Clip</a> | [26 empty] | 0 | 0 | 0 | 0 | Lighting Fixtures | 2024-05-20 11:39 | 2024-07-20 11:33 | 0000-00-00 00:00:00 | 2024-07-20 11:33 | 0000-00-00 00:00:00
0 | Lutron Electronics | 3LD3T8-2M30-12 | 4460-16078 | 4460 | 16078 | Lutron Electronics | 3LD4T8-2M35-1.jpeg?w=1500 | 784276320986 | CFLEX RPT83FT2L8303WMG2 | Lutron Ballast Retrofit Kit by C-Flex: T8, 3FT, 2-Lamp (Case of 12 Kits), 3000K, 3-Wire, 1% Dimming, 3LD3T8-1M30-12 | [53 empty] | 0 | 0 | 0 | [6 empty] | 0 | 1 | 1 | EA | 1 | [78 empty] | <a href="https://assets.lutron.com/a/documents/3685841b_tled%20esell%20sheet_v6.pdf" target="_blank">Manufacturer Brochure</a> | [216 empty] | 20.000 DW | [92 empty] | 1.000 EA | 1.000 EA | [35 empty] | No | [42 empty] | https://assets.lutron.com/a/documents/lutron_cflex_spec_sheet.pdf | [7 empty] | Shelf Stock | [46 empty] | <a href="https://lutron.widen.net/content/6lqm8qbelw/mp4/Ecom_C-Flex_Upgrading-Fluorescents-to-LEDs.mp4" target="_blank">Product Video Clip</a> | [26 empty] | 0 | 0 | 0 | 0 |  | 2024-05-20 11:39 | 2024-07-20 11:33 | 0000-00-00 00:00:00 | 2024-07-20 11:33 | 0000-00-00 00:00:00
0 | Lutron Electronics | 3LD3T8-3M35-8 | 4460-16079 | 4460 | 16079 | Lutron Electronics | 3LD4T8-3M35-1.jpeg?w=1500 | 784276321082 | CFLEX RPT83FT3L8353WMG2 | Lutron Ballast Retrofit Kit by C-Flex: T8, 3FT, 3-Lamp (Case of 8 Kits), 3500K, 3-Wire, 1% Dimming, 3LD3T8-1M35-8 | [53 empty] | 0 | 0 | 0 | [6 empty] | 0 | 1 | 1 | EA | 1 | [78 empty] | <a href="https://assets.lutron.com/a/documents/3685841b_tled%20esell%20sheet_v6.pdf" target="_blank">Manufacturer Brochure</a> | [216 empty] | 20.000 DW | [92 empty] | 1.000 EA | 1.000 EA | [35 empty] | No | [42 empty] | https://assets.lutron.com/a/documents/lutron_cflex_spec_sheet.pdf | [7 empty] | Shelf Stock | [46 empty] | <a href="https://lutron.widen.net/content/6lqm8qbelw/mp4/Ecom_C-Flex_Upgrading-Fluorescents-to-LEDs.mp4" target="_blank">Product Video Clip</a> | [26 empty] | 0 | 0 | 0 | 0 |  | 2024-05-20 11:39 | 2024-07-20 11:33 | 0000-00-00 00:00:00 | 2024-07-20 11:33 | 0000-00-00 00:00:00
1 | Lutron Electronics | 3LD4T8-2M50-12 | 4460-16080 | 4460 | 16080 | Lutron Electronics | 3LD4T8-2M35-1.jpeg?w=1500 | 784276321167 | CFLEX RPT84FT2L8503WMG2 | Lutron Ballast Retrofit Kit by C-Flex: T8, 4FT, 2-Lamp (Case of 24 Kits), 5000K, 3-Wire Driver, 1% Dimming, 3LD4T8-2M50-24 | [53 empty] | 0 | 0 | 0 | [6 empty] | 0 | 1 | 1 | EA | 1 | Specialty Items | [27 empty] | Lighting Kits | [49 empty] | <a href="https://assets.lutron.com/a/documents/3685841b_tled%20esell%20sheet_v6.pdf" target="_blank">Manufacturer Brochure</a> | [216 empty] | 20.000 DW | [92 empty] | 1.000 EA | 1.000 EA | [35 empty] | No | [42 empty] | https://assets.lutron.com/a/documents/lutron_cflex_spec_sheet.pdf | [7 empty] | Shelf Stock | [39 empty] | 39111821 | [6 empty] | <a href="https://lutron.widen.net/content/6lqm8qbelw/mp4/Ecom_C-Flex_Upgrading-Fluorescents-to-LEDs.mp4" target="_blank">Product Video Clip</a> | [26 empty] | 0 | 0 | 0 | 0 | Lighting Fixtures | 2024-05-20 11:39 | 2024-07-20 11:33 | 0000-00-00 00:00:00 | 2024-07-20 11:33 | 0000-00-00 00:00:00
1 | Lutron Electronics | 3LD4T5-1M50-24 | 4460-16081 | 4460 | 16081 | Lutron Electronics | ELD4T8-1M35-1.jpeg?w=1500 | 784276321426 | CFLEX RPT54FT1L8503WMG2 | Lutron Ballast Retrofit Kit by C-Flex: T5, 4FT, 1-Lamp (Case of 12 Kits), 5000K, 3-Wire Driver, 1% Dimming, 3LD4T5-1M50-12 | [53 empty] | 0 | 0 | 0 | [6 empty] | 0 | 1 | 1 | EA | 1 | Specialty Items | [27 empty] | Lighting Kits | [49 empty] | <a href="https://assets.lutron.com/a/documents/3685841b_tled%20esell%20sheet_v6.pdf" target="_blank">Manufacturer Brochure</a> | [216 empty] | 20.000 DW | [92 empty] | 1.000 EA | 1.000 EA | [35 empty] | No | [42 empty] | https://assets.lutron.com/a/documents/lutron_cflex_spec_sheet.pdf | [7 empty] | Shelf Stock | [39 empty] | 39111821 | [6 empty] | <a href="https://lutron.widen.net/content/6lqm8qbelw/mp4/Ecom_C-Flex_Upgrading-Fluorescents-to-LEDs.mp4" target="_blank">Product Video Clip</a> | [26 empty] | 0 | 0 | 0 | 0 | Lighting Fixtures | 2024-05-20 11:39 | 2024-07-20 11:33 | 0000-00-00 00:00:00 | 2024-07-20 11:33 | 0000-00-00 00:00:00
0 | Lutron Electronics | 3LD2T5H-1M40-24 | 4460-16082 | 4460 | 16082 | Lutron Electronics | 3LD4T5-1M35-1.jpeg?w=1500 | 784276321464 | CFLEX RPT5HO2FT1L8403WMG2 | Lutron Ballast Retrofit Kit by C-Flex: T5H, 2FT, 1-Lamp (Case of 24 Kits), 4000K, 3-Wire Driver, 1% Dimming, 3LD2T5H-1M40-24 | [53 empty] | 0 | 0 | 0 | [6 empty] | 0 | 1 | 1 | EA | 1 | [78 empty] | <a href="https://assets.lutron.com/a/documents/3685841b_tled%20esell%20sheet_v6.pdf" target="_blank">Manufacturer Brochure</a> | [216 empty] | 20.000 DW | [92 empty] | 1.000 EA | 1.000 EA | [35 empty] | No | [42 empty] | https://assets.lutron.com/a/documents/lutron_cflex_spec_sheet.pdf | [7 empty] | Shelf Stock | [46 empty] | <a href="https://lutron.widen.net/content/6lqm8qbelw/mp4/Ecom_C-Flex_Upgrading-Fluorescents-to-LEDs.mp4" target="_blank">Product Video Clip</a> | [26 empty] | 0 | 0 | 0 | 0 |  | 2024-05-20 11:39 | 2024-07-20 11:33 | 0000-00-00 00:00:00 | 2024-07-20 11:33 | 0000-00-00 00:00:00
0 | Lutron Electronics | 3LD2T5H-3M30-8 | 4460-16083 | 4460 | 16083 | Lutron Electronics | 3LD4T5-3M35-1.jpeg?w=1500 | 784276321525 | CFLEX RPT5HO2FT3L8303WMG2 | Lutron Ballast Retrofit Kit by C-Flex: T5H, 2FT, 3-Lamp (Case of 8 Kits), 3000K, 3-Wire Driver, 1% Dimming, 3LD2T5H-3M30-8 | [53 empty] | 0 | 0 | 0 | [6 empty] | 0 | 1 | 1 | EA | 1 | [78 empty] | <a href="https://assets.lutron.com/a/documents/3685841b_tled%20esell%20sheet_v6.pdf" target="_blank">Manufacturer Brochure</a> | [216 empty] | 20.000 DW | [92 empty] | 1.000 EA | 1.000 EA | [35 empty] | No | [42 empty] | https://assets.lutron.com/a/documents/lutron_cflex_spec_sheet.pdf | [7 empty] | Shelf Stock | [46 empty] | <a href="https://lutron.widen.net/content/6lqm8qbelw/mp4/Ecom_C-Flex_Upgrading-Fluorescents-to-LEDs.mp4" target="_blank">Product Video Clip</a> | [26 empty] | 0 | 0 | 0 | 0 |  | 2024-05-20 11:39 | 2024-07-20 11:33 | 0000-00-00 00:00:00 | 2024-07-20 11:33 | 0000-00-00 00:00:00
0 | Lutron Electronics | 3LD-TT-1M30-24 | 4460-16084 | 4460 | 16084 | Lutron Electronics | 3LD-TT-1M35-1.jpeg?w=1500 | 784276321785 | CFLEX RPPLL2.5K1L8303WMG2 | Lutron Ballast Retrofit Kit by C-Flex: Twin Tube (Biax), 1-Lamp (Case of 24 Kits), 3000K, 3-Wire Driver, 1% Dimming, 3LD-TT-1M30-24 | [53 empty] | 0 | 0 | 0 | [6 empty] | 0 | 1 | 1 | EA | 1 | [78 empty] | <a href="https://assets.lutron.com/a/documents/3685841b_tled%20esell%20sheet_v6.pdf" target="_blank">Manufacturer Brochure</a> | [216 empty] | 20.000 DW | [92 empty] | 1.000 EA | 1.000 EA | [35 empty] | No | [42 empty] | https://assets.lutron.com/a/documents/lutron_cflex_spec_sheet.pdf | [7 empty] | Shelf Stock | [46 empty] | <a href="https://lutron.widen.net/content/6lqm8qbelw/mp4/Ecom_C-Flex_Upgrading-Fluorescents-to-LEDs.mp4" target="_blank">Product Video Clip</a> | [26 empty] | 0 | 0 | 0 | 0 |  | 2024-05-20 11:39 | 2024-07-20 11:33 | 0000-00-00 00:00:00 | 2024-07-20 11:33 | 0000-00-00 00:00:00
0 | Lutron Electronics | 3LD2T5-3M35-8 | 4460-16085 | 4460 | 16085 | Lutron Electronics | 3LD4T5-3M35-1.jpeg?w=1500 | 784276322553 | CFLEX RPT52FT3L8353WMG2 | Lutron Ballast Retrofit Kit by C-Flex: T5, 2FT, 3-Lamp (Case of 8 Kits), 3500K, 3-Wire Driver, 1% Dimming, 3LD2T5-3M35-8 | [53 empty] | 0 | 0 | 0 | [6 empty] | 0 | 1 | 1 | EA | 1 | [78 empty] | <a href="https://assets.lutron.com/a/documents/3685841b_tled%20esell%20sheet_v6.pdf" target="_blank">Manufacturer Brochure</a> | [216 empty] | 20.000 DW | [92 empty] | 1.000 EA | 1.000 EA | [35 empty] | No | [42 empty] | https://assets.lutron.com/a/documents/lutron_cflex_spec_sheet.pdf | [7 empty] | Shelf Stock | [46 empty] | <a href="https://lutron.widen.net/content/6lqm8qbelw/mp4/Ecom_C-Flex_Upgrading-Fluorescents-to-LEDs.mp4" target="_blank">Product Video Clip</a> | [26 empty] | 0 | 0 | 0 | 0 |  | 2024-05-20 11:39 | 2024-07-20 11:33 | 0000-00-00 00:00:00 | 2024-07-20 11:33 | 0000-00-00 00:00:00
0 | Lutron Electronics | 3LD2T5H-3M30-1 | 4460-16087 | 4460 | 16087 | Lutron Electronics | 3LD4T5-3M35-1.jpeg?w=1500 | 784276316231 | CFLEX RPT5HO2FT3L8303WMG2 | Lutron Ballast Retrofit Kit by C-Flex: T5H, 2FT, 3-Lamp (Single Kit), 3000K, 3-Wire Driver, 1% Dimming, 3LD2T5H-3M30-1 | [53 empty] | 0 | 0 | 0 | [6 empty] | 0 | 1 | 1 | EA | 1 | [78 empty] | <a href="https://assets.lutron.com/a/documents/3685841b_tled%20esell%20sheet_v6.pdf" target="_blank">Manufacturer Brochure</a> | [216 empty] | 20.000 DW | [92 empty] | 1.000 EA | 1.000 EA | [35 empty] | No | [42 empty] | https://assets.lutron.com/a/documents/lutron_cflex_spec_sheet.pdf | [7 empty] | Shelf Stock | [46 empty] | <a href="https://lutron.widen.net/content/6lqm8qbelw/mp4/Ecom_C-Flex_Upgrading-Fluorescents-to-LEDs.mp4" target="_blank">Product Video Clip</a> | [26 empty] | 0 | 0 | 0 | 0 |  | 2024-05-20 11:39 | 2024-07-20 11:33 | 0000-00-00 00:00:00 | 2024-07-20 11:33 | 0000-00-00 00:00:00
0 | Lutron Electronics | 3LD3T5H-1M35-1 | 4460-16088 | 4460 | 16088 | Lutron Electronics | 3LD4T5-1M35-1.jpeg?w=1500 | 784276316330 | CFLEX RPT5HO3FT1L8353WMG2 | Lutron Ballast Retrofit Kit by C-Flex: T5H, 3FT, 1-Lamp (Single Kit), 3500K, 3-Wire Driver, 1% Dimming, 3LD3T5H-1M35-1 | [53 empty] | 0 | 0 | 0 | [6 empty] | 0 | 1 | 1 | EA | 1 | [78 empty] | <a href="https://assets.lutron.com/a/documents/3685841b_tled%20esell%20sheet_v6.pdf" target="_blank">Manufacturer Brochure</a> | [216 empty] | 20.000 DW | [92 empty] | 1.000 EA | 1.000 EA | [35 empty] | No | [42 empty] | https://assets.lutron.com/a/documents/lutron_cflex_spec_sheet.pdf | [7 empty] | Shelf Stock | [46 empty] | <a href="https://lutron.widen.net/content/6lqm8qbelw/mp4/Ecom_C-Flex_Upgrading-Fluorescents-to-LEDs.mp4" target="_blank">Product Video Clip</a> | [26 empty] | 0 | 0 | 0 | 0 |  | 2024-05-20 11:39 | 2024-07-20 11:33 | 0000-00-00 00:00:00 | 2024-07-20 11:33 | 0000-00-00 00:00:00
0 | Lutron Electronics | 3LD2T8-2M50-1 | 4460-16089 | 4460 | 16089 | Lutron Electronics | 3LD4T8-2M35-1.jpeg?w=1500 | 784276318501 | CFLEX RPT82FT2L8503WMG2 | Lutron Ballast Retrofit Kit by C-Flex: T8, 2FT, 2-Lamp (Single Kit), 5000K, 3-Wire Driver, 1% Dimming, 3LD2T8-2M50-1 | [53 empty] | 0 | 0 | 0 | [6 empty] | 0 | 1 | 1 | EA | 1 | [78 empty] | <a href="https://assets.lutron.com/a/documents/3685841b_tled%20esell%20sheet_v6.pdf" target="_blank">Manufacturer Brochure</a> | [216 empty] | 20.000 DW | [92 empty] | 1.000 EA | 1.000 EA | [35 empty] | No | [42 empty] | https://assets.lutron.com/a/documents/lutron_cflex_spec_sheet.pdf | [7 empty] | Shelf Stock | [46 empty] | <a href="https://lutron.widen.net/content/6lqm8qbelw/mp4/Ecom_C-Flex_Upgrading-Fluorescents-to-LEDs.mp4" target="_blank">Product Video Clip</a> | [26 empty] | 0 | 0 | 0 | 0 |  | 2024-05-20 11:39 | 2024-07-20 11:33 | 0000-00-00 00:00:00 | 2024-07-20 11:33 | 0000-00-00 00:00:00
0 | Lutron Electronics | 3LD3T8-2M40-1 | 4460-16090 | 4460 | 16090 | Lutron Electronics | 3LD4T8-2M35-1.jpeg?w=1500 | 784276318723 | CFLEX RPT83FT2L8403WMG2 | Lutron Ballast Retrofit Kit by C-Flex: T8, 3FT, 2-Lamp (Single Kit), 4000K, 3-Wire Driver, 1% Dimming, 3LD3T8-2M40-1 | [53 empty] | 0 | 0 | 0 | [6 empty] | 0 | 1 | 1 | EA | 1 | [78 empty] | <a href="https://assets.lutron.com/a/documents/3685841b_tled%20esell%20sheet_v6.pdf" target="_blank">Manufacturer Brochure</a> | [216 empty] | 20.000 DW | [92 empty] | 1.000 EA | 1.000 EA | [35 empty] | No | [42 empty] | https://assets.lutron.com/a/documents/lutron_cflex_spec_sheet.pdf | [7 empty] | Shelf Stock | [46 empty] | <a href="https://lutron.widen.net/content/6lqm8qbelw/mp4/Ecom_C-Flex_Upgrading-Fluorescents-to-LEDs.mp4" target="_blank">Product Video Clip</a> | [26 empty] | 0 | 0 | 0 | 0 |  | 2024-05-20 11:39 | 2024-07-20 11:33 | 0000-00-00 00:00:00 | 2024-07-20 11:33 | 0000-00-00 00:00:00
0 | Lutron Electronics | 3LD3T5-2M50-1 | 4460-16091 | 4460 | 16091 | Lutron Electronics | 3LD4T5-2M35-1.jpeg?w=1500 | 784276319270 | CFLEX RPT53FT2L8503WMG2 | Lutron Ballast Retrofit Kit by C-Flex: T5, 3FT, 2-Lamp (Single Kit), 5000K, 3-Wire Driver, 1% Dimming, 3LD3T5-2M50-1 | [53 empty] | 0 | 0 | 0 | [6 empty] | 0 | 1 | 1 | EA | 1 | [78 empty] | <a href="https://assets.lutron.com/a/documents/3685841b_tled%20esell%20sheet_v6.pdf" target="_blank">Manufacturer Brochure</a> | [216 empty] | 20.000 DW | [92 empty] | 1.000 EA | 1.000 EA | [35 empty] | No | [42 empty] | https://assets.lutron.com/a/documents/lutron_cflex_spec_sheet.pdf | [7 empty] | Shelf Stock | [46 empty] | <a href="https://lutron.widen.net/content/6lqm8qbelw/mp4/Ecom_C-Flex_Upgrading-Fluorescents-to-LEDs.mp4" target="_blank">Product Video Clip</a> | [26 empty] | 0 | 0 | 0 | 0 |  | 2024-05-20 11:39 | 2024-07-20 11:33 | 0000-00-00 00:00:00 | 2024-07-20 11:33 | 0000-00-00 00:00:00
0 | Lutron Electronics | 3LD-TT-2M40-1 | 4460-16092 | 4460 | 16092 | Lutron Electronics | 3LD-TT-2M35-1.jpeg?w=1500 | 784276319430 | CFLEX RPPLL5.0K2L8403WMG2 | Lutron Ballast Retrofit Kit by C-Flex: Twin Tube (Biax), 2-Lamp (Single Kit), 4000K, 3-Wire Driver, 1% Dimming, 3LD-TT-2M40-1 | [53 empty] | 0 | 0 | 0 | [6 empty] | 0 | 1 | 1 | EA | 1 | [78 empty] | <a href="https://assets.lutron.com/a/documents/3685841b_tled%20esell%20sheet_v6.pdf" target="_blank">Manufacturer Brochure</a> | [216 empty] | 20.000 DW | [92 empty] | 1.000 EA | 1.000 EA | [35 empty] | No | [42 empty] | https://assets.lutron.com/a/documents/lutron_cflex_spec_sheet.pdf | [7 empty] | Shelf Stock | [46 empty] | <a href="https://lutron.widen.net/content/6lqm8qbelw/mp4/Ecom_C-Flex_Upgrading-Fluorescents-to-LEDs.mp4" target="_blank">Product Video Clip</a> | [26 empty] | 0 | 0 | 0 | 0 |  | 2024-05-20 11:39 | 2024-07-20 11:33 | 0000-00-00 00:00:00 | 2024-07-20 11:33 | 0000-00-00 00:00:00
1 | Lutron Electronics | 3LDPCAH-1K40-1 | 4460-16093 | 4460 | 16093 | Lutron Electronics | 3LDPCA-1K35-1.jpeg?w=1500 | 784276316972 | CFLEX RPG24Q242H1L8403WKG2 | Lutron Ballast Retrofit Kit by C-Flex: Round High Power/Output CFL w/ Arm, 1-Lamp (Single Kit), 4000K, 3-Wire Driver, 1% Dimming, ELDPCAH-1K40-1 | [53 empty] | 0 | 0 | 0 | [6 empty] | 0 | 1 | 1 | EA | 1 | Specialty Items | [27 empty] | Lighting Kits | [49 empty] | <a href="https://assets.lutron.com/a/documents/3685841b_tled%20esell%20sheet_v6.pdf" target="_blank">Manufacturer Brochure</a> | [216 empty] | 20.000 DW | [92 empty] | 1.000 EA | 1.000 EA | [35 empty] | No | [42 empty] | https://assets.lutron.com/a/documents/lutron_cflex_spec_sheet.pdf | [7 empty] | Shelf Stock | [39 empty] | 39111821 | [6 empty] | <a href="https://lutron.widen.net/content/6lqm8qbelw/mp4/Ecom_C-Flex_Upgrading-Fluorescents-to-LEDs.mp4" target="_blank">Product Video Clip</a> | [26 empty] | 0 | 0 | 0 | 0 | Lighting Fixtures | 2024-05-20 11:39 | 2024-07-20 11:33 | 0000-00-00 00:00:00 | 2024-07-20 11:33 | 0000-00-00 00:00:00
1 | Lutron Electronics | 3LDPCAH-1C35-1 | 4460-16094 | 4460 | 16094 | Lutron Electronics | 3LDPCA-1C35-1.jpeg?w=1500 | 784276317498 | CFLEX RPG24Q242H1L8353WKNG2 | Lutron Ballast Retrofit Kit by C-Flex: Round High Power/Output CFL w/ Arm, 1-Lamp (Single Kit), 3500K, 3-Wire Driver, 1% Dimming, ELDPCAH-1C35-1 | [53 empty] | 0 | 0 | 0 | [6 empty] | 0 | 1 | 1 | EA | 1 | Specialty Items | [27 empty] | Lighting Kits | [49 empty] | <a href="https://assets.lutron.com/a/documents/3685841b_tled%20esell%20sheet_v6.pdf" target="_blank">Manufacturer Brochure</a> | [216 empty] | 20.000 DW | [92 empty] | 1.000 EA | 1.000 EA | [35 empty] | No | [42 empty] | https://assets.lutron.com/a/documents/lutron_cflex_spec_sheet.pdf | [7 empty] | Shelf Stock | [39 empty] | 39111821 | [6 empty] | <a href="https://lutron.widen.net/content/6lqm8qbelw/mp4/Ecom_C-Flex_Upgrading-Fluorescents-to-LEDs.mp4" target="_blank">Product Video Clip</a> | [26 empty] | 0 | 0 | 0 | 0 | Lighting Fixtures | 2024-05-20 11:39 | 2024-07-20 11:33 | 0000-00-00 00:00:00 | 2024-07-20 11:33 | 0000-00-00 00:00:00
1 | Lutron Electronics | 3LDVCF-2K35-12 | 4460-16095 | 4460 | 16095 | Lutron Electronics | 3LDVCF-2K35-1.jpeg?w=1500 | 784276319072 | CFLEX RPG24Q226V2L8353WKG2 | Lutron Ballast Retrofit Kit by C-Flex: Vertical CFL, 2-Lamp (Case of 12 Kits), 3500K, 3-Wire Driver, 1% Dimming, 3LDVCF-2K35-12 | [53 empty] | 0 | 0 | 0 | [6 empty] | 0 | 1 | 1 | EA | 1 | Specialty Items | [27 empty] | Lighting Kits | [49 empty] | <a href="https://assets.lutron.com/a/documents/3685841b_tled%20esell%20sheet_v6.pdf" target="_blank">Manufacturer Brochure</a> | [216 empty] | 20.000 DW | [92 empty] | 1.000 EA | 1.000 EA | [35 empty] | No | [42 empty] | https://assets.lutron.com/a/documents/lutron_cflex_spec_sheet.pdf | [7 empty] | Shelf Stock | [39 empty] | 39111821 | [6 empty] | <a href="https://lutron.widen.net/content/6lqm8qbelw/mp4/Ecom_C-Flex_Upgrading-Fluorescents-to-LEDs.mp4" target="_blank">Product Video Clip</a> | [26 empty] | 0 | 0 | 0 | 0 | Lighting Fixtures | 2024-05-20 11:39 | 2024-07-20 11:33 | 0000-00-00 00:00:00 | 2024-07-20 11:33 | 0000-00-00 00:00:00
1 | Lutron Electronics | 3LDRCA-1C30-24 | 4460-16096 | 4460 | 16096 | Lutron Electronics | 3LDRCA-1C35-1.jpeg?w=1500 | 784276319669 | CFLEX RPG24Q132H1L8303WKNG2 | Lutron Ballast Retrofit Kit by C-Flex: Round CFL Adapter Arm, 1-Lamp (Case of 24 Kits), 3000K, 3-Wire Driver, 1% Dimming, 3LDRCA-1C30-24 | [53 empty] | 0 | 0 | 0 | [6 empty] | 0 | 1 | 1 | EA | 1 | Specialty Items | [27 empty] | Lighting Kits | [49 empty] | <a href="https://assets.lutron.com/a/documents/3685841b_tled%20esell%20sheet_v6.pdf" target="_blank">Manufacturer Brochure</a> | [216 empty] | 20.000 DW | [92 empty] | 1.000 EA | 1.000 EA | [35 empty] | No | [42 empty] | https://assets.lutron.com/a/documents/lutron_cflex_spec_sheet.pdf | [7 empty] | Shelf Stock | [39 empty] | 39111821 | [6 empty] | <a href="https://lutron.widen.net/content/6lqm8qbelw/mp4/Ecom_C-Flex_Upgrading-Fluorescents-to-LEDs.mp4" target="_blank">Product Video Clip</a> | [26 empty] | 0 | 0 | 0 | 0 | Lighting Fixtures | 2024-05-20 11:39 | 2024-07-20 11:33 | 0000-00-00 00:00:00 | 2024-07-20 11:33 | 0000-00-00 00:00:00
1 | Lutron Electronics | 3LDPCF-1C35-24 | 4460-16097 | 4460 | 16097 | Lutron Electronics | 3LDPCF-1C35-1.jpeg?w=1500 | 784276319874 | CFLEX RPG24Q142V1L8353WKNG2 | Lutron Ballast Retrofit Kit by C-Flex: Round High Power CFL, 1-Lamp (Case of 24 Kits), 3500K, 3-Wire Driver, 1% Dimming, 3LDPCF-1C35-24 | [53 empty] | 0 | 0 | 0 | [6 empty] | 0 | 1 | 1 | EA | 1 | Specialty Items | [27 empty] | Lighting Kits | [49 empty] | <a href="https://assets.lutron.com/a/documents/3685841b_tled%20esell%20sheet_v6.pdf" target="_blank">Manufacturer Brochure</a> | [216 empty] | 20.000 DW | [92 empty] | 1.000 EA | 1.000 EA | [35 empty] | No | [42 empty] | https://assets.lutron.com/a/documents/lutron_cflex_spec_sheet.pdf | [7 empty] | Shelf Stock | [39 empty] | 39111821 | [6 empty] | <a href="https://lutron.widen.net/content/6lqm8qbelw/mp4/Ecom_C-Flex_Upgrading-Fluorescents-to-LEDs.mp4" target="_blank">Product Video Clip</a> | [26 empty] | 0 | 0 | 0 | 0 | Lighting Fixtures | 2024-05-20 11:39 | 2024-07-20 11:33 | 0000-00-00 00:00:00 | 2024-07-20 11:33 | 0000-00-00 00:00:00
1 | Lutron Electronics | RRST-ANF-BI | 4460-16098 | 4460 | 16098 | Lutron Electronics | RRST-ANF-BI | 784276312264 | Avail Jul 23 2024-TEMP MODEL | Lutron RadioRA 3 Sunnata Touch Fan Control, 4-Speed, 1.5A Paddle Fan, AC Motor, Single Pole, Neutral Required, 120V, RRST-ANF-BI, Biscuit |  | 2.4 | 4.6 | [50 empty] | 0 | 0 | 0 | [6 empty] | 0 | 1 | 1 | EA | 1 | Lighting Controls | [27 empty] | Other Lighting Controls | [266 empty] | 15.000 DW |  |  | 2.4000 IN | [89 empty] | 1.000 EA | 1.000 EA | [35 empty] | No | [50 empty] | Shelf Stock | [39 empty] | 52161525 | [18 empty] | 0.300 L | [14 empty] | 0 | 0 | 0 | 0 | Lighting Fixtures | 2024-05-20 11:39 | 2024-07-20 11:41 | 0000-00-00 00:00:00 | 2024-07-20 11:41 | 0000-00-00 00:00:00 | [6 empty] | Biscuit
1 | Lutron Electronics | RRST-ANF-MN | 4460-16099 | 4460 | 16099 | Lutron Electronics | RRST-ANF-MN | 784276312356 | Avail Jul 23 2024-TEMP MODEL | Lutron RadioRA 3 Sunnata Touch Fan Control, 4-Speed, 1.5A Paddle Fan, AC Motor, Single Pole, Neutral Required, 120V, RRST-ANF-MN, Midnight |  | 2.4 | 4.6 | [50 empty] | 0 | 0 | 0 | [6 empty] | 0 | 1 | 1 | EA | 1 | Lighting Controls | [27 empty] | Other Lighting Controls | [266 empty] | 15.000 DW |  |  | 2.4000 IN | [89 empty] | 1.000 EA | 1.000 EA | [35 empty] | No | [50 empty] | Shelf Stock | [39 empty] | 52161525 | [18 empty] | 0.300 L | [14 empty] | 0 | 0 | 0 | 0 | Lighting Fixtures | 2024-05-20 11:39 | 2024-07-20 11:42 | 0000-00-00 00:00:00 | 2024-07-20 11:42 | 0000-00-00 00:00:00 | [6 empty] | Midnight
1 | Lutron Electronics | ST-FSQ-N-PB | 4460-16100 | 4460 | 16100 | Lutron Electronics | ST-FSQ-N-PB | 784276312882 | Avail Jul 23 2024-TEMP MODEL | Lutron Sunnata Touch Fan Control, 4-Speed, 1.5A Paddle Fan, AC Motor, Single Pole, Neutral Required, 120V, ST-FSQN-PB, Pebble | [53 empty] | 0 | 0 | 0 | [6 empty] | 0 | 1 | 1 | EA | 1 | Specialty Items | [27 empty] | Lighting Accessories | [266 empty] | 5.000 DW | [92 empty] | 1.000 EA | 1.000 EA | [35 empty] | No | [50 empty] | Shelf Stock | [39 empty] | 39122221 | [33 empty] | 0 | 0 | 0 | 0 | Lighting Fixtures | 2024-05-20 11:39 | 2024-07-20 11:33 | 0000-00-00 00:00:00 | 2024-07-20 11:33 | 0000-00-00 00:00:00
1 | Lutron Electronics | ST-FSQ-N-SW | 4460-16101 | 4460 | 16101 | Lutron Electronics | ST-FSQ-N-SW | 784276312974 | Avail Jul 23 2024-TEMP MODEL | Lutron Sunnata Touch Fan Control, 4-Speed, 1.5A Paddle Fan, AC Motor, Single Pole, Neutral Required, 120V, ST-FSQN-SW, Snow | [53 empty] | 0 | 0 | 0 | [6 empty] | 0 | 1 | 1 | EA | 1 | Specialty Items | [27 empty] | Lighting Accessories | [266 empty] | 5.000 DW | [92 empty] | 1.000 EA | 1.000 EA | [35 empty] | No | [50 empty] | Shelf Stock | [39 empty] | 39122221 | [33 empty] | 0 | 0 | 0 | 0 | Lighting Fixtures | 2024-05-20 11:39 | 2024-07-20 11:33 | 0000-00-00 00:00:00 | 2024-07-20 11:33 | 0000-00-00 00:00:00 | [6 empty] | Snow
0 | Lutron Electronics | 3LD2T8-3M50-8 | 4460-16103 | 4460 | 16103 | Lutron Electronics | 3LD4T8-3M35-1.jpeg?w=1500 | 784276320887 | CFLEX RPT82FT3L8503WMG2 | Lutron Ballast Retrofit Kit by C-Flex: T8, 2FT, 3-Lamp (Case of 8 Kits), 5000K, 3-Wire Driver, 1% Dimming, 3LD2T8-3M50-8 | [53 empty] | 0 | 0 | 0 | [6 empty] | 0 | 1 | 1 | EA | 1 | [78 empty] | <a href="https://assets.lutron.com/a/documents/3685841b_tled%20esell%20sheet_v6.pdf" target="_blank">Manufacturer Brochure</a> | [216 empty] | 20.000 DW | [92 empty] | 1.000 EA | 1.000 EA | [35 empty] | No | [42 empty] | https://assets.lutron.com/a/documents/lutron_cflex_spec_sheet.pdf | [7 empty] | Shelf Stock | [46 empty] | <a href="https://lutron.widen.net/content/6lqm8qbelw/mp4/Ecom_C-Flex_Upgrading-Fluorescents-to-LEDs.mp4" target="_blank">Product Video Clip</a> | [26 empty] | 0 | 0 | 0 | 0 |  | 2024-05-20 11:40 | 2024-07-20 11:38 | 0000-00-00 00:00:00 | 2024-07-20 11:38 | 0000-00-00 00:00:00
1 | Lutron Electronics | 3LD4T8-3M30-8 | 4460-16104 | 4460 | 16104 | Lutron Electronics | 3LD4T8-3M35-1.jpeg?w=1500 | 784276321181 | CFLEX RPT84FT3L8303WMG2 | Lutron Ballast Retrofit Kit by C-Flex: T8, 4FT, 3-Lamp (Case of 8 Kits), 3000K, 3-Wire Driver, 1% Dimming, 3LD4T8-3M30-8 | [53 empty] | 0 | 0 | 0 | [6 empty] | 0 | 1 | 1 | EA | 1 | Specialty Items | [27 empty] | Lighting Kits | [49 empty] | <a href="https://assets.lutron.com/a/documents/3685841b_tled%20esell%20sheet_v6.pdf" target="_blank">Manufacturer Brochure</a> | [216 empty] | 20.000 DW | [92 empty] | 1.000 EA | 1.000 EA | [35 empty] | No | [42 empty] | https://assets.lutron.com/a/documents/lutron_cflex_spec_sheet.pdf | [7 empty] | Shelf Stock | [39 empty] | 39111821 | [6 empty] | <a href="https://lutron.widen.net/content/6lqm8qbelw/mp4/Ecom_C-Flex_Upgrading-Fluorescents-to-LEDs.mp4" target="_blank">Product Video Clip</a> | [26 empty] | 0 | 0 | 0 | 0 | Lighting Fixtures | 2024-05-20 11:40 | 2024-07-20 11:38 | 0000-00-00 00:00:00 | 2024-07-20 11:38 | 0000-00-00 00:00:00
0 | Lutron Electronics | 3LD3T5H-1M35-24 | 4460-16105 | 4460 | 16105 | Lutron Electronics | 3LD4T5-1M35-1.jpeg?w=1500 | 784276321570 | CFLEX RPT5HO3FT1L8353WMG2 | Lutron Ballast Retrofit Kit by C-Flex: T5H, 3FT, 1-Lamp (Case of 24 Kits), 3500K, 3-Wire Driver, 1% Dimming, 3LD3T5H-1M35-24 | [53 empty] | 0 | 0 | 0 | [6 empty] | 0 | 1 | 1 | EA | 1 | [78 empty] | <a href="https://assets.lutron.com/a/documents/3685841b_tled%20esell%20sheet_v6.pdf" target="_blank">Manufacturer Brochure</a> | [216 empty] | 20.000 DW | [92 empty] | 1.000 EA | 1.000 EA | [35 empty] | No | [42 empty] | https://assets.lutron.com/a/documents/lutron_cflex_spec_sheet.pdf | [7 empty] | Shelf Stock | [46 empty] | <a href="https://lutron.widen.net/content/6lqm8qbelw/mp4/Ecom_C-Flex_Upgrading-Fluorescents-to-LEDs.mp4" target="_blank">Product Video Clip</a> | [26 empty] | 0 | 0 | 0 | 0 |  | 2024-05-20 11:40 | 2024-07-20 11:38 | 0000-00-00 00:00:00 | 2024-07-20 11:38 | 0000-00-00 00:00:00
0 | Lutron Electronics | 3LD3T5H-1M50-24 | 4460-16106 | 4460 | 16106 | Lutron Electronics | 3LD4T5-1M35-1.jpeg?w=1500 | 784276321594 | CFLEX RPT5HO3FT1L8503WMG2 | Lutron Ballast Retrofit Kit by C-Flex: T5H, 3FT, 1-Lamp (Case of 24 Kits), 5000K, 3-Wire Driver, 1% Dimming, 3LD3T5H-1M50-24 | [53 empty] | 0 | 0 | 0 | [6 empty] | 0 | 1 | 1 | EA | 1 | [78 empty] | <a href="https://assets.lutron.com/a/documents/3685841b_tled%20esell%20sheet_v6.pdf" target="_blank">Manufacturer Brochure</a> | [216 empty] | 20.000 DW | [92 empty] | 1.000 EA | 1.000 EA | [35 empty] | No | [42 empty] | https://assets.lutron.com/a/documents/lutron_cflex_spec_sheet.pdf | [7 empty] | Shelf Stock | [46 empty] | <a href="https://lutron.widen.net/content/6lqm8qbelw/mp4/Ecom_C-Flex_Upgrading-Fluorescents-to-LEDs.mp4" target="_blank">Product Video Clip</a> | [26 empty] | 0 | 0 | 0 | 0 |  | 2024-05-20 11:40 | 2024-07-20 11:38 | 0000-00-00 00:00:00 | 2024-07-20 11:38 | 0000-00-00 00:00:00
0 | Lutron Electronics | 3LD4T8H-2M35-12 | 4460-16107 | 4460 | 16107 | Lutron Electronics | 3LD4T8-2M35-1.jpeg?w=1500 | 784276321754 | CFLEX RPT8HO4FT2L8353WMG2 | Lutron Ballast Retrofit Kit by C-Flex: T8H, 4FT, 2-Lamp (Case of 12 Kits), 3500K, 3-Wire Driver, 1% Dimming, 3LD4T8H-2M35-12 | [53 empty] | 0 | 0 | 0 | [6 empty] | 0 | 1 | 1 | EA | 1 | [78 empty] | <a href="https://assets.lutron.com/a/documents/3685841b_tled%20esell%20sheet_v6.pdf" target="_blank">Manufacturer Brochure</a> | [216 empty] | 20.000 DW | [92 empty] | 1.000 EA | 1.000 EA | [35 empty] | No | [42 empty] | https://assets.lutron.com/a/documents/lutron_cflex_spec_sheet.pdf | [7 empty] | Shelf Stock | [46 empty] | <a href="https://lutron.widen.net/content/6lqm8qbelw/mp4/Ecom_C-Flex_Upgrading-Fluorescents-to-LEDs.mp4" target="_blank">Product Video Clip</a> | [26 empty] | 0 | 0 | 0 | 0 |  | 2024-05-20 11:40 | 2024-07-20 11:38 | 0000-00-00 00:00:00 | 2024-07-20 11:38 | 0000-00-00 00:00:00
1 | Lutron Electronics | 3LD4T5-3M35-8 | 4460-16108 | 4460 | 16108 | Lutron Electronics | 3LD4T5-3M35-1.jpeg?w=1500 | 784276322638 | CFLEX RPT54FT3L8353WMG2 | Lutron Ballast Retrofit Kit by C-Flex: T5H, 4FT, 3-Lamp (Case of 8 Kits), 3500K, 3-Wire Driver, 1% Dimming, 3LD4T5H-3M35-8 | [53 empty] | 0 | 0 | 0 | [6 empty] | 0 | 1 | 1 | EA | 1 | Specialty Items | [27 empty] | Lighting Kits | [49 empty] | <a href="https://assets.lutron.com/a/documents/3685841b_tled%20esell%20sheet_v6.pdf" target="_blank">Manufacturer Brochure</a> | [216 empty] | 20.000 DW | [92 empty] | 1.000 EA | 1.000 EA | [35 empty] | No | [42 empty] | https://assets.lutron.com/a/documents/lutron_cflex_spec_sheet.pdf | [7 empty] | Shelf Stock | [39 empty] | 39111821 | [6 empty] | <a href="https://lutron.widen.net/content/6lqm8qbelw/mp4/Ecom_C-Flex_Upgrading-Fluorescents-to-LEDs.mp4" target="_blank">Product Video Clip</a> | [26 empty] | 0 | 0 | 0 | 0 | Lighting Fixtures | 2024-05-20 11:40 | 2024-07-20 11:38 | 0000-00-00 00:00:00 | 2024-07-20 11:38 | 0000-00-00 00:00:00
0 | Lutron Electronics | 3LD3T5H-2M40-1 | 4460-16109 | 4460 | 16109 | Lutron Electronics | 3LD4T5-2M35-1.jpeg?w=1500 | 784276316439 | CFLEX RPT5HO3FT2L8403WMG2 | Lutron Ballast Retrofit Kit by C-Flex: T5H, 3FT, 2-Lamp (Single Kit), 4000K, 3-Wire Driver, 1% Dimming, 3LD3T5H-2M40-1 | [53 empty] | 0 | 0 | 0 | [6 empty] | 0 | 1 | 1 | EA | 1 | [78 empty] | <a href="https://assets.lutron.com/a/documents/3685841b_tled%20esell%20sheet_v6.pdf" target="_blank">Manufacturer Brochure</a> | [216 empty] | 20.000 DW | [92 empty] | 1.000 EA | 1.000 EA | [35 empty] | No | [42 empty] | https://assets.lutron.com/a/documents/lutron_cflex_spec_sheet.pdf | [7 empty] | Shelf Stock | [46 empty] | <a href="https://lutron.widen.net/content/6lqm8qbelw/mp4/Ecom_C-Flex_Upgrading-Fluorescents-to-LEDs.mp4" target="_blank">Product Video Clip</a> | [26 empty] | 0 | 0 | 0 | 0 |  | 2024-05-20 11:40 | 2024-07-20 11:38 | 0000-00-00 00:00:00 | 2024-07-20 11:38 | 0000-00-00 00:00:00
0 | Lutron Electronics | 3LD3T5H-3M35-1 | 4460-16110 | 4460 | 16110 | Lutron Electronics | 3LD4T5-3M35-1.jpeg?w=1500 | 784276316491 | CFLEX RPT5HO3FT3L8353WMG2 | Lutron Ballast Retrofit Kit by C-Flex: T5H, 3FT, 3-Lamp (Single Kit), 3500K, 3-Wire Driver, 1% Dimming, 3LD3T5H-3M35-1 | [53 empty] | 0 | 0 | 0 | [6 empty] | 0 | 1 | 1 | EA | 1 | [78 empty] | <a href="https://assets.lutron.com/a/documents/3685841b_tled%20esell%20sheet_v6.pdf" target="_blank">Manufacturer Brochure</a> | [216 empty] | 20.000 DW | [92 empty] | 1.000 EA | 1.000 EA | [35 empty] | No | [42 empty] | https://assets.lutron.com/a/documents/lutron_cflex_spec_sheet.pdf | [7 empty] | Shelf Stock | [46 empty] | <a href="https://lutron.widen.net/content/6lqm8qbelw/mp4/Ecom_C-Flex_Upgrading-Fluorescents-to-LEDs.mp4" target="_blank">Product Video Clip</a> | [26 empty] | 0 | 0 | 0 | 0 |  | 2024-05-20 11:40 | 2024-07-20 11:38 | 0000-00-00 00:00:00 | 2024-07-20 11:38 | 0000-00-00 00:00:00
0 | Lutron Electronics | 3LD2T8-2M30-1 | 4460-16111 | 4460 | 16111 | Lutron Electronics | 3LD4T8-2M35-1.jpeg?w=1500 | 784276318433 | CFLEX RPT82FT2L8303WMG2 | Lutron Ballast Retrofit Kit by C-Flex: T8, 2FT, 2-Lamp (Single Kit), 3000K, 3-Wire Driver, 1% Dimming, 3LD2T8-2M30-1 | [53 empty] | 0 | 0 | 0 | [6 empty] | 0 | 1 | 1 | EA | 1 | [78 empty] | <a href="https://assets.lutron.com/a/documents/3685841b_tled%20esell%20sheet_v6.pdf" target="_blank">Manufacturer Brochure</a> | [216 empty] | 20.000 DW | [92 empty] | 1.000 EA | 1.000 EA | [35 empty] | No | [42 empty] | https://assets.lutron.com/a/documents/lutron_cflex_spec_sheet.pdf | [7 empty] | Shelf Stock | [46 empty] | <a href="https://lutron.widen.net/content/6lqm8qbelw/mp4/Ecom_C-Flex_Upgrading-Fluorescents-to-LEDs.mp4" target="_blank">Product Video Clip</a> | [26 empty] | 0 | 0 | 0 | 0 |  | 2024-05-20 11:40 | 2024-07-20 11:38 | 0000-00-00 00:00:00 | 2024-07-20 11:38 | 0000-00-00 00:00:00
1 | Lutron Electronics | 3LD4T8-3M30-1 | 4460-16112 | 4460 | 16112 | Lutron Electronics | 3LD4T8-3M35-1.jpeg?w=1500 | 784276318914 | CFLEX RPT84FT3L8303WMG2 | Lutron Ballast Retrofit Kit by C-Flex: T8, 4FT, 3-Lamp (Single Kit), 3000K, 3-Wire Driver, 1% Dimming, 3LD4T8-3M30-1 | [53 empty] | 0 | 0 | 0 | [6 empty] | 0 | 1 | 1 | EA | 1 | Specialty Items | [27 empty] | Lighting Kits | [49 empty] | <a href="https://assets.lutron.com/a/documents/3685841b_tled%20esell%20sheet_v6.pdf" target="_blank">Manufacturer Brochure</a> | [216 empty] | 20.000 DW | [92 empty] | 1.000 EA | 1.000 EA | [35 empty] | No | [42 empty] | https://assets.lutron.com/a/documents/lutron_cflex_spec_sheet.pdf | [7 empty] | Shelf Stock | [39 empty] | 39111821 | [6 empty] | <a href="https://lutron.widen.net/content/6lqm8qbelw/mp4/Ecom_C-Flex_Upgrading-Fluorescents-to-LEDs.mp4" target="_blank">Product Video Clip</a> | [26 empty] | 0 | 0 | 0 | 0 | Lighting Fixtures | 2024-05-20 11:40 | 2024-07-20 11:38 | 0000-00-00 00:00:00 | 2024-07-20 11:38 | 0000-00-00 00:00:00
0 | Lutron Electronics | 3LD3T5-2M30-1 | 4460-16113 | 4460 | 16113 | Lutron Electronics | 3LD4T5-2M35-1.jpeg?w=1500 | 784276319249 | CFLEX RPT53FT2L8303WMG2 | Lutron Ballast Retrofit Kit by C-Flex: T5, 3FT, 2-Lamp (Single Kit), 3000K, 3-Wire Driver, 1% Dimming, 3LD3T5-2M30-1 | [53 empty] | 0 | 0 | 0 | [6 empty] | 0 | 1 | 1 | EA | 1 | [78 empty] | <a href="https://assets.lutron.com/a/documents/3685841b_tled%20esell%20sheet_v6.pdf" target="_blank">Manufacturer Brochure</a> | [216 empty] | 20.000 DW | [92 empty] | 1.000 EA | 1.000 EA | [35 empty] | No | [42 empty] | https://assets.lutron.com/a/documents/lutron_cflex_spec_sheet.pdf | [7 empty] | Shelf Stock | [46 empty] | <a href="https://lutron.widen.net/content/6lqm8qbelw/mp4/Ecom_C-Flex_Upgrading-Fluorescents-to-LEDs.mp4" target="_blank">Product Video Clip</a> | [26 empty] | 0 | 0 | 0 | 0 |  | 2024-05-20 11:40 | 2024-07-20 11:38 | 0000-00-00 00:00:00 | 2024-07-20 11:38 | 0000-00-00 00:00:00
0 | Lutron Electronics | 3LD2T5-3M35-1 | 4460-16114 | 4460 | 16114 | Lutron Electronics | 3LD4T5-3M35-1.jpeg?w=1500 | 784276320818 | CFLEX RPT52FT3L8353WMG2 | Lutron Ballast Retrofit Kit by C-Flex: T5, 2FT, 3-Lamp (Single Kit), 3500K, 3-Wire Driver, 1% Dimming, 3LD2T5-3M35-1 | [53 empty] | 0 | 0 | 0 | [6 empty] | 0 | 1 | 1 | EA | 1 | [78 empty] | <a href="https://assets.lutron.com/a/documents/3685841b_tled%20esell%20sheet_v6.pdf" target="_blank">Manufacturer Brochure</a> | [216 empty] | 20.000 DW | [92 empty] | 1.000 EA | 1.000 EA | [35 empty] | No | [42 empty] | https://assets.lutron.com/a/documents/lutron_cflex_spec_sheet.pdf | [7 empty] | Shelf Stock | [46 empty] | <a href="https://lutron.widen.net/content/6lqm8qbelw/mp4/Ecom_C-Flex_Upgrading-Fluorescents-to-LEDs.mp4" target="_blank">Product Video Clip</a> | [26 empty] | 0 | 0 | 0 | 0 |  | 2024-05-20 11:40 | 2024-07-20 11:38 | 0000-00-00 00:00:00 | 2024-07-20 11:38 | 0000-00-00 00:00:00
1 | Lutron Electronics | 3LDVCF-2K40-1 | 4460-16115 | 4460 | 16115 | Lutron Electronics | 3LDVCF-2K35-1.jpeg?w=1500 | 784276316798 | CFLEX RPG24Q226V2L8403WKG2 | Lutron Ballast Retrofit Kit by C-Flex: Vertical CFL, 2-Lamp (Single Kit), 4000K, 3-Wire Driver, 1% Dimming, 3LDVCF-2K40-1 | [53 empty] | 0 | 0 | 0 | [6 empty] | 0 | 1 | 1 | EA | 1 | Specialty Items | [27 empty] | Lighting Kits | [49 empty] | <a href="https://assets.lutron.com/a/documents/3685841b_tled%20esell%20sheet_v6.pdf" target="_blank">Manufacturer Brochure</a> | [216 empty] | 20.000 DW | [92 empty] | 1.000 EA | 1.000 EA | [35 empty] | No | [42 empty] | https://assets.lutron.com/a/documents/lutron_cflex_spec_sheet.pdf | [7 empty] | Shelf Stock | [39 empty] | 39111821 | [6 empty] | <a href="https://lutron.widen.net/content/6lqm8qbelw/mp4/Ecom_C-Flex_Upgrading-Fluorescents-to-LEDs.mp4" target="_blank">Product Video Clip</a> | [26 empty] | 0 | 0 | 0 | 0 | Lighting Fixtures | 2024-05-20 11:40 | 2024-07-20 11:39 | 0000-00-00 00:00:00 | 2024-07-20 11:39 | 0000-00-00 00:00:00
1 | Lutron Electronics | 3LDPCF-1K35-1 | 4460-16116 | 4460 | 16116 | Lutron Electronics | 3LDPCF-1K35-1.jpeg?w=1500 | 784276317078 | CFLEX RPG24Q142V1L8353WKG2 | Lutron Ballast Retrofit Kit by C-Flex: Round High Power CFL, 1-Lamp (Single Kit), 3500K, 3-Wire Driver, 1% Dimming, 3LDPCF-1K35-1 | [53 empty] | 0 | 0 | 0 | [6 empty] | 0 | 1 | 1 | EA | 1 | Specialty Items | [27 empty] | Lighting Kits | [49 empty] | <a href="https://assets.lutron.com/a/documents/3685841b_tled%20esell%20sheet_v6.pdf" target="_blank">Manufacturer Brochure</a> | [216 empty] | 20.000 DW | [92 empty] | 1.000 EA | 1.000 EA | [35 empty] | No | [42 empty] | https://assets.lutron.com/a/documents/lutron_cflex_spec_sheet.pdf | [7 empty] | Shelf Stock | [39 empty] | 39111821 | [6 empty] | <a href="https://lutron.widen.net/content/6lqm8qbelw/mp4/Ecom_C-Flex_Upgrading-Fluorescents-to-LEDs.mp4" target="_blank">Product Video Clip</a> | [26 empty] | 0 | 0 | 0 | 0 | Lighting Fixtures | 2024-05-20 11:40 | 2024-07-20 11:39 | 0000-00-00 00:00:00 | 2024-07-20 11:39 | 0000-00-00 00:00:00
1 | Lutron Electronics | 3LDRCF-1C40-1 | 4460-16117 | 4460 | 16117 | Lutron Electronics | 3LDRCF-1C35-1.jpeg?w=1500 | 784276317399 | CFLEX RPG24Q132V1L8403WKNG2 | Lutron Ballast Retrofit Kit by C-Flex: Round CFL, 1-Lamp (Single Kit), 4000K, 3-Wire Driver, 1% Dimming, 3LDRCF-1C40-1 | [53 empty] | 0 | 0 | 0 | [6 empty] | 0 | 1 | 1 | EA | 1 | Specialty Items | [27 empty] | Lighting Kits | [49 empty] | <a href="https://assets.lutron.com/a/documents/3685841b_tled%20esell%20sheet_v6.pdf" target="_blank">Manufacturer Brochure</a> | [216 empty] | 20.000 DW | [92 empty] | 1.000 EA | 1.000 EA | [35 empty] | No | [42 empty] | https://assets.lutron.com/a/documents/lutron_cflex_spec_sheet.pdf | [7 empty] | Shelf Stock | [39 empty] | 39111821 | [6 empty] | <a href="https://lutron.widen.net/content/6lqm8qbelw/mp4/Ecom_C-Flex_Upgrading-Fluorescents-to-LEDs.mp4" target="_blank">Product Video Clip</a> | [26 empty] | 0 | 0 | 0 | 0 | Lighting Fixtures | 2024-05-20 11:40 | 2024-07-20 11:39 | 0000-00-00 00:00:00 | 2024-07-20 11:39 | 0000-00-00 00:00:00
1 | Lutron Electronics | 3LDRCA-1C35-1 | 4460-16118 | 4460 | 16118 | Lutron Electronics | 3LDRCA-1C35-1.jpeg?w=1500 | 784276317436 | CFLEX RPG24Q132H1L8353WKNG2 | Lutron Ballast Retrofit Kit by C-Flex: Round CFL Adapter Arm, 1-Lamp (Single Kit), 3500K, 3-Wire Driver, 1% Dimming, 3LDRCA-1C35-1 | [53 empty] | 0 | 0 | 0 | [6 empty] | 0 | 1 | 1 | EA | 1 | Specialty Items | [27 empty] | Lighting Kits | [49 empty] | <a href="https://assets.lutron.com/a/documents/3685841b_tled%20esell%20sheet_v6.pdf" target="_blank">Manufacturer Brochure</a> | [216 empty] | 20.000 DW | [92 empty] | 1.000 EA | 1.000 EA | [35 empty] | No | [42 empty] | https://assets.lutron.com/a/documents/lutron_cflex_spec_sheet.pdf | [7 empty] | Shelf Stock | [39 empty] | 39111821 | [6 empty] | <a href="https://lutron.widen.net/content/6lqm8qbelw/mp4/Ecom_C-Flex_Upgrading-Fluorescents-to-LEDs.mp4" target="_blank">Product Video Clip</a> | [26 empty] | 0 | 0 | 0 | 0 | Lighting Fixtures | 2024-05-20 11:40 | 2024-07-20 11:39 | 0000-00-00 00:00:00 | 2024-07-20 11:39 | 0000-00-00 00:00:00
1 | Lutron Electronics | 3LDPCF-1C40-24 | 4460-16119 | 4460 | 16119 | Lutron Electronics | 3LDPCF-1C35-1.jpeg?w=1500 | 784276319898 | CFLEX RPG24Q142V1L8403WKNG2 | Lutron Ballast Retrofit Kit by C-Flex: Round High Power CFL, 1-Lamp (Case of 24 Kits), 4000K, 3-Wire Driver, 1% Dimming, 3LDPCF-1C40-24 | [53 empty] | 0 | 0 | 0 | [6 empty] | 0 | 1 | 1 | EA | 1 | Specialty Items | [27 empty] | Lighting Kits | [49 empty] | <a href="https://assets.lutron.com/a/documents/3685841b_tled%20esell%20sheet_v6.pdf" target="_blank">Manufacturer Brochure</a> | [216 empty] | 20.000 DW | [92 empty] | 1.000 EA | 1.000 EA | [35 empty] | No | [42 empty] | https://assets.lutron.com/a/documents/lutron_cflex_spec_sheet.pdf | [7 empty] | Shelf Stock | [39 empty] | 39111821 | [6 empty] | <a href="https://lutron.widen.net/content/6lqm8qbelw/mp4/Ecom_C-Flex_Upgrading-Fluorescents-to-LEDs.mp4" target="_blank">Product Video Clip</a> | [26 empty] | 0 | 0 | 0 | 0 | Lighting Fixtures | 2024-05-20 11:40 | 2024-07-20 11:39 | 0000-00-00 00:00:00 | 2024-07-20 11:39 | 0000-00-00 00:00:00
1 | Lutron Electronics | RRST-ANF-LA | 4460-16120 | 4460 | 16120 | Lutron Electronics | RRST-ANF-LA | 784276312219 | Avail Jul 23 2024-TEMP MODEL | Lutron RadioRA 3 Sunnata Touch Fan Control, 4-Speed, 1.5A Paddle Fan, AC Motor, Single Pole, Neutral Required, 120V, RRST-ANF-LA, Light Almond |  | 2.4 | 4.6 | [50 empty] | 0 | 0 | 0 | [6 empty] | 0 | 1 | 1 | EA | 1 | Lighting Controls | [27 empty] | Other Lighting Controls | [266 empty] | 15.000 DW |  |  | 2.4000 IN | [89 empty] | 1.000 EA | 1.000 EA | [35 empty] | No | [50 empty] | Shelf Stock | [39 empty] | 52161525 | [18 empty] | 0.300 L | [14 empty] | 0 | 0 | 0 | 0 | Lighting Fixtures | 2024-05-20 11:40 | 2024-07-20 11:41 | 0000-00-00 00:00:00 | 2024-07-20 11:41 | 0000-00-00 00:00:00
1 | Lutron Electronics | RRST-ANF-RW | 4460-16121 | 4460 | 16121 | Lutron Electronics | RRST-ANF-RW | 784276312387 | Avail Jul 23 2024-TEMP MODEL | Lutron RadioRA 3 Sunnata Touch Fan Control, 4-Speed, 1.5A Paddle Fan, AC Motor, Single Pole, Neutral Required, 120V, RRST-ANF-RW, Architectural White |  | 2.4 | 4.6 | [50 empty] | 0 | 0 | 0 | [6 empty] | 0 | 1 | 1 | EA | 1 | Lighting Controls | [27 empty] | Other Lighting Controls | [266 empty] | 15.000 DW |  |  | 2.4000 IN | [89 empty] | 1.000 EA | 1.000 EA | [35 empty] | No | [50 empty] | Shelf Stock | [39 empty] | 52161525 | [18 empty] | 0.300 L | [14 empty] | 0 | 0 | 0 | 0 | Lighting Fixtures | 2024-05-20 11:40 | 2024-07-20 11:41 | 0000-00-00 00:00:00 | 2024-07-20 11:41 | 0000-00-00 00:00:00
0 | Lutron Electronics | 3LD3T8-3M40-1 | 4460-16122 | 4460 | 16122 | Lutron Electronics | 3LD4T8-3M35-1.jpeg?w=1500 | 784276318808 | CFLEX RPT83FT3L8403WMG2 | Lutron Ballast Retrofit Kit by C-Flex: T8, 3FT, 3-Lamp (Single Kit), 4000K, 3-Wire Driver, 1% Dimming, 3LD3T8-3M40-1 | [53 empty] | 0 | 0 | 0 | [6 empty] | 0 | 1 | 1 | EA | 1 | [78 empty] | <a href="https://assets.lutron.com/a/documents/3685841b_tled%20esell%20sheet_v6.pdf" target="_blank">Manufacturer Brochure</a> | [216 empty] | 20.000 DW | [92 empty] | 1.000 EA | 1.000 EA | [35 empty] | No | [42 empty] | https://assets.lutron.com/a/documents/lutron_cflex_spec_sheet.pdf | [7 empty] | Shelf Stock | [46 empty] | <a href="https://lutron.widen.net/content/6lqm8qbelw/mp4/Ecom_C-Flex_Upgrading-Fluorescents-to-LEDs.mp4" target="_blank">Product Video Clip</a> | [26 empty] | 0 | 0 | 0 | 0 |  | 2024-05-20 11:40 | 2024-07-20 11:41 | 0000-00-00 00:00:00 | 2024-07-20 11:41 | 0000-00-00 00:00:00
0 | Lutron Electronics | 3LD2T8-3M30-8 | 4460-16123 | 4460 | 16123 | Lutron Electronics | 3LD4T8-3M35-1.jpeg?w=1500 | 784276320825 | CFLEX RPT82FT3L8303WMG2 | Lutron Ballast Retrofit Kit by C-Flex: T8, 2FT, 3-Lamp (Case of 8 Kits), 3000K, 3-Wire Driver, 1% Dimming, 3LD2T8-3M30-8 | [53 empty] | 0 | 0 | 0 | [6 empty] | 0 | 1 | 1 | EA | 1 | [78 empty] | <a href="https://assets.lutron.com/a/documents/3685841b_tled%20esell%20sheet_v6.pdf" target="_blank">Manufacturer Brochure</a> | [216 empty] | 20.000 DW | [92 empty] | 1.000 EA | 1.000 EA | [35 empty] | No | [42 empty] | https://assets.lutron.com/a/documents/lutron_cflex_spec_sheet.pdf | [7 empty] | Shelf Stock | [46 empty] | <a href="https://lutron.widen.net/content/6lqm8qbelw/mp4/Ecom_C-Flex_Upgrading-Fluorescents-to-LEDs.mp4" target="_blank">Product Video Clip</a> | [26 empty] | 0 | 0 | 0 | 0 |  | 2024-05-20 11:40 | 2024-07-20 11:41 | 0000-00-00 00:00:00 | 2024-07-20 11:41 | 0000-00-00 00:00:00
0 | Lutron Electronics | 3LD3T8-1M50-24 | 4460-16124 | 4460 | 16124 | Lutron Electronics | 3LD4T8-1M35-1.jpeg?w=1500 | 784276320962 | CFLEX RPT83FT1L8503WMG2 | Lutron Ballast Retrofit Kit by C-Flex: T8, 3FT, 1-Lamp (Case of 24 Kits), 5000K, 3-Wire, 1% Dimming, 3LD3T8-1M50-24 | [53 empty] | 0 | 0 | 0 | [6 empty] | 0 | 1 | 1 | EA | 1 | [78 empty] | <a href="https://assets.lutron.com/a/documents/3685841b_tled%20esell%20sheet_v6.pdf" target="_blank">Manufacturer Brochure</a> | [216 empty] | 20.000 DW | [92 empty] | 1.000 EA | 1.000 EA | [35 empty] | No | [42 empty] | https://assets.lutron.com/a/documents/lutron_cflex_spec_sheet.pdf | [7 empty] | Shelf Stock | [46 empty] | <a href="https://lutron.widen.net/content/6lqm8qbelw/mp4/Ecom_C-Flex_Upgrading-Fluorescents-to-LEDs.mp4" target="_blank">Product Video Clip</a> | [26 empty] | 0 | 0 | 0 | 0 |  | 2024-05-20 11:40 | 2024-07-20 11:41 | 0000-00-00 00:00:00 | 2024-07-20 11:41 | 0000-00-00 00:00:00
0 | Lutron Electronics | 3LD3T8-3M40-8 | 4460-16125 | 4460 | 16125 | Lutron Electronics | 3LD4T8-3M35-1.jpeg?w=1500 | 784276321105 | CFLEX RPT83FT3L8403WMG2 | Lutron Ballast Retrofit Kit by C-Flex: T8, 3FT, 3-Lamp (Case of 8 Kits), 4000K, 3-Wire, 1% Dimming, 3LD3T8-1M40-8 | [53 empty] | 0 | 0 | 0 | [6 empty] | 0 | 1 | 1 | EA | 1 | [78 empty] | <a href="https://assets.lutron.com/a/documents/3685841b_tled%20esell%20sheet_v6.pdf" target="_blank">Manufacturer Brochure</a> | [216 empty] | 20.000 DW | [92 empty] | 1.000 EA | 1.000 EA | [35 empty] | No | [42 empty] | https://assets.lutron.com/a/documents/lutron_cflex_spec_sheet.pdf | [7 empty] | Shelf Stock | [46 empty] | <a href="https://lutron.widen.net/content/6lqm8qbelw/mp4/Ecom_C-Flex_Upgrading-Fluorescents-to-LEDs.mp4" target="_blank">Product Video Clip</a> | [26 empty] | 0 | 0 | 0 | 0 |  | 2024-05-20 11:40 | 2024-07-20 11:41 | 0000-00-00 00:00:00 | 2024-07-20 11:41 | 0000-00-00 00:00:00
0 | Lutron Electronics | 3LD2T5H-3M50-8 | 4460-16126 | 4460 | 16126 | Lutron Electronics | 3LD4T5-3M35-1.jpeg?w=1500 | 784276321556 | CFLEX RPT5HO2FT3L8503WMG2 | Lutron Ballast Retrofit Kit by C-Flex: T5H, 2FT, 3-Lamp (Case of 8 Kits), 5000K, 3-Wire Driver, 1% Dimming, 3LD2T5H-3M50-8 | [53 empty] | 0 | 0 | 0 | [6 empty] | 0 | 1 | 1 | EA | 1 | [78 empty] | <a href="https://assets.lutron.com/a/documents/3685841b_tled%20esell%20sheet_v6.pdf" target="_blank">Manufacturer Brochure</a> | [216 empty] | 20.000 DW | [92 empty] | 1.000 EA | 1.000 EA | [35 empty] | No | [42 empty] | https://assets.lutron.com/a/documents/lutron_cflex_spec_sheet.pdf | [7 empty] | Shelf Stock | [46 empty] | <a href="https://lutron.widen.net/content/6lqm8qbelw/mp4/Ecom_C-Flex_Upgrading-Fluorescents-to-LEDs.mp4" target="_blank">Product Video Clip</a> | [26 empty] | 0 | 0 | 0 | 0 |  | 2024-05-20 11:40 | 2024-07-20 11:41 | 0000-00-00 00:00:00 | 2024-07-20 11:41 | 0000-00-00 00:00:00
0 | Lutron Electronics | 3LD3T5H-2M40-12 | 4460-16127 | 4460 | 16127 | Lutron Electronics | 3LD4T5-2M35-1.jpeg?w=1500 | 784276321624 | CFLEX RPT5HO3FT2L8403WMG2 | Lutron Ballast Retrofit Kit by C-Flex: T5H, 3FT, 2-Lamp (Case of 12 Kits), 4000K, 3-Wire Driver, 1% Dimming, 3LD3T5H-2M40-12 | [53 empty] | 0 | 0 | 0 | [6 empty] | 0 | 1 | 1 | EA | 1 | [78 empty] | <a href="https://assets.lutron.com/a/documents/3685841b_tled%20esell%20sheet_v6.pdf" target="_blank">Manufacturer Brochure</a> | [216 empty] | 20.000 DW | [92 empty] | 1.000 EA | 1.000 EA | [35 empty] | No | [42 empty] | https://assets.lutron.com/a/documents/lutron_cflex_spec_sheet.pdf | [7 empty] | Shelf Stock | [46 empty] | <a href="https://lutron.widen.net/content/6lqm8qbelw/mp4/Ecom_C-Flex_Upgrading-Fluorescents-to-LEDs.mp4" target="_blank">Product Video Clip</a> | [26 empty] | 0 | 0 | 0 | 0 |  | 2024-05-20 11:40 | 2024-07-20 11:41 | 0000-00-00 00:00:00 | 2024-07-20 11:41 | 0000-00-00 00:00:00
1 | Lutron Electronics | 3LD4T5H-2M50-12 | 4460-16128 | 4460 | 16128 | Lutron Electronics | 3LD4T5-2M35-1.jpeg?w=1500 | 784276321693 | CFLEX RPT5HO4FT2L8503WMG2 | Lutron Ballast Retrofit Kit by C-Flex: T5H, 4FT, 2-Lamp (Case of 12 Kits), 5000K, 3-Wire Driver, 1% Dimming, 3LD4T5H-2M50-12 | [53 empty] | 0 | 0 | 0 | [6 empty] | 0 | 1 | 1 | EA | 1 | Specialty Items | [27 empty] | Lighting Kits | [49 empty] | <a href="https://assets.lutron.com/a/documents/3685841b_tled%20esell%20sheet_v6.pdf" target="_blank">Manufacturer Brochure</a> | [216 empty] | 20.000 DW | [92 empty] | 1.000 EA | 1.000 EA | [35 empty] | No | [42 empty] | https://assets.lutron.com/a/documents/lutron_cflex_spec_sheet.pdf | [7 empty] | Shelf Stock | [39 empty] | 39111821 | [6 empty] | <a href="https://lutron.widen.net/content/6lqm8qbelw/mp4/Ecom_C-Flex_Upgrading-Fluorescents-to-LEDs.mp4" target="_blank">Product Video Clip</a> | [26 empty] | 0 | 0 | 0 | 0 | Lighting Fixtures | 2024-05-20 11:40 | 2024-07-20 11:41 | 0000-00-00 00:00:00 | 2024-07-20 11:41 | 0000-00-00 00:00:00
0 | Lutron Electronics | 3LD3T5H-2M30-1 | 4460-16130 | 4460 | 16130 | Lutron Electronics | 3LD4T5-2M35-1.jpeg?w=1500 | 784276316392 | CFLEX RPT5HO3FT2L8303WMG2 | Lutron Ballast Retrofit Kit by C-Flex: T5H, 3FT, 2-Lamp (Single Kit), 3000K, 3-Wire Driver, 1% Dimming, 3LD3T5H-2M30-1 | [53 empty] | 0 | 0 | 0 | [6 empty] | 0 | 1 | 1 | EA | 1 | [78 empty] | <a href="https://assets.lutron.com/a/documents/3685841b_tled%20esell%20sheet_v6.pdf" target="_blank">Manufacturer Brochure</a> | [216 empty] | 20.000 DW | [92 empty] | 1.000 EA | 1.000 EA | [35 empty] | No | [42 empty] | https://assets.lutron.com/a/documents/lutron_cflex_spec_sheet.pdf | [7 empty] | Shelf Stock | [46 empty] | <a href="https://lutron.widen.net/content/6lqm8qbelw/mp4/Ecom_C-Flex_Upgrading-Fluorescents-to-LEDs.mp4" target="_blank">Product Video Clip</a> | [26 empty] | 0 | 0 | 0 | 0 |  | 2024-05-20 11:40 | 2024-07-20 11:41 | 0000-00-00 00:00:00 | 2024-07-20 11:41 | 0000-00-00 00:00:00
1 | Lutron Electronics | 3LD4T5H-2M50-1 | 4460-16131 | 4460 | 16131 | Lutron Electronics | 3LD4T5-2M35-1.jpeg?w=1500 | 784276316576 | CFLEX RPT5HO4FT2L8503WMG2 | Lutron Ballast Retrofit Kit by C-Flex: T5H, 4FT, 2-Lamp (Single Kit), 5000K, 3-Wire Driver, 1% Dimming, 3LD3T5H-2M50-1 | [53 empty] | 0 | 0 | 0 | [6 empty] | 0 | 1 | 1 | EA | 1 | Specialty Items | [27 empty] | Lighting Kits | [49 empty] | <a href="https://assets.lutron.com/a/documents/3685841b_tled%20esell%20sheet_v6.pdf" target="_blank">Manufacturer Brochure</a> | [216 empty] | 20.000 DW | [92 empty] | 1.000 EA | 1.000 EA | [35 empty] | No | [42 empty] | https://assets.lutron.com/a/documents/lutron_cflex_spec_sheet.pdf | [7 empty] | Shelf Stock | [39 empty] | 39111821 | [6 empty] | <a href="https://lutron.widen.net/content/6lqm8qbelw/mp4/Ecom_C-Flex_Upgrading-Fluorescents-to-LEDs.mp4" target="_blank">Product Video Clip</a> | [26 empty] | 0 | 0 | 0 | 0 | Lighting Fixtures | 2024-05-20 11:40 | 2024-07-20 11:41 | 0000-00-00 00:00:00 | 2024-07-20 11:41 | 0000-00-00 00:00:00
0 | Lutron Electronics | 3LD4T8H-2M50-1 | 4460-16132 | 4460 | 16132 | Lutron Electronics | 3LD4T8-2M35-1.jpeg?w=1500 | 784276316736 | CFLEX RPT8HO4FT2L8503WMG2 | Lutron Ballast Retrofit Kit by C-Flex: T8H, 4FT, 2-Lamp (Single Kit), 5000K, 3-Wire Driver, 1% Dimming, 3LD4T8H-2M50-1 | [53 empty] | 0 | 0 | 0 | [6 empty] | 0 | 1 | 1 | EA | 1 | [78 empty] | <a href="https://assets.lutron.com/a/documents/3685841b_tled%20esell%20sheet_v6.pdf" target="_blank">Manufacturer Brochure</a> | [216 empty] | 20.000 DW | [92 empty] | 1.000 EA | 1.000 EA | [35 empty] | No | [42 empty] | https://assets.lutron.com/a/documents/lutron_cflex_spec_sheet.pdf | [7 empty] | Shelf Stock | [46 empty] | <a href="https://lutron.widen.net/content/6lqm8qbelw/mp4/Ecom_C-Flex_Upgrading-Fluorescents-to-LEDs.mp4" target="_blank">Product Video Clip</a> | [26 empty] | 0 | 0 | 0 | 0 |  | 2024-05-20 11:40 | 2024-07-20 11:41 | 0000-00-00 00:00:00 | 2024-07-20 11:41 | 0000-00-00 00:00:00
0 | Lutron Electronics | 3LD3T5-1M35-1 | 4460-16133 | 4460 | 16133 | Lutron Electronics | 3LD4T5-1M35-1.jpeg?w=1500 | 784276319188 | CFLEX RPT53FT1L8353WMG2 | Lutron Ballast Retrofit Kit by C-Flex: T5, 3FT, 1-Lamp (Single Kit), 3500K, 3-Wire Driver, 1% Dimming, 3LD3T5-1M35-1 | [53 empty] | 0 | 0 | 0 | [6 empty] | 0 | 1 | 1 | EA | 1 | [78 empty] | <a href="https://assets.lutron.com/a/documents/3685841b_tled%20esell%20sheet_v6.pdf" target="_blank">Manufacturer Brochure</a> | [216 empty] | 20.000 DW | [92 empty] | 1.000 EA | 1.000 EA | [35 empty] | No | [42 empty] | https://assets.lutron.com/a/documents/lutron_cflex_spec_sheet.pdf | [7 empty] | Shelf Stock | [46 empty] | <a href="https://lutron.widen.net/content/6lqm8qbelw/mp4/Ecom_C-Flex_Upgrading-Fluorescents-to-LEDs.mp4" target="_blank">Product Video Clip</a> | [26 empty] | 0 | 0 | 0 | 0 |  | 2024-05-20 11:40 | 2024-07-20 11:41 | 0000-00-00 00:00:00 | 2024-07-20 11:41 | 0000-00-00 00:00:00
1 | Lutron Electronics | 3LD4T5-1M50-1 | 4460-16134 | 4460 | 16134 | Lutron Electronics | ELD4T8-1M35-1.jpeg?w=1500 | 784276319287 | CFLEX RPT54FT1L8503WMG2 | Lutron Ballast Retrofit Kit by C-Flex: T5, 4FT, 1-Lamp (Single Kit), 5000K, 3-Wire Driver, 1% Dimming, 3LD4T5-1M50-1 | [53 empty] | 0 | 0 | 0 | [6 empty] | 0 | 1 | 1 | EA | 1 | Specialty Items | [27 empty] | Lighting Kits | [49 empty] | <a href="https://assets.lutron.com/a/documents/3685841b_tled%20esell%20sheet_v6.pdf" target="_blank">Manufacturer Brochure</a> | [216 empty] | 20.000 DW | [92 empty] | 1.000 EA | 1.000 EA | [35 empty] | No | [42 empty] | https://assets.lutron.com/a/documents/lutron_cflex_spec_sheet.pdf | [7 empty] | Shelf Stock | [39 empty] | 39111821 | [6 empty] | <a href="https://lutron.widen.net/content/6lqm8qbelw/mp4/Ecom_C-Flex_Upgrading-Fluorescents-to-LEDs.mp4" target="_blank">Product Video Clip</a> | [26 empty] | 0 | 0 | 0 | 0 | Lighting Fixtures | 2024-05-20 11:40 | 2024-07-20 11:41 | 0000-00-00 00:00:00 | 2024-07-20 11:41 | 0000-00-00 00:00:00
0 | Lutron Electronics | 3LD-TT-2M35-1 | 4460-16135 | 4460 | 16135 | Lutron Electronics | 3LD-TT-2M35-1.jpeg?w=1500 | 784276319416 | CFLEX RPPLL5.0K2L8353WMG2 | Lutron Ballast Retrofit Kit by C-Flex: Twin Tube (Biax), 2-Lamp (Single Kit), 3500K, 3-Wire Driver, 1% Dimming, 3LD-TT-2M35-1 | [53 empty] | 0 | 0 | 0 | [6 empty] | 0 | 1 | 1 | EA | 1 | [78 empty] | <a href="https://assets.lutron.com/a/documents/3685841b_tled%20esell%20sheet_v6.pdf" target="_blank">Manufacturer Brochure</a> | [216 empty] | 20.000 DW | [92 empty] | 1.000 EA | 1.000 EA | [35 empty] | No | [42 empty] | https://assets.lutron.com/a/documents/lutron_cflex_spec_sheet.pdf | [7 empty] | Shelf Stock | [46 empty] | <a href="https://lutron.widen.net/content/6lqm8qbelw/mp4/Ecom_C-Flex_Upgrading-Fluorescents-to-LEDs.mp4" target="_blank">Product Video Clip</a> | [26 empty] | 0 | 0 | 0 | 0 |  | 2024-05-20 11:40 | 2024-07-20 11:41 | 0000-00-00 00:00:00 | 2024-07-20 11:41 | 0000-00-00 00:00:00
1 | Lutron Electronics | 3LDHCF-2C40-1 | 4460-16136 | 4460 | 16136 | Lutron Electronics | 3LDHCF-2C35-1.jpeg?w=1500 | 784276317337 | CFLEX RPG24Q226H2L8403WKNG2 | Lutron Ballast Retrofit Kit by C-Flex: Horizontal CFL, 2-Lamp (Single Kit), 4000K, 3-Wire Driver, 1% Dimming, 3LDHCF-2C40-1 | [53 empty] | 0 | 0 | 0 | [6 empty] | 0 | 1 | 1 | EA | 1 | Specialty Items | [27 empty] | Lighting Kits | [49 empty] | <a href="https://assets.lutron.com/a/documents/3685841b_tled%20esell%20sheet_v6.pdf" target="_blank">Manufacturer Brochure</a> | [216 empty] | 20.000 DW | [92 empty] | 1.000 EA | 1.000 EA | [35 empty] | No | [42 empty] | https://assets.lutron.com/a/documents/lutron_cflex_spec_sheet.pdf | [7 empty] | Shelf Stock | [39 empty] | 39111821 | [6 empty] | <a href="https://lutron.widen.net/content/6lqm8qbelw/mp4/Ecom_C-Flex_Upgrading-Fluorescents-to-LEDs.mp4" target="_blank">Product Video Clip</a> | [26 empty] | 0 | 0 | 0 | 0 | Lighting Fixtures | 2024-05-20 11:40 | 2024-07-20 11:41 | 0000-00-00 00:00:00 | 2024-07-20 11:41 | 0000-00-00 00:00:00
1 | Lutron Electronics | 3LDPCAH-1C30-1 | 4460-16137 | 4460 | 16137 | Lutron Electronics | 3LDPCA-1C35-1.jpeg?w=1500 | 784276317474 | CFLEX RPG24Q242H1L8303WKNG2 | Lutron Ballast Retrofit Kit by C-Flex: Round High Power/Output CFL w/ Arm, 1-Lamp (Single Kit), 3000K, 3-Wire Driver, 1% Dimming, ELDPCAH-1C30-1 | [53 empty] | 0 | 0 | 0 | [6 empty] | 0 | 1 | 1 | EA | 1 | Specialty Items | [27 empty] | Lighting Kits | [49 empty] | <a href="https://assets.lutron.com/a/documents/3685841b_tled%20esell%20sheet_v6.pdf" target="_blank">Manufacturer Brochure</a> | [216 empty] | 20.000 DW | [92 empty] | 1.000 EA | 1.000 EA | [35 empty] | No | [42 empty] | https://assets.lutron.com/a/documents/lutron_cflex_spec_sheet.pdf | [7 empty] | Shelf Stock | [39 empty] | 39111821 | [6 empty] | <a href="https://lutron.widen.net/content/6lqm8qbelw/mp4/Ecom_C-Flex_Upgrading-Fluorescents-to-LEDs.mp4" target="_blank">Product Video Clip</a> | [26 empty] | 0 | 0 | 0 | 0 | Lighting Fixtures | 2024-05-20 11:40 | 2024-07-20 11:41 | 0000-00-00 00:00:00 | 2024-07-20 11:41 | 0000-00-00 00:00:00
1 | Lutron Electronics | 3LDPCF-1C35-1 | 4460-16138 | 4460 | 16138 | Lutron Electronics | 3LDPCF-1C35-1.jpeg?w=1500 | 784276317610 | CFLEX RPG24Q142V1L8353WKNG2 | Lutron Ballast Retrofit Kit by C-Flex: Round High Power CFL, 1-Lamp (Single Kit), 3500K, 3-Wire Driver, 1% Dimming, 3LDPCF-1C35-1 | [53 empty] | 0 | 0 | 0 | [6 empty] | 0 | 1 | 1 | EA | 1 | Specialty Items | [27 empty] | Lighting Kits | [49 empty] | <a href="https://assets.lutron.com/a/documents/3685841b_tled%20esell%20sheet_v6.pdf" target="_blank">Manufacturer Brochure</a> | [216 empty] | 20.000 DW | [92 empty] | 1.000 EA | 1.000 EA | [35 empty] | No | [42 empty] | https://assets.lutron.com/a/documents/lutron_cflex_spec_sheet.pdf | [7 empty] | Shelf Stock | [39 empty] | 39111821 | [6 empty] | <a href="https://lutron.widen.net/content/6lqm8qbelw/mp4/Ecom_C-Flex_Upgrading-Fluorescents-to-LEDs.mp4" target="_blank">Product Video Clip</a> | [26 empty] | 0 | 0 | 0 | 0 | Lighting Fixtures | 2024-05-20 11:40 | 2024-07-20 11:41 | 0000-00-00 00:00:00 | 2024-07-20 11:41 | 0000-00-00 00:00:00
1 | Lutron Electronics | 3LDRCA-1C35-24 | 4460-16139 | 4460 | 16139 | Lutron Electronics | 3LDRCA-1C35-1.jpeg?w=1500 | 784276319683 | CFLEX RPG24Q132H1L8353WKNG2 | Lutron Ballast Retrofit Kit by C-Flex: Round CFL Adapter Arm, 1-Lamp (Case of 24 Kits), 3500K, 3-Wire Driver, 1% Dimming, 3LDRCA-1C35-24 | [53 empty] | 0 | 0 | 0 | [6 empty] | 0 | 1 | 1 | EA | 1 | Specialty Items | [27 empty] | Lighting Kits | [49 empty] | <a href="https://assets.lutron.com/a/documents/3685841b_tled%20esell%20sheet_v6.pdf" target="_blank">Manufacturer Brochure</a> | [216 empty] | 20.000 DW | [92 empty] | 1.000 EA | 1.000 EA | [35 empty] | No | [42 empty] | https://assets.lutron.com/a/documents/lutron_cflex_spec_sheet.pdf | [7 empty] | Shelf Stock | [39 empty] | 39111821 | [6 empty] | <a href="https://lutron.widen.net/content/6lqm8qbelw/mp4/Ecom_C-Flex_Upgrading-Fluorescents-to-LEDs.mp4" target="_blank">Product Video Clip</a> | [26 empty] | 0 | 0 | 0 | 0 | Lighting Fixtures | 2024-05-20 11:40 | 2024-07-20 11:41 | 0000-00-00 00:00:00 | 2024-07-20 11:41 | 0000-00-00 00:00:00
1 | Lutron Electronics | 3LDPCF-1C30-24 | 4460-16140 | 4460 | 16140 | Lutron Electronics | 3LDPCF-1C35-1.jpeg?w=1500 | 784276319850 | CFLEX RPG24Q142V1L8303WKNG2 | Lutron Ballast Retrofit Kit by C-Flex: Round High Power CFL, 1-Lamp (Case of 24 Kits), 3000K, 3-Wire Driver, 1% Dimming, 3LDPCF-1C30-24 | [53 empty] | 0 | 0 | 0 | [6 empty] | 0 | 1 | 1 | EA | 1 | Specialty Items | [27 empty] | Lighting Kits | [49 empty] | <a href="https://assets.lutron.com/a/documents/3685841b_tled%20esell%20sheet_v6.pdf" target="_blank">Manufacturer Brochure</a> | [216 empty] | 20.000 DW | [92 empty] | 1.000 EA | 1.000 EA | [35 empty] | No | [42 empty] | https://assets.lutron.com/a/documents/lutron_cflex_spec_sheet.pdf | [7 empty] | Shelf Stock | [39 empty] | 39111821 | [6 empty] | <a href="https://lutron.widen.net/content/6lqm8qbelw/mp4/Ecom_C-Flex_Upgrading-Fluorescents-to-LEDs.mp4" target="_blank">Product Video Clip</a> | [26 empty] | 0 | 0 | 0 | 0 | Lighting Fixtures | 2024-05-20 11:40 | 2024-07-20 11:41 | 0000-00-00 00:00:00 | 2024-07-20 11:41 | 0000-00-00 00:00:00
1 | Lutron Electronics | RRST-ANF-BW | 4460-16141 | 4460 | 16141 | Lutron Electronics | RRST-ANF-BW | 784276312271 | Avail Jul 23 2024-TEMP MODEL | Lutron RadioRA 3 Sunnata Touch Fan Control, 4-Speed, 1.5A Paddle Fan, AC Motor, Single Pole, Neutral Required, 120V, RRST-ANF-BW, Brilliant White |  | 2.4 | 4.6 | [50 empty] | 0 | 0 | 0 | [6 empty] | 0 | 1 | 1 | EA | 1 | Lighting Controls | [27 empty] | Other Lighting Controls | [266 empty] | 15.000 DW |  |  | 2.4000 IN | [89 empty] | 1.000 EA | 1.000 EA | [35 empty] | No | [50 empty] | Shelf Stock | [39 empty] | 52161525 | [18 empty] | 0.300 L | [14 empty] | 0 | 0 | 0 | 0 | Lighting Fixtures | 2024-05-20 11:40 | 2024-07-20 11:41 | 0000-00-00 00:00:00 | 2024-07-20 11:41 | 0000-00-00 00:00:00
1 | Lutron Electronics | RRST-ANF-MI | 4460-16142 | 4460 | 16142 | Lutron Electronics | RRST-ANF-MI | 784276312349 | Avail Jul 23 2024-TEMP MODEL | Lutron RadioRA 3 Sunnata Touch Fan Control, 4-Speed, 1.5A Paddle Fan, AC Motor, Single Pole, Neutral Required, 120V, RRST-ANF-MI, Mist |  | 2.4 | 4.6 | [50 empty] | 0 | 0 | 0 | [6 empty] | 0 | 1 | 1 | EA | 1 | Lighting Controls | [27 empty] | Other Lighting Controls | [266 empty] | 15.000 DW |  |  | 2.4000 IN | [89 empty] | 1.000 EA | 1.000 EA | [35 empty] | No | [50 empty] | Shelf Stock | [39 empty] | 52161525 | [18 empty] | 0.300 L | [14 empty] | 0 | 0 | 0 | 0 | Lighting Fixtures | 2024-05-20 11:40 | 2024-07-20 11:41 | 0000-00-00 00:00:00 | 2024-07-20 11:41 | 0000-00-00 00:00:00
0 | Lutron Electronics | 3LD3T8-1M50-1 | 4460-16143 | 4460 | 16143 | Lutron Electronics | 3LD4T8-1M35-1.jpeg?w=1500 | 784276318662 | CFLEX RPT83FT1L8503WMG2 | Lutron Ballast Retrofit Kit by C-Flex: T8, 3FT, 1-Lamp (Single Kit), 5000K, 3-Wire Driver, 1% Dimming, 3LD3T8-1M50-1 | [53 empty] | 0 | 0 | 0 | [6 empty] | 0 | 1 | 1 | EA | 1 | [78 empty] | <a href="https://assets.lutron.com/a/documents/3685841b_tled%20esell%20sheet_v6.pdf" target="_blank">Manufacturer Brochure</a> | [216 empty] | 20.000 DW | [92 empty] | 1.000 EA | 1.000 EA | [35 empty] | No | [42 empty] | https://assets.lutron.com/a/documents/lutron_cflex_spec_sheet.pdf | [7 empty] | Shelf Stock | [46 empty] | <a href="https://lutron.widen.net/content/6lqm8qbelw/mp4/Ecom_C-Flex_Upgrading-Fluorescents-to-LEDs.mp4" target="_blank">Product Video Clip</a> | [26 empty] | 0 | 0 | 0 | 0 |  | 2024-05-20 11:40 | 2024-07-20 11:39 | 0000-00-00 00:00:00 | 2024-07-20 11:39 | 0000-00-00 00:00:00
0 | Lutron Electronics | 3LD2T8-2M40-12 | 4460-16144 | 4460 | 16144 | Lutron Electronics | 3LD4T8-2M35-1.jpeg?w=1500 | 784276320788 | CFLEX RPT82FT2L8403WMG2 | Lutron Ballast Retrofit Kit by C-Flex: T8, 2FT, 2-Lamp (Case of 12 Kits), 4000K, 3-Wire Driver, 1% Dimming, 3LD2T8-2M40-12 | [53 empty] | 0 | 0 | 0 | [6 empty] | 0 | 1 | 1 | EA | 1 | [78 empty] | <a href="https://assets.lutron.com/a/documents/3685841b_tled%20esell%20sheet_v6.pdf" target="_blank">Manufacturer Brochure</a> | [216 empty] | 20.000 DW | [92 empty] | 1.000 EA | 1.000 EA | [35 empty] | No | [42 empty] | https://assets.lutron.com/a/documents/lutron_cflex_spec_sheet.pdf | [7 empty] | Shelf Stock | [46 empty] | <a href="https://lutron.widen.net/content/6lqm8qbelw/mp4/Ecom_C-Flex_Upgrading-Fluorescents-to-LEDs.mp4" target="_blank">Product Video Clip</a> | [26 empty] | 0 | 0 | 0 | 0 |  | 2024-05-20 11:40 | 2024-07-20 11:39 | 0000-00-00 00:00:00 | 2024-07-20 11:39 | 0000-00-00 00:00:00
0 | Lutron Electronics | 3LD2T5-1M35-24 | 4460-16145 | 4460 | 16145 | Lutron Electronics | 3LD4T5-1M35-1.jpeg?w=1500 | 784276321273 | CFLEX RPT52FT1L8353WMG2 | Lutron Ballast Retrofit Kit by C-Flex: T5, 2FT, 1-Lamp (Case of 24 Kits), 3500K, 3-Wire Driver, 1% Dimming, 3LD2T5-1M35-24 | [53 empty] | 0 | 0 | 0 | [6 empty] | 0 | 1 | 1 | EA | 1 | [78 empty] | <a href="https://assets.lutron.com/a/documents/3685841b_tled%20esell%20sheet_v6.pdf" target="_blank">Manufacturer Brochure</a> | [216 empty] | 20.000 DW | [92 empty] | 1.000 EA | 1.000 EA | [35 empty] | No | [42 empty] | https://assets.lutron.com/a/documents/lutron_cflex_spec_sheet.pdf | [7 empty] | Shelf Stock | [46 empty] | <a href="https://lutron.widen.net/content/6lqm8qbelw/mp4/Ecom_C-Flex_Upgrading-Fluorescents-to-LEDs.mp4" target="_blank">Product Video Clip</a> | [26 empty] | 0 | 0 | 0 | 0 |  | 2024-05-20 11:40 | 2024-07-20 11:39 | 0000-00-00 00:00:00 | 2024-07-20 11:39 | 0000-00-00 00:00:00
0 | Lutron Electronics | 3LD2T5H-1M35-24 | 4460-16146 | 4460 | 16146 | Lutron Electronics | 3LD4T5-1M35-1.jpeg?w=1500 | 784276321457 | CFLEX RPT5HO2FT1L8353WMG2 | Lutron Ballast Retrofit Kit by C-Flex: T5H, 2FT, 1-Lamp (Case of 24 Kits), 3500K, 3-Wire Driver, 1% Dimming, 3LD2T5H-1M35-24 | [53 empty] | 0 | 0 | 0 | [6 empty] | 0 | 1 | 1 | EA | 1 | [78 empty] | <a href="https://assets.lutron.com/a/documents/3685841b_tled%20esell%20sheet_v6.pdf" target="_blank">Manufacturer Brochure</a> | [216 empty] | 20.000 DW | [92 empty] | 1.000 EA | 1.000 EA | [35 empty] | No | [42 empty] | https://assets.lutron.com/a/documents/lutron_cflex_spec_sheet.pdf | [7 empty] | Shelf Stock | [46 empty] | <a href="https://lutron.widen.net/content/6lqm8qbelw/mp4/Ecom_C-Flex_Upgrading-Fluorescents-to-LEDs.mp4" target="_blank">Product Video Clip</a> | [26 empty] | 0 | 0 | 0 | 0 |  | 2024-05-20 11:40 | 2024-07-20 11:39 | 0000-00-00 00:00:00 | 2024-07-20 11:39 | 0000-00-00 00:00:00
0 | Lutron Electronics | 3LD2T5H-3M35-8 | 4460-16147 | 4460 | 16147 | Lutron Electronics | 3LD4T5-3M35-1.jpeg?w=1500 | 784276321532 | CFLEX RPT5HO2FT3L8353WMG2 | Lutron Ballast Retrofit Kit by C-Flex: T5H, 2FT, 3-Lamp (Case of 8 Kits), 3500K, 3-Wire Driver, 1% Dimming, 3LD2T5H-3M35-8 | [53 empty] | 0 | 0 | 0 | [6 empty] | 0 | 1 | 1 | EA | 1 | [78 empty] | <a href="https://assets.lutron.com/a/documents/3685841b_tled%20esell%20sheet_v6.pdf" target="_blank">Manufacturer Brochure</a> | [216 empty] | 20.000 DW | [92 empty] | 1.000 EA | 1.000 EA | [35 empty] | No | [42 empty] | https://assets.lutron.com/a/documents/lutron_cflex_spec_sheet.pdf | [7 empty] | Shelf Stock | [46 empty] | <a href="https://lutron.widen.net/content/6lqm8qbelw/mp4/Ecom_C-Flex_Upgrading-Fluorescents-to-LEDs.mp4" target="_blank">Product Video Clip</a> | [26 empty] | 0 | 0 | 0 | 0 |  | 2024-05-20 11:40 | 2024-07-20 11:39 | 0000-00-00 00:00:00 | 2024-07-20 11:39 | 0000-00-00 00:00:00
1 | Lutron Electronics | 3LD4T8H-1M35-24 | 4460-16148 | 4460 | 16148 | Lutron Electronics | 3LD4T8-3M35-1.jpeg?w=1500 | 784276321716 | CFLEX RPT8HO4FT1L8353WMG2 | Lutron Ballast Retrofit Kit by C-Flex: T8H, 4FT, 1-Lamp (Case of 24 Kits), 3500K, 3-Wire Driver, 1% Dimming, 3LD4T8H-1M35-24 | [53 empty] | 0 | 0 | 0 | [6 empty] | 0 | 1 | 1 | EA | 1 | Specialty Items | [27 empty] | Lighting Kits | [49 empty] | <a href="https://assets.lutron.com/a/documents/3685841b_tled%20esell%20sheet_v6.pdf" target="_blank">Manufacturer Brochure</a> | [216 empty] | 20.000 DW | [92 empty] | 1.000 EA | 1.000 EA | [35 empty] | No | [42 empty] | https://assets.lutron.com/a/documents/lutron_cflex_spec_sheet.pdf | [7 empty] | Shelf Stock | [39 empty] | 39111821 | [6 empty] | <a href="https://lutron.widen.net/content/6lqm8qbelw/mp4/Ecom_C-Flex_Upgrading-Fluorescents-to-LEDs.mp4" target="_blank">Product Video Clip</a> | [26 empty] | 0 | 0 | 0 | 0 | Lighting Fixtures | 2024-05-20 11:40 | 2024-07-20 11:39 | 0000-00-00 00:00:00 | 2024-07-20 11:39 | 0000-00-00 00:00:00
1 | Lutron Electronics | 3LD4T5-3M40-1 | 4460-16149 | 4460 | 16149 | Lutron Electronics | 3LD4T5-3M35-1.jpeg?w=1500 | 784276320993 | CFLEX RPT54FT3L8403WMG2 | Lutron Ballast Retrofit Kit by C-Flex: T5H, 4FT, 3-Lamp (Single Kit), 4000K, 3-Wire Driver, 1% Dimming, 3LD4T5H-3M40-1 | [53 empty] | 0 | 0 | 0 | [6 empty] | 0 | 1 | 1 | EA | 1 | Specialty Items | [27 empty] | Lighting Kits | [49 empty] | <a href="https://assets.lutron.com/a/documents/3685841b_tled%20esell%20sheet_v6.pdf" target="_blank">Manufacturer Brochure</a> | [216 empty] | 20.000 DW | [92 empty] | 1.000 EA | 1.000 EA | [35 empty] | No | [42 empty] | https://assets.lutron.com/a/documents/lutron_cflex_spec_sheet.pdf | [7 empty] | Shelf Stock | [39 empty] | 39111821 | [6 empty] | <a href="https://lutron.widen.net/content/6lqm8qbelw/mp4/Ecom_C-Flex_Upgrading-Fluorescents-to-LEDs.mp4" target="_blank">Product Video Clip</a> | [26 empty] | 0 | 0 | 0 | 0 | Lighting Fixtures | 2024-05-20 11:41 | 2024-07-20 11:38 | 0000-00-00 00:00:00 | 2024-07-20 11:38 | 0000-00-00 00:00:00
0 | Lutron Electronics | 3LD2T5H-2M50-1 | 4460-16150 | 4460 | 16150 | Lutron Electronics | 3LD4T5-2M35-1.jpeg?w=1500 | 784276316217 | CFLEX RPT5HO2FT2L8503WMG2 | Lutron Ballast Retrofit Kit by C-Flex: T5H, 2FT, 2-Lamp (Single Kit), 5000K, 3-Wire Driver, 1% Dimming, 3LD2T5H-2M50-1 | [53 empty] | 0 | 0 | 0 | [6 empty] | 0 | 1 | 1 | EA | 1 | [78 empty] | <a href="https://assets.lutron.com/a/documents/3685841b_tled%20esell%20sheet_v6.pdf" target="_blank">Manufacturer Brochure</a> | [216 empty] | 20.000 DW | [92 empty] | 1.000 EA | 1.000 EA | [35 empty] | No | [42 empty] | https://assets.lutron.com/a/documents/lutron_cflex_spec_sheet.pdf | [7 empty] | Shelf Stock | [46 empty] | <a href="https://lutron.widen.net/content/6lqm8qbelw/mp4/Ecom_C-Flex_Upgrading-Fluorescents-to-LEDs.mp4" target="_blank">Product Video Clip</a> | [26 empty] | 0 | 0 | 0 | 0 |  | 2024-05-20 11:41 | 2024-07-20 11:40 | 0000-00-00 00:00:00 | 2024-07-20 11:40 | 0000-00-00 00:00:00
0 | Lutron Electronics | 3LD3T5H-1M40-1 | 4460-16151 | 4460 | 16151 | Lutron Electronics | 3LD4T5-1M35-1.jpeg?w=1500 | 784276316354 | CFLEX RPT5HO3FT1L8403WMG2 | Lutron Ballast Retrofit Kit by C-Flex: T5H, 3FT, 1-Lamp (Single Kit), 4000K, 3-Wire Driver, 1% Dimming, 3LD3T5H-1M40-1 | [53 empty] | 0 | 0 | 0 | [6 empty] | 0 | 1 | 1 | EA | 1 | [78 empty] | <a href="https://assets.lutron.com/a/documents/3685841b_tled%20esell%20sheet_v6.pdf" target="_blank">Manufacturer Brochure</a> | [216 empty] | 20.000 DW | [92 empty] | 1.000 EA | 1.000 EA | [35 empty] | No | [42 empty] | https://assets.lutron.com/a/documents/lutron_cflex_spec_sheet.pdf | [7 empty] | Shelf Stock | [46 empty] | <a href="https://lutron.widen.net/content/6lqm8qbelw/mp4/Ecom_C-Flex_Upgrading-Fluorescents-to-LEDs.mp4" target="_blank">Product Video Clip</a> | [26 empty] | 0 | 0 | 0 | 0 |  | 2024-05-20 11:41 | 2024-07-20 11:40 | 0000-00-00 00:00:00 | 2024-07-20 11:40 | 0000-00-00 00:00:00
0 | Lutron Electronics | 3LD2T8-1M35-1 | 4460-16152 | 4460 | 16152 | Lutron Electronics | 3LD4T8-1M35-1.jpeg?w=1500 | 784276318372 | CFLEX RPT82FT1L8353WMG2 | Lutron Ballast Retrofit Kit by C-Flex: T8, 2FT, 1-Lamp (Single Kit), 3500K, 3-Wire Driver, 1% Dimming, 3LD2T8-1M35-1 | [53 empty] | 0 | 0 | 0 | [6 empty] | 0 | 1 | 1 | EA | 1 | [78 empty] | <a href="https://assets.lutron.com/a/documents/3685841b_tled%20esell%20sheet_v6.pdf" target="_blank">Manufacturer Brochure</a> | [216 empty] | 20.000 DW | [92 empty] | 1.000 EA | 1.000 EA | [35 empty] | No | [42 empty] | https://assets.lutron.com/a/documents/lutron_cflex_spec_sheet.pdf | [7 empty] | Shelf Stock | [46 empty] | <a href="https://lutron.widen.net/content/6lqm8qbelw/mp4/Ecom_C-Flex_Upgrading-Fluorescents-to-LEDs.mp4" target="_blank">Product Video Clip</a> | [26 empty] | 0 | 0 | 0 | 0 |  | 2024-05-20 11:41 | 2024-07-20 11:40 | 0000-00-00 00:00:00 | 2024-07-20 11:40 | 0000-00-00 00:00:00
1 | Lutron Electronics | 3LD4T8-3M50-1 | 4460-16153 | 4460 | 16153 | Lutron Electronics | 3LD4T8-3M35-1.jpeg?w=1500 | 784276318969 | CFLEX RPT84FT3L8503WMG2 | Lutron Ballast Retrofit Kit by C-Flex: T8, 4FT, 3-Lamp (Single Kit), 5000K, 3-Wire Driver, 1% Dimming, 3LD4T8-3M50-1 | [53 empty] | 0 | 0 | 0 | [6 empty] | 0 | 1 | 1 | EA | 1 | Specialty Items | [27 empty] | Lighting Kits | [49 empty] | <a href="https://assets.lutron.com/a/documents/3685841b_tled%20esell%20sheet_v6.pdf" target="_blank">Manufacturer Brochure</a> | [216 empty] | 20.000 DW | [92 empty] | 1.000 EA | 1.000 EA | [35 empty] | No | [42 empty] | https://assets.lutron.com/a/documents/lutron_cflex_spec_sheet.pdf | [7 empty] | Shelf Stock | [39 empty] | 39111821 | [6 empty] | <a href="https://lutron.widen.net/content/6lqm8qbelw/mp4/Ecom_C-Flex_Upgrading-Fluorescents-to-LEDs.mp4" target="_blank">Product Video Clip</a> | [26 empty] | 0 | 0 | 0 | 0 | Lighting Fixtures | 2024-05-20 11:41 | 2024-07-20 11:40 | 0000-00-00 00:00:00 | 2024-07-20 11:40 | 0000-00-00 00:00:00
0 | Lutron Electronics | 3LD3T5-2M40-1 | 4460-16154 | 4460 | 16154 | Lutron Electronics | 3LD4T5-2M35-1.jpeg?w=1500 | 784276319263 | CFLEX RPT53FT2L8403WMG2 | Lutron Ballast Retrofit Kit by C-Flex: T5, 3FT, 2-Lamp (Single Kit), 4000K, 3-Wire Driver, 1% Dimming, 3LD3T5-2M40-1 | [53 empty] | 0 | 0 | 0 | [6 empty] | 0 | 1 | 1 | EA | 1 | [78 empty] | <a href="https://assets.lutron.com/a/documents/3685841b_tled%20esell%20sheet_v6.pdf" target="_blank">Manufacturer Brochure</a> | [216 empty] | 20.000 DW | [92 empty] | 1.000 EA | 1.000 EA | [35 empty] | No | [42 empty] | https://assets.lutron.com/a/documents/lutron_cflex_spec_sheet.pdf | [7 empty] | Shelf Stock | [46 empty] | <a href="https://lutron.widen.net/content/6lqm8qbelw/mp4/Ecom_C-Flex_Upgrading-Fluorescents-to-LEDs.mp4" target="_blank">Product Video Clip</a> | [26 empty] | 0 | 0 | 0 | 0 |  | 2024-05-20 11:41 | 2024-07-20 11:40 | 0000-00-00 00:00:00 | 2024-07-20 11:40 | 0000-00-00 00:00:00
0 | Lutron Electronics | 3LD-TT-1M30-1 | 4460-16155 | 4460 | 16155 | Lutron Electronics | 3LD-TT-1M35-1.jpeg?w=1500 | 784276319317 | CFLEX RPPLL2.5K1L8303WMG2 | Lutron Ballast Retrofit Kit by C-Flex: Twin Tube (Biax), 1-Lamp (Single Kit), 3000K, 3-Wire Driver, 1% Dimming, 3LD-TT-1M30-1 | [53 empty] | 0 | 0 | 0 | [6 empty] | 0 | 1 | 1 | EA | 1 | [78 empty] | <a href="https://assets.lutron.com/a/documents/3685841b_tled%20esell%20sheet_v6.pdf" target="_blank">Manufacturer Brochure</a> | [216 empty] | 20.000 DW | [92 empty] | 1.000 EA | 1.000 EA | [35 empty] | No | [42 empty] | https://assets.lutron.com/a/documents/lutron_cflex_spec_sheet.pdf | [7 empty] | Shelf Stock | [46 empty] | <a href="https://lutron.widen.net/content/6lqm8qbelw/mp4/Ecom_C-Flex_Upgrading-Fluorescents-to-LEDs.mp4" target="_blank">Product Video Clip</a> | [26 empty] | 0 | 0 | 0 | 0 |  | 2024-05-20 11:41 | 2024-07-20 11:40 | 0000-00-00 00:00:00 | 2024-07-20 11:40 | 0000-00-00 00:00:00
0 | Lutron Electronics | 3LD-TT-2M50-1 | 4460-16156 | 4460 | 16156 | Lutron Electronics | 3LD-TT-2M35-1.jpeg?w=1500 | 784276319454 | CFLEX RPPLL5.0K2L8503WMG2 | Lutron Ballast Retrofit Kit by C-Flex: Twin Tube (Biax), 2-Lamp (Single Kit), 5000K, 3-Wire Driver, 1% Dimming, 3LD-TT-2M50-1 | [53 empty] | 0 | 0 | 0 | [6 empty] | 0 | 1 | 1 | EA | 1 | [78 empty] | <a href="https://assets.lutron.com/a/documents/3685841b_tled%20esell%20sheet_v6.pdf" target="_blank">Manufacturer Brochure</a> | [216 empty] | 20.000 DW | [92 empty] | 1.000 EA | 1.000 EA | [35 empty] | No | [42 empty] | https://assets.lutron.com/a/documents/lutron_cflex_spec_sheet.pdf | [7 empty] | Shelf Stock | [46 empty] | <a href="https://lutron.widen.net/content/6lqm8qbelw/mp4/Ecom_C-Flex_Upgrading-Fluorescents-to-LEDs.mp4" target="_blank">Product Video Clip</a> | [26 empty] | 0 | 0 | 0 | 0 |  | 2024-05-20 11:41 | 2024-07-20 11:40 | 0000-00-00 00:00:00 | 2024-07-20 11:40 | 0000-00-00 00:00:00
1 | Lutron Electronics | 3LDRCF-1K35-1 | 4460-16157 | 4460 | 16157 | Lutron Electronics | 3LDRCF-1K35-1.jpeg?w=1500 | 784276316835 | CFLEX RPG24Q132V1L8353WKG2 | Lutron Ballast Retrofit Kit by C-Flex: Round CFL, 1-Lamp (Single Kit), 3500K, 3-Wire Driver, 1% Dimming, 3LDRCF-1K35-1 | [53 empty] | 0 | 0 | 0 | [6 empty] | 0 | 1 | 1 | EA | 1 | Specialty Items | [27 empty] | Lighting Kits | [49 empty] | <a href="https://assets.lutron.com/a/documents/3685841b_tled%20esell%20sheet_v6.pdf" target="_blank">Manufacturer Brochure</a> | [216 empty] | 20.000 DW | [92 empty] | 1.000 EA | 1.000 EA | [35 empty] | No | [42 empty] | https://assets.lutron.com/a/documents/lutron_cflex_spec_sheet.pdf | [7 empty] | Shelf Stock | [39 empty] | 39111821 | [6 empty] | <a href="https://lutron.widen.net/content/6lqm8qbelw/mp4/Ecom_C-Flex_Upgrading-Fluorescents-to-LEDs.mp4" target="_blank">Product Video Clip</a> | [26 empty] | 0 | 0 | 0 | 0 | Lighting Fixtures | 2024-05-20 11:41 | 2024-07-20 11:40 | 0000-00-00 00:00:00 | 2024-07-20 11:40 | 0000-00-00 00:00:00
1 | Lutron Electronics | 3LDPCA-1K30-1 | 4460-16158 | 4460 | 16158 | Lutron Electronics | 3LDPCA-1K35-1.jpeg?w=1500 | 784276316996 | CFLEX RPG24Q142H1L8303WKG2 | Lutron Ballast Retrofit Kit by C-Flex: Round High Power CFL w/ Arm, 1-Lamp (Single Kit), 3000K, 3-Wire Driver, 1% Dimming, 3LDPCA-1K30-1 | [53 empty] | 0 | 0 | 0 | [6 empty] | 0 | 1 | 1 | EA | 1 | Specialty Items | [27 empty] | Lighting Kits | [49 empty] | <a href="https://assets.lutron.com/a/documents/3685841b_tled%20esell%20sheet_v6.pdf" target="_blank">Manufacturer Brochure</a> | [216 empty] | 20.000 DW | [92 empty] | 1.000 EA | 1.000 EA | [35 empty] | No | [42 empty] | https://assets.lutron.com/a/documents/lutron_cflex_spec_sheet.pdf | [7 empty] | Shelf Stock | [39 empty] | 39111821 | [6 empty] | <a href="https://lutron.widen.net/content/6lqm8qbelw/mp4/Ecom_C-Flex_Upgrading-Fluorescents-to-LEDs.mp4" target="_blank">Product Video Clip</a> | [26 empty] | 0 | 0 | 0 | 0 | Lighting Fixtures | 2024-05-20 11:41 | 2024-07-20 11:40 | 0000-00-00 00:00:00 | 2024-07-20 11:40 | 0000-00-00 00:00:00
1 | Lutron Electronics | 3LDHCF-2C30-1 | 4460-16159 | 4460 | 16159 | Lutron Electronics | 3LDHCF-2C35-1.jpeg?w=1500 | 784276317290 | CFLEX RPG24Q226H2L8303WKNG2 | Lutron Ballast Retrofit Kit by C-Flex: Horizontal CFL, 2-Lamp (Single Kit), 3000K, 3-Wire Driver, 1% Dimming, 3LDHCF-2C30-1 | [53 empty] | 0 | 0 | 0 | [6 empty] | 0 | 1 | 1 | EA | 1 | Specialty Items | [27 empty] | Lighting Kits | [49 empty] | <a href="https://assets.lutron.com/a/documents/3685841b_tled%20esell%20sheet_v6.pdf" target="_blank">Manufacturer Brochure</a> | [216 empty] | 20.000 DW | [92 empty] | 1.000 EA | 1.000 EA | [35 empty] | No | [42 empty] | https://assets.lutron.com/a/documents/lutron_cflex_spec_sheet.pdf | [7 empty] | Shelf Stock | [39 empty] | 39111821 | [6 empty] | <a href="https://lutron.widen.net/content/6lqm8qbelw/mp4/Ecom_C-Flex_Upgrading-Fluorescents-to-LEDs.mp4" target="_blank">Product Video Clip</a> | [26 empty] | 0 | 0 | 0 | 0 | Lighting Fixtures | 2024-05-20 11:41 | 2024-07-20 11:40 | 0000-00-00 00:00:00 | 2024-07-20 11:40 | 0000-00-00 00:00:00
1 | Lutron Electronics | 3LDRCA-1K40-24 | 4460-16160 | 4460 | 16160 | Lutron Electronics | 3LDRCA-1K35-1.jpeg?w=1500 | 784276319195 | CFLEX RPG24Q132H1L8403WKG2 | Lutron Ballast Retrofit Kit by C-Flex: Round CFL Adapter Arm, 1-Lamp (Case of 24 Kits), 4000K, 3-Wire Driver, 1% Dimming, 3LDRCA-1K40-24 | [53 empty] | 0 | 0 | 0 | [6 empty] | 0 | 1 | 1 | EA | 1 | Specialty Items | [27 empty] | Lighting Kits | [49 empty] | <a href="https://assets.lutron.com/a/documents/3685841b_tled%20esell%20sheet_v6.pdf" target="_blank">Manufacturer Brochure</a> | [216 empty] | 20.000 DW | [92 empty] | 1.000 EA | 1.000 EA | [35 empty] | No | [42 empty] | https://assets.lutron.com/a/documents/lutron_cflex_spec_sheet.pdf | [7 empty] | Shelf Stock | [39 empty] | 39111821 | [6 empty] | <a href="https://lutron.widen.net/content/6lqm8qbelw/mp4/Ecom_C-Flex_Upgrading-Fluorescents-to-LEDs.mp4" target="_blank">Product Video Clip</a> | [26 empty] | 0 | 0 | 0 | 0 | Lighting Fixtures | 2024-05-20 11:41 | 2024-07-20 11:40 | 0000-00-00 00:00:00 | 2024-07-20 11:40 | 0000-00-00 00:00:00
1 | Lutron Electronics | 3LDRCF-1C40-24 | 4460-16161 | 4460 | 16161 | Lutron Electronics | 3LDRCF-1C35-1.jpeg?w=1500 | 784276319645 | CFLEX RPG24Q132V1L8403WKNG2 | Lutron Ballast Retrofit Kit by C-Flex: Round CFL, 1-Lamp (Case of 24 Kits), 4000K, 3-Wire Driver, 1% Dimming, 3LDRCF-1C40-24 | [53 empty] | 0 | 0 | 0 | [6 empty] | 0 | 1 | 1 | EA | 1 | Specialty Items | [27 empty] | Lighting Kits | [49 empty] | <a href="https://assets.lutron.com/a/documents/3685841b_tled%20esell%20sheet_v6.pdf" target="_blank">Manufacturer Brochure</a> | [216 empty] | 20.000 DW | [92 empty] | 1.000 EA | 1.000 EA | [35 empty] | No | [42 empty] | https://assets.lutron.com/a/documents/lutron_cflex_spec_sheet.pdf | [7 empty] | Shelf Stock | [39 empty] | 39111821 | [6 empty] | <a href="https://lutron.widen.net/content/6lqm8qbelw/mp4/Ecom_C-Flex_Upgrading-Fluorescents-to-LEDs.mp4" target="_blank">Product Video Clip</a> | [26 empty] | 0 | 0 | 0 | 0 | Lighting Fixtures | 2024-05-20 11:41 | 2024-07-20 11:40 | 0000-00-00 00:00:00 | 2024-07-20 11:40 | 0000-00-00 00:00:00
1 | Lutron Electronics | 3LDPCA-1C35-24 | 4460-16162 | 4460 | 16162 | Lutron Electronics | 3LDPCA-1C35-1.jpeg?w=1500 | 784276319805 | CFLEX RPG24Q142H1L8353WKNG2 | Lutron Ballast Retrofit Kit by C-Flex: Round High Power CFL w/ Arm, 1-Lamp (Case of 24 Kits), 3500K, 3-Wire Driver, 1% Dimming, 3LDPCA-1C35-24 | [53 empty] | 0 | 0 | 0 | [6 empty] | 0 | 1 | 1 | EA | 1 | Specialty Items | [27 empty] | Lighting Kits | [49 empty] | <a href="https://assets.lutron.com/a/documents/3685841b_tled%20esell%20sheet_v6.pdf" target="_blank">Manufacturer Brochure</a> | [216 empty] | 20.000 DW | [92 empty] | 1.000 EA | 1.000 EA | [35 empty] | No | [42 empty] | https://assets.lutron.com/a/documents/lutron_cflex_spec_sheet.pdf | [7 empty] | Shelf Stock | [39 empty] | 39111821 | [6 empty] | <a href="https://lutron.widen.net/content/6lqm8qbelw/mp4/Ecom_C-Flex_Upgrading-Fluorescents-to-LEDs.mp4" target="_blank">Product Video Clip</a> | [26 empty] | 0 | 0 | 0 | 0 | Lighting Fixtures | 2024-05-20 11:41 | 2024-07-20 11:40 | 0000-00-00 00:00:00 | 2024-07-20 11:40 | 0000-00-00 00:00:00
1 | Lutron Electronics | RRST-ANF-IV | 4460-16163 | 4460 | 16163 | Lutron Electronics | RRST-ANF-IV | 784276312233 | Avail Jul 23 2024-TEMP MODEL | Lutron RadioRA 3 Sunnata Touch Fan Control, 4-Speed, 1.5A Paddle Fan, AC Motor, Single Pole, Neutral Required, 120V, RRST-ANF-IV, Ivory |  | 2.4 | 4.6 | [50 empty] | 0 | 0 | 0 | [6 empty] | 0 | 1 | 1 | EA | 1 | Lighting Controls | [27 empty] | Other Lighting Controls | [266 empty] | 15.000 DW |  |  | 2.4000 IN | [89 empty] | 1.000 EA | 1.000 EA | [35 empty] | No | [50 empty] | Shelf Stock | [39 empty] | 52161525 | [18 empty] | 0.300 L | [14 empty] | 0 | 0 | 0 | 0 | Lighting Fixtures | 2024-05-20 11:41 | 2024-07-20 11:38 | 0000-00-00 00:00:00 | 2024-07-20 11:38 | 0000-00-00 00:00:00 | [6 empty] | Ivory
1 | Lutron Electronics | RRST-ANF-PB | 4460-16164 | 4460 | 16164 | Lutron Electronics | RRST-ANF-PB | 784276312363 | Avail Jul 23 2024-TEMP MODEL | Lutron RadioRA 3 Sunnata Touch Fan Control, 4-Speed, 1.5A Paddle Fan, AC Motor, Single Pole, Neutral Required, 120V, RRST-ANF-PB, Pebble |  | 2.4 | 4.6 | [50 empty] | 0 | 0 | 0 | [6 empty] | 0 | 1 | 1 | EA | 1 | Lighting Controls | [27 empty] | Other Lighting Controls | [266 empty] | 15.000 DW |  |  | 2.4000 IN | [89 empty] | 1.000 EA | 1.000 EA | [35 empty] | No | [50 empty] | Shelf Stock | [39 empty] | 52161525 | [18 empty] | 0.300 L | [14 empty] | 0 | 0 | 0 | 0 | Lighting Fixtures | 2024-05-20 11:41 | 2024-07-20 11:39 | 0000-00-00 00:00:00 | 2024-07-20 11:39 | 0000-00-00 00:00:00
1 | Lutron Electronics | ST-FSQ-N-BI | 4460-16165 | 4460 | 16165 | Lutron Electronics | ST-FSQ-N-BI | 784276312783 | Avail Jul 23 2024-TEMP MODEL | Lutron Sunnata Touch Fan Control, 4-Speed, 1.5A Paddle Fan, AC Motor, Single Pole, Neutral Required, 120V, ST-FSQN-BI, Biscuit | [53 empty] | 0 | 0 | 0 | [6 empty] | 0 | 1 | 1 | EA | 1 | Specialty Items | [27 empty] | Lighting Accessories | [266 empty] | 5.000 DW | [92 empty] | 1.000 EA | 1.000 EA | [35 empty] | No | [50 empty] | Shelf Stock | [39 empty] | 39122221 | [33 empty] | 0 | 0 | 0 | 0 | Lighting Fixtures | 2024-05-20 11:41 | 2024-07-20 11:40 | 0000-00-00 00:00:00 | 2024-07-20 11:40 | 0000-00-00 00:00:00 | [6 empty] | Biscuit
0 | Lutron Electronics | 3LD2T8-3M40-8 | 4460-16167 | 4460 | 16167 | Lutron Electronics | 3LD4T8-3M35-1.jpeg?w=1500 | 784276320863 | CFLEX RPT82FT3L8403WMG2 | Lutron Ballast Retrofit Kit by C-Flex: T8, 2FT, 3-Lamp (Case of 8 Kits), 4000K, 3-Wire Driver, 1% Dimming, 3LD2T8-3M40-8 | [53 empty] | 0 | 0 | 0 | [6 empty] | 0 | 1 | 1 | EA | 1 | [78 empty] | <a href="https://assets.lutron.com/a/documents/3685841b_tled%20esell%20sheet_v6.pdf" target="_blank">Manufacturer Brochure</a> | [216 empty] | 20.000 DW | [92 empty] | 1.000 EA | 1.000 EA | [35 empty] | No | [42 empty] | https://assets.lutron.com/a/documents/lutron_cflex_spec_sheet.pdf | [7 empty] | Shelf Stock | [46 empty] | <a href="https://lutron.widen.net/content/6lqm8qbelw/mp4/Ecom_C-Flex_Upgrading-Fluorescents-to-LEDs.mp4" target="_blank">Product Video Clip</a> | [26 empty] | 0 | 0 | 0 | 0 |  | 2024-05-20 11:41 | 2024-07-20 11:31 | 0000-00-00 00:00:00 | 2024-07-20 11:31 | 0000-00-00 00:00:00
1 | Lutron Electronics | 3LD4T8-3M35-8 | 4460-16168 | 4460 | 16168 | Lutron Electronics | 3LD4T8-3M35-1.jpeg?w=1500 | 784276321204 | CFLEX RPT84FT3L8353WMG2 | Lutron Ballast Retrofit Kit by C-Flex: T8, 4FT, 3-Lamp (Case of 8 Kits), 3500K, 3-Wire Driver, 1% Dimming, 3LD4T8-3M35-8 | [53 empty] | 0 | 0 | 0 | [6 empty] | 0 | 1 | 1 | EA | 1 | Specialty Items | [27 empty] | Lighting Kits | [49 empty] | <a href="https://assets.lutron.com/a/documents/3685841b_tled%20esell%20sheet_v6.pdf" target="_blank">Manufacturer Brochure</a> | [216 empty] | 20.000 DW | [92 empty] | 1.000 EA | 1.000 EA | [35 empty] | No | [42 empty] | https://assets.lutron.com/a/documents/lutron_cflex_spec_sheet.pdf | [7 empty] | Shelf Stock | [39 empty] | 39111821 | [6 empty] | <a href="https://lutron.widen.net/content/6lqm8qbelw/mp4/Ecom_C-Flex_Upgrading-Fluorescents-to-LEDs.mp4" target="_blank">Product Video Clip</a> | [26 empty] | 0 | 0 | 0 | 0 | Lighting Fixtures | 2024-05-20 11:41 | 2024-07-20 11:31 | 0000-00-00 00:00:00 | 2024-07-20 11:31 | 0000-00-00 00:00:00
0 | Lutron Electronics | 3LD3T5-2M40-12 | 4460-16169 | 4460 | 16169 | Lutron Electronics | 3LD4T5-2M35-1.jpeg?w=1500 | 784276321402 | CFLEX RPT53FT2L8403WMG2 | Lutron Ballast Retrofit Kit by C-Flex: T5, 3FT, 2-Lamp (Case of 12 Kits), 4000K, 3-Wire Driver, 1% Dimming, 3LD3T5-2M40-12 | [53 empty] | 0 | 0 | 0 | [6 empty] | 0 | 1 | 1 | EA | 1 | [78 empty] | <a href="https://assets.lutron.com/a/documents/3685841b_tled%20esell%20sheet_v6.pdf" target="_blank">Manufacturer Brochure</a> | [216 empty] | 20.000 DW | [92 empty] | 1.000 EA | 1.000 EA | [35 empty] | No | [42 empty] | https://assets.lutron.com/a/documents/lutron_cflex_spec_sheet.pdf | [7 empty] | Shelf Stock | [46 empty] | <a href="https://lutron.widen.net/content/6lqm8qbelw/mp4/Ecom_C-Flex_Upgrading-Fluorescents-to-LEDs.mp4" target="_blank">Product Video Clip</a> | [26 empty] | 0 | 0 | 0 | 0 |  | 2024-05-20 11:41 | 2024-07-20 11:31 | 0000-00-00 00:00:00 | 2024-07-20 11:31 | 0000-00-00 00:00:00
0 | Lutron Electronics | 3LD3T5H-1M40-24 | 4460-16170 | 4460 | 16170 | Lutron Electronics | 3LD4T5-1M35-1.jpeg?w=1500 | 784276321587 | CFLEX RPT5HO3FT1L8403WMG2 | Lutron Ballast Retrofit Kit by C-Flex: T5H, 3FT, 1-Lamp (Case of 24 Kits), 4000K, 3-Wire Driver, 1% Dimming, 3LD3T5H-1M40-24 | [53 empty] | 0 | 0 | 0 | [6 empty] | 0 | 1 | 1 | EA | 1 | [78 empty] | <a href="https://assets.lutron.com/a/documents/3685841b_tled%20esell%20sheet_v6.pdf" target="_blank">Manufacturer Brochure</a> | [216 empty] | 20.000 DW | [92 empty] | 1.000 EA | 1.000 EA | [35 empty] | No | [42 empty] | https://assets.lutron.com/a/documents/lutron_cflex_spec_sheet.pdf | [7 empty] | Shelf Stock | [46 empty] | <a href="https://lutron.widen.net/content/6lqm8qbelw/mp4/Ecom_C-Flex_Upgrading-Fluorescents-to-LEDs.mp4" target="_blank">Product Video Clip</a> | [26 empty] | 0 | 0 | 0 | 0 |  | 2024-05-20 11:41 | 2024-07-20 11:31 | 0000-00-00 00:00:00 | 2024-07-20 11:31 | 0000-00-00 00:00:00
0 | Lutron Electronics | 3LD4T8H-2M40-12 | 4460-16171 | 4460 | 16171 | Lutron Electronics | 3LD4T8-2M35-1.jpeg?w=1500 | 784276321761 | CFLEX RPT8HO4FT2L8403WMG2 | Lutron Ballast Retrofit Kit by C-Flex: T8H, 4FT, 2-Lamp (Case of 12 Kits), 4000K, 3-Wire Driver, 1% Dimming, 3LD4T8H-2M40-12 | [53 empty] | 0 | 0 | 0 | [6 empty] | 0 | 1 | 1 | EA | 1 | [78 empty] | <a href="https://assets.lutron.com/a/documents/3685841b_tled%20esell%20sheet_v6.pdf" target="_blank">Manufacturer Brochure</a> | [216 empty] | 20.000 DW | [92 empty] | 1.000 EA | 1.000 EA | [35 empty] | No | [42 empty] | https://assets.lutron.com/a/documents/lutron_cflex_spec_sheet.pdf | [7 empty] | Shelf Stock | [46 empty] | <a href="https://lutron.widen.net/content/6lqm8qbelw/mp4/Ecom_C-Flex_Upgrading-Fluorescents-to-LEDs.mp4" target="_blank">Product Video Clip</a> | [26 empty] | 0 | 0 | 0 | 0 |  | 2024-05-20 11:41 | 2024-07-20 11:31 | 0000-00-00 00:00:00 | 2024-07-20 11:31 | 0000-00-00 00:00:00
1 | Lutron Electronics | 3LD4T5-3M30-8 | 4460-16172 | 4460 | 16172 | Lutron Electronics | 3LD4T5-3M35-1.jpeg?w=1500 | 784276322621 | CFLEX RPT54FT3L8303WMG2 | Lutron Ballast Retrofit Kit by C-Flex: T5H, 4FT, 3-Lamp (Case of 8 Kits), 3000K, 3-Wire Driver, 1% Dimming, 3LD4T5H-3M30-8 | [53 empty] | 0 | 0 | 0 | [6 empty] | 0 | 1 | 1 | EA | 1 | Specialty Items | [27 empty] | Lighting Kits | [49 empty] | <a href="https://assets.lutron.com/a/documents/3685841b_tled%20esell%20sheet_v6.pdf" target="_blank">Manufacturer Brochure</a> | [216 empty] | 20.000 DW | [92 empty] | 1.000 EA | 1.000 EA | [35 empty] | No | [42 empty] | https://assets.lutron.com/a/documents/lutron_cflex_spec_sheet.pdf | [7 empty] | Shelf Stock | [39 empty] | 39111821 | [6 empty] | <a href="https://lutron.widen.net/content/6lqm8qbelw/mp4/Ecom_C-Flex_Upgrading-Fluorescents-to-LEDs.mp4" target="_blank">Product Video Clip</a> | [26 empty] | 0 | 0 | 0 | 0 | Lighting Fixtures | 2024-05-20 11:41 | 2024-07-20 11:31 | 0000-00-00 00:00:00 | 2024-07-20 11:31 | 0000-00-00 00:00:00
0 | Lutron Electronics | 3LD2T5H-1M40-1 | 4460-16173 | 4460 | 16173 | Lutron Electronics | 3LD4T5-1M35-1.jpeg?w=1500 | 784276316118 | CFLEX RPT5HO2FT1L8403WMG2 | Lutron Ballast Retrofit Kit by C-Flex: T5H, 2FT, 1-Lamp (Single Kit), 4000K, 3-Wire Driver, 1% Dimming, 3LD2T5H-1M40-1 | [53 empty] | 0 | 0 | 0 | [6 empty] | 0 | 1 | 1 | EA | 1 | [78 empty] | <a href="https://assets.lutron.com/a/documents/3685841b_tled%20esell%20sheet_v6.pdf" target="_blank">Manufacturer Brochure</a> | [216 empty] | 20.000 DW | [92 empty] | 1.000 EA | 1.000 EA | [35 empty] | No | [42 empty] | https://assets.lutron.com/a/documents/lutron_cflex_spec_sheet.pdf | [7 empty] | Shelf Stock | [46 empty] | <a href="https://lutron.widen.net/content/6lqm8qbelw/mp4/Ecom_C-Flex_Upgrading-Fluorescents-to-LEDs.mp4" target="_blank">Product Video Clip</a> | [26 empty] | 0 | 0 | 0 | 0 |  | 2024-05-20 11:41 | 2024-07-20 11:31 | 0000-00-00 00:00:00 | 2024-07-20 11:31 | 0000-00-00 00:00:00
0 | Lutron Electronics | 3LD3T5H-2M50-1 | 4460-16174 | 4460 | 16174 | Lutron Electronics | 3LD4T5-2M35-1.jpeg?w=1500 | 784276316453 | CFLEX RPT5HO3FT2L8503WMG2 | Lutron Ballast Retrofit Kit by C-Flex: T5H, 3FT, 2-Lamp (Single Kit), 5000K, 3-Wire Driver, 1% Dimming, 3LD3T5H-2M50-1 | [53 empty] | 0 | 0 | 0 | [6 empty] | 0 | 1 | 1 | EA | 1 | [78 empty] | <a href="https://assets.lutron.com/a/documents/3685841b_tled%20esell%20sheet_v6.pdf" target="_blank">Manufacturer Brochure</a> | [216 empty] | 20.000 DW | [92 empty] | 1.000 EA | 1.000 EA | [35 empty] | No | [42 empty] | https://assets.lutron.com/a/documents/lutron_cflex_spec_sheet.pdf | [7 empty] | Shelf Stock | [46 empty] | <a href="https://lutron.widen.net/content/6lqm8qbelw/mp4/Ecom_C-Flex_Upgrading-Fluorescents-to-LEDs.mp4" target="_blank">Product Video Clip</a> | [26 empty] | 0 | 0 | 0 | 0 |  | 2024-05-20 11:41 | 2024-07-20 11:31 | 0000-00-00 00:00:00 | 2024-07-20 11:31 | 0000-00-00 00:00:00
0 | Lutron Electronics | 3LD2T8-2M35-1 | 4460-16175 | 4460 | 16175 | Lutron Electronics | 3LD4T8-2M35-1.jpeg?w=1500 | 784276318457 | CFLEX RPT82FT2L8353WMG2 | Lutron Ballast Retrofit Kit by C-Flex: T8, 2FT, 2-Lamp (Single Kit), 3500K, 3-Wire Driver, 1% Dimming, 3LD2T8-2M35-1 | [53 empty] | 0 | 0 | 0 | [6 empty] | 0 | 1 | 1 | EA | 1 | [78 empty] | <a href="https://assets.lutron.com/a/documents/3685841b_tled%20esell%20sheet_v6.pdf" target="_blank">Manufacturer Brochure</a> | [216 empty] | 20.000 DW | [92 empty] | 1.000 EA | 1.000 EA | [35 empty] | No | [42 empty] | https://assets.lutron.com/a/documents/lutron_cflex_spec_sheet.pdf | [7 empty] | Shelf Stock | [46 empty] | <a href="https://lutron.widen.net/content/6lqm8qbelw/mp4/Ecom_C-Flex_Upgrading-Fluorescents-to-LEDs.mp4" target="_blank">Product Video Clip</a> | [26 empty] | 0 | 0 | 0 | 0 |  | 2024-05-20 11:41 | 2024-07-20 11:31 | 0000-00-00 00:00:00 | 2024-07-20 11:31 | 0000-00-00 00:00:00
1 | Lutron Electronics | 3LD4T8-2M50-1 | 4460-16176 | 4460 | 16176 | Lutron Electronics | 3LD4T8-2M35-1.jpeg?w=1500 | 784276318907 | CFLEX RPT84FT2L8503WMG2 | Lutron Ballast Retrofit Kit by C-Flex: T8, 4FT, 2-Lamp (Single Kit), 5000K, 3-Wire Driver, 1% Dimming, 3LD4T8-2M50-1 | [53 empty] | 0 | 0 | 0 | [6 empty] | 0 | 1 | 1 | EA | 1 | Specialty Items | [27 empty] | Lighting Kits | [49 empty] | <a href="https://assets.lutron.com/a/documents/3685841b_tled%20esell%20sheet_v6.pdf" target="_blank">Manufacturer Brochure</a> | [216 empty] | 20.000 DW | [92 empty] | 1.000 EA | 1.000 EA | [35 empty] | No | [42 empty] | https://assets.lutron.com/a/documents/lutron_cflex_spec_sheet.pdf | [7 empty] | Shelf Stock | [39 empty] | 39111821 | [6 empty] | <a href="https://lutron.widen.net/content/6lqm8qbelw/mp4/Ecom_C-Flex_Upgrading-Fluorescents-to-LEDs.mp4" target="_blank">Product Video Clip</a> | [26 empty] | 0 | 0 | 0 | 0 | Lighting Fixtures | 2024-05-20 11:41 | 2024-07-20 11:31 | 0000-00-00 00:00:00 | 2024-07-20 11:31 | 0000-00-00 00:00:00
0 | Lutron Electronics | 3LD3T5-2M35-1 | 4460-16177 | 4460 | 16177 | Lutron Electronics | 3LD4T5-2M35-1.jpeg?w=1500 | 784276319256 | CFLEX RPT53FT2L8353WMG2 | Lutron Ballast Retrofit Kit by C-Flex: T5, 3FT, 2-Lamp (Single Kit), 3500K, 3-Wire Driver, 1% Dimming, 3LD3T5-2M35-1 | [53 empty] | 0 | 0 | 0 | [6 empty] | 0 | 1 | 1 | EA | 1 | [78 empty] | <a href="https://assets.lutron.com/a/documents/3685841b_tled%20esell%20sheet_v6.pdf" target="_blank">Manufacturer Brochure</a> | [216 empty] | 20.000 DW | [92 empty] | 1.000 EA | 1.000 EA | [35 empty] | No | [42 empty] | https://assets.lutron.com/a/documents/lutron_cflex_spec_sheet.pdf | [7 empty] | Shelf Stock | [46 empty] | <a href="https://lutron.widen.net/content/6lqm8qbelw/mp4/Ecom_C-Flex_Upgrading-Fluorescents-to-LEDs.mp4" target="_blank">Product Video Clip</a> | [26 empty] | 0 | 0 | 0 | 0 |  | 2024-05-20 11:41 | 2024-07-20 11:31 | 0000-00-00 00:00:00 | 2024-07-20 11:31 | 0000-00-00 00:00:00
0 | Lutron Electronics | 3LD3T5-3M30-1 | 4460-16178 | 4460 | 16178 | Lutron Electronics | 3LD4T5-3M35-1.jpeg?w=1500 | 784276320870 | CFLEX RPT53FT3L8303WMG2 | Lutron Ballast Retrofit Kit by C-Flex: T5H, 3FT, 3-Lamp (Single Kit), 3000K, 3-Wire Driver, 1% Dimming, 3LD3T5H-3M30-1 | [53 empty] | 0 | 0 | 0 | [6 empty] | 0 | 1 | 1 | EA | 1 | [78 empty] | <a href="https://assets.lutron.com/a/documents/3685841b_tled%20esell%20sheet_v6.pdf" target="_blank">Manufacturer Brochure</a> | [216 empty] | 20.000 DW | [92 empty] | 1.000 EA | 1.000 EA | [35 empty] | No | [42 empty] | https://assets.lutron.com/a/documents/lutron_cflex_spec_sheet.pdf | [7 empty] | Shelf Stock | [46 empty] | <a href="https://lutron.widen.net/content/6lqm8qbelw/mp4/Ecom_C-Flex_Upgrading-Fluorescents-to-LEDs.mp4" target="_blank">Product Video Clip</a> | [26 empty] | 0 | 0 | 0 | 0 |  | 2024-05-20 11:41 | 2024-07-20 11:31 | 0000-00-00 00:00:00 | 2024-07-20 11:31 | 0000-00-00 00:00:00
1 | Lutron Electronics | 3LDVCF-2K35-1 | 4460-16179 | 4460 | 16179 | Lutron Electronics | 3LDVCF-2K35-1.jpeg?w=1500 | 784276316774 | CFLEX RPG24Q226V2L8353WKG2 | Lutron Ballast Retrofit Kit by C-Flex: Vertical CFL, 2-Lamp (Single Kit), 3500K, 3-Wire Driver, 1% Dimming, 3LDVCF-2K35-1 | [53 empty] | 0 | 0 | 0 | [6 empty] | 0 | 1 | 1 | EA | 1 | Specialty Items | [27 empty] | Lighting Kits | [49 empty] | <a href="https://assets.lutron.com/a/documents/3685841b_tled%20esell%20sheet_v6.pdf" target="_blank">Manufacturer Brochure</a> | [216 empty] | 20.000 DW | [92 empty] | 1.000 EA | 1.000 EA | [35 empty] | No | [42 empty] | https://assets.lutron.com/a/documents/lutron_cflex_spec_sheet.pdf | [7 empty] | Shelf Stock | [39 empty] | 39111821 | [6 empty] | <a href="https://lutron.widen.net/content/6lqm8qbelw/mp4/Ecom_C-Flex_Upgrading-Fluorescents-to-LEDs.mp4" target="_blank">Product Video Clip</a> | [26 empty] | 0 | 0 | 0 | 0 | Lighting Fixtures | 2024-05-20 11:41 | 2024-07-20 11:31 | 0000-00-00 00:00:00 | 2024-07-20 11:31 | 0000-00-00 00:00:00
1 | Lutron Electronics | 3LDPCA-1K35-1 | 4460-16180 | 4460 | 16180 | Lutron Electronics | 3LDPCA-1K35-1.jpeg?w=1500 | 784276317016 | CFLEX RPG24Q142H1L8353WKG2 | Lutron Ballast Retrofit Kit by C-Flex: Round High Power CFL w/ Arm, 1-Lamp (Single Kit), 3500K, 3-Wire Driver, 1% Dimming, 3LDPCA-1K35-1 | [53 empty] | 0 | 0 | 0 | [6 empty] | 0 | 1 | 1 | EA | 1 | Specialty Items | [27 empty] | Lighting Kits | [49 empty] | <a href="https://assets.lutron.com/a/documents/3685841b_tled%20esell%20sheet_v6.pdf" target="_blank">Manufacturer Brochure</a> | [216 empty] | 20.000 DW | [92 empty] | 1.000 EA | 1.000 EA | [35 empty] | No | [42 empty] | https://assets.lutron.com/a/documents/lutron_cflex_spec_sheet.pdf | [7 empty] | Shelf Stock | [39 empty] | 39111821 | [6 empty] | <a href="https://lutron.widen.net/content/6lqm8qbelw/mp4/Ecom_C-Flex_Upgrading-Fluorescents-to-LEDs.mp4" target="_blank">Product Video Clip</a> | [26 empty] | 0 | 0 | 0 | 0 | Lighting Fixtures | 2024-05-20 11:41 | 2024-07-20 11:31 | 0000-00-00 00:00:00 | 2024-07-20 11:31 | 0000-00-00 00:00:00
1 | Lutron Electronics | 3LDRCF-1C35-1 | 4460-16181 | 4460 | 16181 | Lutron Electronics | 3LDRCF-1C35-1.jpeg?w=1500 | 784276317375 | CFLEX RPG24Q132V1L8353WKNG2 | Lutron Ballast Retrofit Kit by C-Flex: Round CFL, 1-Lamp (Single Kit), 3500K, 3-Wire Driver, 1% Dimming, 3LDRCF-1C35-1 | [53 empty] | 0 | 0 | 0 | [6 empty] | 0 | 1 | 1 | EA | 1 | Specialty Items | [27 empty] | Lighting Kits | [49 empty] | <a href="https://assets.lutron.com/a/documents/3685841b_tled%20esell%20sheet_v6.pdf" target="_blank">Manufacturer Brochure</a> | [216 empty] | 20.000 DW | [92 empty] | 1.000 EA | 1.000 EA | [35 empty] | No | [42 empty] | https://assets.lutron.com/a/documents/lutron_cflex_spec_sheet.pdf | [7 empty] | Shelf Stock | [39 empty] | 39111821 | [6 empty] | <a href="https://lutron.widen.net/content/6lqm8qbelw/mp4/Ecom_C-Flex_Upgrading-Fluorescents-to-LEDs.mp4" target="_blank">Product Video Clip</a> | [26 empty] | 0 | 0 | 0 | 0 | Lighting Fixtures | 2024-05-20 11:41 | 2024-07-20 11:31 | 0000-00-00 00:00:00 | 2024-07-20 11:31 | 0000-00-00 00:00:00
1 | Lutron Electronics | 3LDRCF-1K30-24 | 4460-16182 | 4460 | 16182 | Lutron Electronics | 3LDRCF-1K35-1.jpeg?w=1500 | 784276319119 | CFLEX RPG24Q132V1L8303WKG2 | Lutron Ballast Retrofit Kit by C-Flex: Round CFL, 1-Lamp (Case of 24 Kits), 3000K, 3-Wire Driver, 1% Dimming, 3LDRCF-1K30-24 | [53 empty] | 0 | 0 | 0 | [6 empty] | 0 | 1 | 1 | EA | 1 | Specialty Items | [27 empty] | Lighting Kits | [49 empty] | <a href="https://assets.lutron.com/a/documents/3685841b_tled%20esell%20sheet_v6.pdf" target="_blank">Manufacturer Brochure</a> | [216 empty] | 20.000 DW | [92 empty] | 1.000 EA | 1.000 EA | [35 empty] | No | [42 empty] | https://assets.lutron.com/a/documents/lutron_cflex_spec_sheet.pdf | [7 empty] | Shelf Stock | [39 empty] | 39111821 | [6 empty] | <a href="https://lutron.widen.net/content/6lqm8qbelw/mp4/Ecom_C-Flex_Upgrading-Fluorescents-to-LEDs.mp4" target="_blank">Product Video Clip</a> | [26 empty] | 0 | 0 | 0 | 0 | Lighting Fixtures | 2024-05-20 11:41 | 2024-07-20 11:31 | 0000-00-00 00:00:00 | 2024-07-20 11:31 | 0000-00-00 00:00:00
1 | Lutron Electronics | 3LDHCF-2C30-12 | 4460-16183 | 4460 | 16183 | Lutron Electronics | 3LDHCF-2C35-1.jpeg?w=1500 | 784276319546 | CFLEX RPG24Q226H2L8303WKNG2 | Lutron Ballast Retrofit Kit by C-Flex: Horizontal CFL, 2-Lamp (Case of 12 Kits), 3000K, 3-Wire Driver, 1% Dimming, 3LDHCF-2C30-12 | [53 empty] | 0 | 0 | 0 | [6 empty] | 0 | 1 | 1 | EA | 1 | Specialty Items | [27 empty] | Lighting Kits | [49 empty] | <a href="https://assets.lutron.com/a/documents/3685841b_tled%20esell%20sheet_v6.pdf" target="_blank">Manufacturer Brochure</a> | [216 empty] | 20.000 DW | [92 empty] | 1.000 EA | 1.000 EA | [35 empty] | No | [42 empty] | https://assets.lutron.com/a/documents/lutron_cflex_spec_sheet.pdf | [7 empty] | Shelf Stock | [39 empty] | 39111821 | [6 empty] | <a href="https://lutron.widen.net/content/6lqm8qbelw/mp4/Ecom_C-Flex_Upgrading-Fluorescents-to-LEDs.mp4" target="_blank">Product Video Clip</a> | [26 empty] | 0 | 0 | 0 | 0 | Lighting Fixtures | 2024-05-20 11:41 | 2024-07-20 11:31 | 0000-00-00 00:00:00 | 2024-07-20 11:31 | 0000-00-00 00:00:00
1 | Lutron Electronics | RRST-ANF-BL | 4460-16184 | 4460 | 16184 | Lutron Electronics | RRST-ANF-BL | 784276312226 | Avail Jul 23 2024-TEMP MODEL | Lutron RadioRA 3 Sunnata Touch Fan Control, 4-Speed, 1.5A Paddle Fan, AC Motor, Single Pole, Neutral Required, 120V, RRST-ANF-BL, Black |  | 2.4 | 4.6 | [50 empty] | 0 | 0 | 0 | [6 empty] | 0 | 1 | 1 | EA | 1 | Lighting Controls | [27 empty] | Other Lighting Controls | [266 empty] | 15.000 DW |  |  | 2.4000 IN | [89 empty] | 1.000 EA | 1.000 EA | [35 empty] | No | [50 empty] | Shelf Stock | [39 empty] | 52161525 | [18 empty] | 0.300 L | [14 empty] | 0 | 0 | 0 | 0 | Lighting Fixtures | 2024-05-20 11:41 | 2024-07-20 11:41 | 0000-00-00 00:00:00 | 2024-07-20 11:41 | 0000-00-00 00:00:00 | [6 empty] | Black
1 | Lutron Electronics | RRST-ANF-SL | 4460-16185 | 4460 | 16185 | Lutron Electronics | RRST-ANF-SL | 784276312417 | Avail Jul 23 2024-TEMP MODEL | Lutron RadioRA 3 Sunnata Touch Fan Control, 4-Speed, 1.5A Paddle Fan, AC Motor, Single Pole, Neutral Required, 120V, RRST-ANF-SL, Slate |  | 2.4 | 4.6 | [50 empty] | 0 | 0 | 0 | [6 empty] | 0 | 1 | 1 | EA | 1 | Lighting Controls | [27 empty] | Other Lighting Controls | [266 empty] | 15.000 DW |  |  | 2.4000 IN | [89 empty] | 1.000 EA | 1.000 EA | [35 empty] | No | [50 empty] | Shelf Stock | [39 empty] | 52161525 | [18 empty] | 0.300 L | [14 empty] | 0 | 0 | 0 | 0 | Lighting Fixtures | 2024-05-20 11:41 | 2024-07-20 11:42 | 0000-00-00 00:00:00 | 2024-07-20 11:42 | 0000-00-00 00:00:00
1 | Lutron Electronics | ST-FSQ-N-DE | 4460-16186 | 4460 | 16186 | Lutron Electronics | ST-FSQ-N-DE | 784276312820 | Avail Jul 23 2024-TEMP MODEL | Lutron Sunnata Touch Fan Control, 4-Speed, 1.5A Paddle Fan, AC Motor, Single Pole, Neutral Required, 120V, ST-FSQN-DE, Deep Sea | [53 empty] | 0 | 0 | 0 | [6 empty] | 0 | 1 | 1 | EA | 1 | Specialty Items | [27 empty] | Lighting Accessories | [266 empty] | 5.000 DW | [92 empty] | 1.000 EA | 1.000 EA | [35 empty] | No | [50 empty] | Shelf Stock | [39 empty] | 39122221 | [33 empty] | 0 | 0 | 0 | 0 | Lighting Fixtures | 2024-05-20 11:41 | 2024-07-20 11:31 | 0000-00-00 00:00:00 | 2024-07-20 11:31 | 0000-00-00 00:00:00
1 | Lutron Electronics | ST-FSQ-N-MI | 4460-16187 | 4460 | 16187 | Lutron Electronics | ST-FSQ-N-MI | 784276312868 | Avail Jul 23 2024-TEMP MODEL | Lutron Sunnata Touch Fan Control, 4-Speed, 1.5A Paddle Fan, AC Motor, Single Pole, Neutral Required, 120V, ST-FSQN-MI, Mist | [53 empty] | 0 | 0 | 0 | [6 empty] | 0 | 1 | 1 | EA | 1 | Specialty Items | [27 empty] | Lighting Accessories | [266 empty] | 5.000 DW | [92 empty] | 1.000 EA | 1.000 EA | [35 empty] | No | [50 empty] | Shelf Stock | [39 empty] | 39122221 | [33 empty] | 0 | 0 | 0 | 0 | Lighting Fixtures | 2024-05-20 11:41 | 2024-07-20 11:31 | 0000-00-00 00:00:00 | 2024-07-20 11:31 | 0000-00-00 00:00:00
0 | Lutron Electronics | 3LD2T8-1M40-24 | 4460-16188 | 4460 | 16188 | Lutron Electronics | 3LD4T8-1M35-1.jpeg?w=1500 | 784276320702 | CFLEX RPT82FT1L8403WMG2 | Lutron Ballast Retrofit Kit by C-Flex: T8, 2FT, 1-Lamp (Case of 24 Kits), 3000K, 3-Wire Driver, 1% Dimming, 3LD2T8-1M40-24 | [53 empty] | 0 | 0 | 0 | [6 empty] | 0 | 1 | 1 | EA | 1 | [78 empty] | <a href="https://assets.lutron.com/a/documents/3685841b_tled%20esell%20sheet_v6.pdf" target="_blank">Manufacturer Brochure</a> | [216 empty] | 20.000 DW | [92 empty] | 1.000 EA | 1.000 EA | [35 empty] | No | [42 empty] | https://assets.lutron.com/a/documents/lutron_cflex_spec_sheet.pdf | [7 empty] | Shelf Stock | [46 empty] | <a href="https://lutron.widen.net/content/6lqm8qbelw/mp4/Ecom_C-Flex_Upgrading-Fluorescents-to-LEDs.mp4" target="_blank">Product Video Clip</a> | [26 empty] | 0 | 0 | 0 | 0 |  | 2024-05-20 11:41 | 2024-07-20 11:38 | 0000-00-00 00:00:00 | 2024-07-20 11:38 | 0000-00-00 00:00:00
0 | Lutron Electronics | 3LD2T5-2M35-12 | 4460-16189 | 4460 | 16189 | Lutron Electronics | 3LD4T5-2M35-1.jpeg?w=1500 | 784276321310 | CFLEX RPT52FT2L8353WMG2 | Lutron Ballast Retrofit Kit by C-Flex: T5, 2FT, 2-Lamp (Case of 12 Kits), 3500K, 3-Wire Driver, 1% Dimming, 3LD2T5-2M35-12 | [53 empty] | 0 | 0 | 0 | [6 empty] | 0 | 1 | 1 | EA | 1 | [78 empty] | <a href="https://assets.lutron.com/a/documents/3685841b_tled%20esell%20sheet_v6.pdf" target="_blank">Manufacturer Brochure</a> | [216 empty] | 20.000 DW | [92 empty] | 1.000 EA | 1.000 EA | [35 empty] | No | [42 empty] | https://assets.lutron.com/a/documents/lutron_cflex_spec_sheet.pdf | [7 empty] | Shelf Stock | [46 empty] | <a href="https://lutron.widen.net/content/6lqm8qbelw/mp4/Ecom_C-Flex_Upgrading-Fluorescents-to-LEDs.mp4" target="_blank">Product Video Clip</a> | [26 empty] | 0 | 0 | 0 | 0 |  | 2024-05-20 11:41 | 2024-07-20 11:38 | 0000-00-00 00:00:00 | 2024-07-20 11:38 | 0000-00-00 00:00:00
0 | Lutron Electronics | 3LD2T5H-2M30-12 | 4460-16190 | 4460 | 16190 | Lutron Electronics | 3LD4T5-2M35-1.jpeg?w=1500 | 784276321488 | CFLEX RPT5HO2FT2L8303WMG2 | Lutron Ballast Retrofit Kit by C-Flex: T5H, 2FT, 2-Lamp (Case of 12 Kits), 3000K, 3-Wire Driver, 1% Dimming, 3LD2T5H-2M30-12 | [53 empty] | 0 | 0 | 0 | [6 empty] | 0 | 1 | 1 | EA | 1 | [78 empty] | <a href="https://assets.lutron.com/a/documents/3685841b_tled%20esell%20sheet_v6.pdf" target="_blank">Manufacturer Brochure</a> | [216 empty] | 20.000 DW | [92 empty] | 1.000 EA | 1.000 EA | [35 empty] | No | [42 empty] | https://assets.lutron.com/a/documents/lutron_cflex_spec_sheet.pdf | [7 empty] | Shelf Stock | [46 empty] | <a href="https://lutron.widen.net/content/6lqm8qbelw/mp4/Ecom_C-Flex_Upgrading-Fluorescents-to-LEDs.mp4" target="_blank">Product Video Clip</a> | [26 empty] | 0 | 0 | 0 | 0 |  | 2024-05-20 11:41 | 2024-07-20 11:38 | 0000-00-00 00:00:00 | 2024-07-20 11:38 | 0000-00-00 00:00:00
0 | Lutron Electronics | 3LD2T5H-2M35-12 | 4460-16191 | 4460 | 16191 | Lutron Electronics | 3LD4T5-2M35-1.jpeg?w=1500 | 784276321495 | CFLEX RPT5HO2FT2L8353WMG2 | Lutron Ballast Retrofit Kit by C-Flex: T5H, 2FT, 2-Lamp (Case of 12 Kits), 3500K, 3-Wire Driver, 1% Dimming, 3LD2T5H-2M35-12 | [53 empty] | 0 | 0 | 0 | [6 empty] | 0 | 1 | 1 | EA | 1 | [78 empty] | <a href="https://assets.lutron.com/a/documents/3685841b_tled%20esell%20sheet_v6.pdf" target="_blank">Manufacturer Brochure</a> | [216 empty] | 20.000 DW | [92 empty] | 1.000 EA | 1.000 EA | [35 empty] | No | [42 empty] | https://assets.lutron.com/a/documents/lutron_cflex_spec_sheet.pdf | [7 empty] | Shelf Stock | [46 empty] | <a href="https://lutron.widen.net/content/6lqm8qbelw/mp4/Ecom_C-Flex_Upgrading-Fluorescents-to-LEDs.mp4" target="_blank">Product Video Clip</a> | [26 empty] | 0 | 0 | 0 | 0 |  | 2024-05-20 11:41 | 2024-07-20 11:38 | 0000-00-00 00:00:00 | 2024-07-20 11:38 | 0000-00-00 00:00:00
0 | Lutron Electronics | 3LD3T5H-3M50-8 | 4460-16192 | 4460 | 16192 | Lutron Electronics | 3LD4T5-3M35-1.jpeg?w=1500 | 784276321679 | CFLEX RPT5HO3FT3L8503WMG2 | Lutron Ballast Retrofit Kit by C-Flex: T5H, 3FT, 3-Lamp (Case of 8 Kits), 5000K, 3-Wire Driver, 1% Dimming, 3LD3T5H-3M50-8 | [53 empty] | 0 | 0 | 0 | [6 empty] | 0 | 1 | 1 | EA | 1 | [78 empty] | <a href="https://assets.lutron.com/a/documents/3685841b_tled%20esell%20sheet_v6.pdf" target="_blank">Manufacturer Brochure</a> | [216 empty] | 20.000 DW | [92 empty] | 1.000 EA | 1.000 EA | [35 empty] | No | [42 empty] | https://assets.lutron.com/a/documents/lutron_cflex_spec_sheet.pdf | [7 empty] | Shelf Stock | [46 empty] | <a href="https://lutron.widen.net/content/6lqm8qbelw/mp4/Ecom_C-Flex_Upgrading-Fluorescents-to-LEDs.mp4" target="_blank">Product Video Clip</a> | [26 empty] | 0 | 0 | 0 | 0 |  | 2024-05-20 11:41 | 2024-07-20 11:38 | 0000-00-00 00:00:00 | 2024-07-20 11:38 | 0000-00-00 00:00:00
0 | Lutron Electronics | 3LD2T5H-3M40-1 | 4460-16193 | 4460 | 16193 | Lutron Electronics | 3LD4T5-3M35-1.jpeg?w=1500 | 784276316279 | CFLEX RPT5HO2FT3L8403WMG2 | Lutron Ballast Retrofit Kit by C-Flex: T5H, 2FT, 3-Lamp (Single Kit), 4000K, 3-Wire Driver, 1% Dimming, 3LD2T5H-3M40-1 | [53 empty] | 0 | 0 | 0 | [6 empty] | 0 | 1 | 1 | EA | 1 | [78 empty] | <a href="https://assets.lutron.com/a/documents/3685841b_tled%20esell%20sheet_v6.pdf" target="_blank">Manufacturer Brochure</a> | [216 empty] | 20.000 DW | [92 empty] | 1.000 EA | 1.000 EA | [35 empty] | No | [42 empty] | https://assets.lutron.com/a/documents/lutron_cflex_spec_sheet.pdf | [7 empty] | Shelf Stock | [46 empty] | <a href="https://lutron.widen.net/content/6lqm8qbelw/mp4/Ecom_C-Flex_Upgrading-Fluorescents-to-LEDs.mp4" target="_blank">Product Video Clip</a> | [26 empty] | 0 | 0 | 0 | 0 |  | 2024-05-20 11:41 | 2024-07-20 11:38 | 0000-00-00 00:00:00 | 2024-07-20 11:38 | 0000-00-00 00:00:00
0 | Lutron Electronics | 3LD2T5H-3M50-1 | 4460-16194 | 4460 | 16194 | Lutron Electronics | 3LD4T5-3M35-1.jpeg?w=1500 | 784276316293 | CFLEX RPT5HO2FT3L8503WMG2 | Lutron Ballast Retrofit Kit by C-Flex: T5H, 2FT, 3-Lamp (Single Kit), 5000K, 3-Wire Driver, 1% Dimming, 3LD2T5H-3M50-1 | [53 empty] | 0 | 0 | 0 | [6 empty] | 0 | 1 | 1 | EA | 1 | [78 empty] | <a href="https://assets.lutron.com/a/documents/3685841b_tled%20esell%20sheet_v6.pdf" target="_blank">Manufacturer Brochure</a> | [216 empty] | 20.000 DW | [92 empty] | 1.000 EA | 1.000 EA | [35 empty] | No | [42 empty] | https://assets.lutron.com/a/documents/lutron_cflex_spec_sheet.pdf | [7 empty] | Shelf Stock | [46 empty] | <a href="https://lutron.widen.net/content/6lqm8qbelw/mp4/Ecom_C-Flex_Upgrading-Fluorescents-to-LEDs.mp4" target="_blank">Product Video Clip</a> | [26 empty] | 0 | 0 | 0 | 0 |  | 2024-05-20 11:41 | 2024-07-20 11:38 | 0000-00-00 00:00:00 | 2024-07-20 11:38 | 0000-00-00 00:00:00
0 | Lutron Electronics | 3LD4T8H-2M30-1 | 4460-16195 | 4460 | 16195 | Lutron Electronics | 3LD4T8-2M35-1.jpeg?w=1500 | 784276316675 | CFLEX RPT8HO4FT2L8303WMG2 | Lutron Ballast Retrofit Kit by C-Flex: T8H, 4FT, 2-Lamp (Single Kit), 3000K, 3-Wire Driver, 1% Dimming, 3LD4T8H-2M30-1 | [53 empty] | 0 | 0 | 0 | [6 empty] | 0 | 1 | 1 | EA | 1 | [78 empty] | <a href="https://assets.lutron.com/a/documents/3685841b_tled%20esell%20sheet_v6.pdf" target="_blank">Manufacturer Brochure</a> | [216 empty] | 20.000 DW | [92 empty] | 1.000 EA | 1.000 EA | [35 empty] | No | [42 empty] | https://assets.lutron.com/a/documents/lutron_cflex_spec_sheet.pdf | [7 empty] | Shelf Stock | [46 empty] | <a href="https://lutron.widen.net/content/6lqm8qbelw/mp4/Ecom_C-Flex_Upgrading-Fluorescents-to-LEDs.mp4" target="_blank">Product Video Clip</a> | [26 empty] | 0 | 0 | 0 | 0 |  | 2024-05-20 11:41 | 2024-07-20 11:38 | 0000-00-00 00:00:00 | 2024-07-20 11:38 | 0000-00-00 00:00:00
0 | Lutron Electronics | 3LD2T5-2M30-1 | 4460-16196 | 4460 | 16196 | Lutron Electronics | 3LD4T5-2M35-1.jpeg?w=1500 | 784276319065 | CFLEX RPT52FT2L8303WMG2 | Lutron Ballast Retrofit Kit by C-Flex: T5, 2FT, 2-Lamp (Single Kit), 3000K, 3-Wire Driver, 1% Dimming, 3LD2T5-2M30-1 | [53 empty] | 0 | 0 | 0 | [6 empty] | 0 | 1 | 1 | EA | 1 | [78 empty] | <a href="https://assets.lutron.com/a/documents/3685841b_tled%20esell%20sheet_v6.pdf" target="_blank">Manufacturer Brochure</a> | [216 empty] | 20.000 DW | [92 empty] | 1.000 EA | 1.000 EA | [35 empty] | No | [42 empty] | https://assets.lutron.com/a/documents/lutron_cflex_spec_sheet.pdf | [7 empty] | Shelf Stock | [46 empty] | <a href="https://lutron.widen.net/content/6lqm8qbelw/mp4/Ecom_C-Flex_Upgrading-Fluorescents-to-LEDs.mp4" target="_blank">Product Video Clip</a> | [26 empty] | 0 | 0 | 0 | 0 |  | 2024-05-20 11:41 | 2024-07-20 11:38 | 0000-00-00 00:00:00 | 2024-07-20 11:38 | 0000-00-00 00:00:00
0 | Lutron Electronics | 3LD-TT-1M50-1 | 4460-16197 | 4460 | 16197 | Lutron Electronics | 3LD-TT-1M35-1.jpeg?w=1500 | 784276319379 | CFLEX RPPLL2.5K1L8503WMG2 | Lutron Ballast Retrofit Kit by C-Flex: Twin Tube (Biax), 1-Lamp (Single Kit), 5000K, 3-Wire Driver, 1% Dimming, 3LD-TT-1M50-1 | [53 empty] | 0 | 0 | 0 | [6 empty] | 0 | 1 | 1 | EA | 1 | [78 empty] | <a href="https://assets.lutron.com/a/documents/3685841b_tled%20esell%20sheet_v6.pdf" target="_blank">Manufacturer Brochure</a> | [216 empty] | 20.000 DW | [92 empty] | 1.000 EA | 1.000 EA | [35 empty] | No | [42 empty] | https://assets.lutron.com/a/documents/lutron_cflex_spec_sheet.pdf | [7 empty] | Shelf Stock | [46 empty] | <a href="https://lutron.widen.net/content/6lqm8qbelw/mp4/Ecom_C-Flex_Upgrading-Fluorescents-to-LEDs.mp4" target="_blank">Product Video Clip</a> | [26 empty] | 0 | 0 | 0 | 0 |  | 2024-05-20 11:41 | 2024-07-20 11:38 | 0000-00-00 00:00:00 | 2024-07-20 11:38 | 0000-00-00 00:00:00
0 | Lutron Electronics | 3LD-TT-2M30-1 | 4460-16198 | 4460 | 16198 | Lutron Electronics | 3LD-TT-2M35-1.jpeg?w=1500 | 784276319393 | CFLEX RPPLL5.0K2L8303WMG2 | Lutron Ballast Retrofit Kit by C-Flex: Twin Tube (Biax), 2-Lamp (Single Kit), 3000K, 3-Wire Driver, 1% Dimming, 3LD-TT-2M30-1 | [53 empty] | 0 | 0 | 0 | [6 empty] | 0 | 1 | 1 | EA | 1 | [78 empty] | <a href="https://assets.lutron.com/a/documents/3685841b_tled%20esell%20sheet_v6.pdf" target="_blank">Manufacturer Brochure</a> | [216 empty] | 20.000 DW | [92 empty] | 1.000 EA | 1.000 EA | [35 empty] | No | [42 empty] | https://assets.lutron.com/a/documents/lutron_cflex_spec_sheet.pdf | [7 empty] | Shelf Stock | [46 empty] | <a href="https://lutron.widen.net/content/6lqm8qbelw/mp4/Ecom_C-Flex_Upgrading-Fluorescents-to-LEDs.mp4" target="_blank">Product Video Clip</a> | [26 empty] | 0 | 0 | 0 | 0 |  | 2024-05-20 11:41 | 2024-07-20 11:38 | 0000-00-00 00:00:00 | 2024-07-20 11:38 | 0000-00-00 00:00:00
1 | Lutron Electronics | 3LD4T5-3M35-1 | 4460-16199 | 4460 | 16199 | Lutron Electronics | 3LD4T5-3M35-1.jpeg?w=1500 | 784276320979 | CFLEX RPT54FT3L8353WMG2 | Lutron Ballast Retrofit Kit by C-Flex: T5H, 4FT, 3-Lamp (Single Kit), 3500K, 3-Wire Driver, 1% Dimming, 3LD4T5H-3M35-1 | [53 empty] | 0 | 0 | 0 | [6 empty] | 0 | 1 | 1 | EA | 1 | Specialty Items | [27 empty] | Lighting Kits | [49 empty] | <a href="https://assets.lutron.com/a/documents/3685841b_tled%20esell%20sheet_v6.pdf" target="_blank">Manufacturer Brochure</a> | [216 empty] | 20.000 DW | [92 empty] | 1.000 EA | 1.000 EA | [35 empty] | No | [42 empty] | https://assets.lutron.com/a/documents/lutron_cflex_spec_sheet.pdf | [7 empty] | Shelf Stock | [39 empty] | 39111821 | [6 empty] | <a href="https://lutron.widen.net/content/6lqm8qbelw/mp4/Ecom_C-Flex_Upgrading-Fluorescents-to-LEDs.mp4" target="_blank">Product Video Clip</a> | [26 empty] | 0 | 0 | 0 | 0 | Lighting Fixtures | 2024-05-20 11:41 | 2024-07-20 11:38 | 0000-00-00 00:00:00 | 2024-07-20 11:38 | 0000-00-00 00:00:00
1 | Lutron Electronics | 3LDRCA-1K30-1 | 4460-16200 | 4460 | 16200 | Lutron Electronics | 3LDRCA-1K35-1.jpeg?w=1500 | 784276316873 | CFLEX RPG24Q132H1L8303WKG2 | Lutron Ballast Retrofit Kit by C-Flex: Round CFL Adapter Arm, 1-Lamp (Single Kit), 3000K, 3-Wire Driver, 1% Dimming, 3LDRCA-1K30-1 | [53 empty] | 0 | 0 | 0 | [6 empty] | 0 | 1 | 1 | EA | 1 | Specialty Items | [27 empty] | Lighting Kits | [49 empty] | <a href="https://assets.lutron.com/a/documents/3685841b_tled%20esell%20sheet_v6.pdf" target="_blank">Manufacturer Brochure</a> | [216 empty] | 20.000 DW | [92 empty] | 1.000 EA | 1.000 EA | [35 empty] | No | [42 empty] | https://assets.lutron.com/a/documents/lutron_cflex_spec_sheet.pdf | [7 empty] | Shelf Stock | [39 empty] | 39111821 | [6 empty] | <a href="https://lutron.widen.net/content/6lqm8qbelw/mp4/Ecom_C-Flex_Upgrading-Fluorescents-to-LEDs.mp4" target="_blank">Product Video Clip</a> | [26 empty] | 0 | 0 | 0 | 0 | Lighting Fixtures | 2024-05-20 11:41 | 2024-07-20 11:38 | 0000-00-00 00:00:00 | 2024-07-20 11:38 | 0000-00-00 00:00:00
1 | Lutron Electronics | 3LDRCA-1K40-1 | 4460-16201 | 4460 | 16201 | Lutron Electronics | 3LDRCA-1K35-1.jpeg?w=1500 | 784276316910 | CFLEX RPG24Q132H1L8403WKG2 | Lutron Ballast Retrofit Kit by C-Flex: Round CFL Adapter Arm, 1-Lamp (Single Kit), 4000K, 3-Wire Driver, 1% Dimming, 3LDRCA-1K40-1 | [53 empty] | 0 | 0 | 0 | [6 empty] | 0 | 1 | 1 | EA | 1 | Specialty Items | [27 empty] | Lighting Kits | [49 empty] | <a href="https://assets.lutron.com/a/documents/3685841b_tled%20esell%20sheet_v6.pdf" target="_blank">Manufacturer Brochure</a> | [216 empty] | 20.000 DW | [92 empty] | 1.000 EA | 1.000 EA | [35 empty] | No | [42 empty] | https://assets.lutron.com/a/documents/lutron_cflex_spec_sheet.pdf | [7 empty] | Shelf Stock | [39 empty] | 39111821 | [6 empty] | <a href="https://lutron.widen.net/content/6lqm8qbelw/mp4/Ecom_C-Flex_Upgrading-Fluorescents-to-LEDs.mp4" target="_blank">Product Video Clip</a> | [26 empty] | 0 | 0 | 0 | 0 | Lighting Fixtures | 2024-05-20 11:41 | 2024-07-20 11:38 | 0000-00-00 00:00:00 | 2024-07-20 11:38 | 0000-00-00 00:00:00
1 | Lutron Electronics | 3LDVCF-2C35-1 | 4460-16202 | 4460 | 16202 | Lutron Electronics | 3LDVCF-2C35-1.jpeg?w=1500 | 784276317191 | CFLEX RPG24Q226V2L8353WKNG2 | Lutron Ballast Retrofit Kit by C-Flex: Vertical CFL, 2-Lamp (Single Kit), 3500K, 3-Wire Driver, 1% Dimming, 3LDVCF-2C35-1 | [53 empty] | 0 | 0 | 0 | [6 empty] | 0 | 1 | 1 | EA | 1 | Specialty Items | [27 empty] | Lighting Kits | [49 empty] | <a href="https://assets.lutron.com/a/documents/3685841b_tled%20esell%20sheet_v6.pdf" target="_blank">Manufacturer Brochure</a> | [216 empty] | 20.000 DW | [92 empty] | 1.000 EA | 1.000 EA | [35 empty] | No | [42 empty] | https://assets.lutron.com/a/documents/lutron_cflex_spec_sheet.pdf | [7 empty] | Shelf Stock | [39 empty] | 39111821 | [6 empty] | <a href="https://lutron.widen.net/content/6lqm8qbelw/mp4/Ecom_C-Flex_Upgrading-Fluorescents-to-LEDs.mp4" target="_blank">Product Video Clip</a> | [26 empty] | 0 | 0 | 0 | 0 | Lighting Fixtures | 2024-05-20 11:41 | 2024-07-20 11:38 | 0000-00-00 00:00:00 | 2024-07-20 11:38 | 0000-00-00 00:00:00
1 | Lutron Electronics | 3LDPCF-1K40-24 | 4460-16203 | 4460 | 16203 | Lutron Electronics | 3LDPCF-1K35-1.jpeg?w=1500 | 784276319348 | CFLEX RPG24Q142V1L8403WKG2 | Lutron Ballast Retrofit Kit by C-Flex: Round High Power CFL, 1-Lamp (Case of 24 Kits), 4000K, 3-Wire Driver, 1% Dimming, 3LDPCF-1K40-24 | [53 empty] | 0 | 0 | 0 | [6 empty] | 0 | 1 | 1 | EA | 1 | Specialty Items | [27 empty] | Lighting Kits | [49 empty] | <a href="https://assets.lutron.com/a/documents/3685841b_tled%20esell%20sheet_v6.pdf" target="_blank">Manufacturer Brochure</a> | [216 empty] | 20.000 DW | [92 empty] | 1.000 EA | 1.000 EA | [35 empty] | No | [42 empty] | https://assets.lutron.com/a/documents/lutron_cflex_spec_sheet.pdf | [7 empty] | Shelf Stock | [39 empty] | 39111821 | [6 empty] | <a href="https://lutron.widen.net/content/6lqm8qbelw/mp4/Ecom_C-Flex_Upgrading-Fluorescents-to-LEDs.mp4" target="_blank">Product Video Clip</a> | [26 empty] | 0 | 0 | 0 | 0 | Lighting Fixtures | 2024-05-20 11:41 | 2024-07-20 11:38 | 0000-00-00 00:00:00 | 2024-07-20 11:38 | 0000-00-00 00:00:00
1 | Lutron Electronics | 3LDRCA-1C40-24 | 4460-16204 | 4460 | 16204 | Lutron Electronics | 3LDRCA-1C35-1.jpeg?w=1500 | 784276319706 | CFLEX RPG24Q132H1L8403WKNG2 | Lutron Ballast Retrofit Kit by C-Flex: Round CFL Adapter Arm, 1-Lamp (Case of 24 Kits), 4000K, 3-Wire Driver, 1% Dimming, 3LDRCA-1C40-24 | [53 empty] | 0 | 0 | 0 | [6 empty] | 0 | 1 | 1 | EA | 1 | Specialty Items | [27 empty] | Lighting Kits | [49 empty] | <a href="https://assets.lutron.com/a/documents/3685841b_tled%20esell%20sheet_v6.pdf" target="_blank">Manufacturer Brochure</a> | [216 empty] | 20.000 DW | [92 empty] | 1.000 EA | 1.000 EA | [35 empty] | No | [42 empty] | https://assets.lutron.com/a/documents/lutron_cflex_spec_sheet.pdf | [7 empty] | Shelf Stock | [39 empty] | 39111821 | [6 empty] | <a href="https://lutron.widen.net/content/6lqm8qbelw/mp4/Ecom_C-Flex_Upgrading-Fluorescents-to-LEDs.mp4" target="_blank">Product Video Clip</a> | [26 empty] | 0 | 0 | 0 | 0 | Lighting Fixtures | 2024-05-20 11:41 | 2024-07-20 11:38 | 0000-00-00 00:00:00 | 2024-07-20 11:38 | 0000-00-00 00:00:00
1 | Lutron Electronics | 3LDPCAH-1C35-24 | 4460-16205 | 4460 | 16205 | Lutron Electronics | 3LDPCA-1C35-1.jpeg?w=1500 | 784276319744 | CFLEX RPG24Q242H1L8353WKNG2 | Lutron Ballast Retrofit Kit by C-Flex: Round High Power/Output CFL w/ Arm, 1-Lamp (Case of 24 Kits), 3500K, 3-Wire Driver, 1% Dimming, ELDPCAH-1C35-24 | [53 empty] | 0 | 0 | 0 | [6 empty] | 0 | 1 | 1 | EA | 1 | Specialty Items | [27 empty] | Lighting Kits | [49 empty] | <a href="https://assets.lutron.com/a/documents/3685841b_tled%20esell%20sheet_v6.pdf" target="_blank">Manufacturer Brochure</a> | [216 empty] | 20.000 DW | [92 empty] | 1.000 EA | 1.000 EA | [35 empty] | No | [42 empty] | https://assets.lutron.com/a/documents/lutron_cflex_spec_sheet.pdf | [7 empty] | Shelf Stock | [39 empty] | 39111821 | [6 empty] | <a href="https://lutron.widen.net/content/6lqm8qbelw/mp4/Ecom_C-Flex_Upgrading-Fluorescents-to-LEDs.mp4" target="_blank">Product Video Clip</a> | [26 empty] | 0 | 0 | 0 | 0 | Lighting Fixtures | 2024-05-20 11:41 | 2024-07-20 11:38 | 0000-00-00 00:00:00 | 2024-07-20 11:38 | 0000-00-00 00:00:00
1 | Lutron Electronics | RRST-ANF-CY | 4460-16206 | 4460 | 16206 | Lutron Electronics | RRST-ANF-CY | 784276312295 | Avail Jul 23 2024-TEMP MODEL | Lutron RadioRA 3 Sunnata Touch Fan Control, 4-Speed, 1.5A Paddle Fan, AC Motor, Single Pole, Neutral Required, 120V, RRST-ANF-CY, Clay |  | 2.4 | 4.6 | [50 empty] | 0 | 0 | 0 | [6 empty] | 0 | 1 | 1 | EA | 1 | Lighting Controls | [27 empty] | Other Lighting Controls | [266 empty] | 15.000 DW |  |  | 2.4000 IN | [89 empty] | 1.000 EA | 1.000 EA | [35 empty] | No | [50 empty] | Shelf Stock | [39 empty] | 52161525 | [18 empty] | 0.300 L | [14 empty] | 0 | 0 | 0 | 0 | Lighting Fixtures | 2024-05-20 11:41 | 2024-07-20 11:38 | 0000-00-00 00:00:00 | 2024-07-20 11:38 | 0000-00-00 00:00:00
1 | Lutron Electronics | RRST-ANF-GL | 4460-16207 | 4460 | 16207 | Lutron Electronics | RRST-ANF-GL | 784276312325 | Avail Jul 23 2024-TEMP MODEL | Lutron RadioRA 3 Sunnata Touch Fan Control, 4-Speed, 1.5A Paddle Fan, AC Motor, Single Pole, Neutral Required, 120V, RRST-ANF-GL, Glacier White |  | 2.4 | 4.6 | [50 empty] | 0 | 0 | 0 | [6 empty] | 0 | 1 | 1 | EA | 1 | Lighting Controls | [27 empty] | Other Lighting Controls | [266 empty] | 15.000 DW |  |  | 2.4000 IN | [89 empty] | 1.000 EA | 1.000 EA | [35 empty] | No | [50 empty] | Shelf Stock | [39 empty] | 52161525 | [18 empty] | 0.300 L | [14 empty] | 0 | 0 | 0 | 0 | Lighting Fixtures | 2024-05-20 11:41 | 2024-07-20 11:38 | 0000-00-00 00:00:00 | 2024-07-20 11:38 | 0000-00-00 00:00:00
1 | Lutron Electronics | ST-FSQ-N-WH | 4460-16208 | 4460 | 16208 | Lutron Electronics | ST-FSQ-N-WH | 784276312721 | SUNNATA FAN CONTROL-WH | Lutron Sunnata Touch Fan Control, 4-Speed, 1.5A Paddle Fan, AC Motor, Single Pole, Neutral Required, 120V, ST-FSQN-WH, White |  | 2.25 | 4.5 | [50 empty] | 0 | 0 | 0 | [6 empty] | 0 | 1 | 1 | EA | 1 | Specialty Items | [27 empty] | Lighting Accessories | [266 empty] | 2.000 DW |  |  | 2.2500 IN | [89 empty] | 1.000 EA | 1.000 EA | [35 empty] | No | [50 empty] | Shelf Stock | [39 empty] | 39122221 | [18 empty] | 0.290 L | [14 empty] | 0 | 0 | 0 | 0 | Lighting Fixtures | 2024-05-20 11:41 | 2024-07-20 11:31 | 0000-00-00 00:00:00 | 2024-07-20 11:31 | 0000-00-00 00:00:00 | [6 empty] | White
0 | Lutron Electronics | 3LD2T5H-1M35-1 | 4460-16209 | 4460 | 16209 | Lutron Electronics | 3LD4T5-1M35-1.jpeg?w=1500 | 784276316095 | CFLEX RPT5HO2FT1L8353WMG2 | Lutron Ballast Retrofit Kit by C-Flex: T5H, 2FT, 1-Lamp (Single Kit), 3500K, 3-Wire Driver, 1% Dimming, 3LD2T5H-1M35-1 | [53 empty] | 0 | 0 | 0 | [6 empty] | 0 | 1 | 1 | EA | 1 | [78 empty] | <a href="https://assets.lutron.com/a/documents/3685841b_tled%20esell%20sheet_v6.pdf" target="_blank">Manufacturer Brochure</a> | [216 empty] | 20.000 DW | [92 empty] | 1.000 EA | 1.000 EA | [35 empty] | No | [42 empty] | https://assets.lutron.com/a/documents/lutron_cflex_spec_sheet.pdf | [7 empty] | Shelf Stock | [46 empty] | <a href="https://lutron.widen.net/content/6lqm8qbelw/mp4/Ecom_C-Flex_Upgrading-Fluorescents-to-LEDs.mp4" target="_blank">Product Video Clip</a> | [26 empty] | 0 | 0 | 0 | 0 |  | 2024-05-20 11:43 | 2024-07-20 11:42 | 0000-00-00 00:00:00 | 2024-07-20 11:42 | 0000-00-00 00:00:00
0 | Lutron Electronics | 3LD2T5-1M50-24 | 4460-16210 | 4460 | 16210 | Lutron Electronics | 3LD4T5-1M35-1.jpeg?w=1500 | 784276321297 | CFLEX RPT52FT1L8503WMG2 | Lutron Ballast Retrofit Kit by C-Flex: T5, 2FT, 1-Lamp (Case of 24 Kits), 5000K, 3-Wire Driver, 1% Dimming, 3LD2T5-1M50-24 | [53 empty] | 0 | 0 | 0 | [6 empty] | 0 | 1 | 1 | EA | 1 | [78 empty] | <a href="https://assets.lutron.com/a/documents/3685841b_tled%20esell%20sheet_v6.pdf" target="_blank">Manufacturer Brochure</a> | [216 empty] | 20.000 DW | [92 empty] | 1.000 EA | 1.000 EA | [35 empty] | No | [42 empty] | https://assets.lutron.com/a/documents/lutron_cflex_spec_sheet.pdf | [7 empty] | Shelf Stock | [46 empty] | <a href="https://lutron.widen.net/content/6lqm8qbelw/mp4/Ecom_C-Flex_Upgrading-Fluorescents-to-LEDs.mp4" target="_blank">Product Video Clip</a> | [26 empty] | 0 | 0 | 0 | 0 |  | 2024-05-20 11:43 | 2024-07-20 11:42 | 0000-00-00 00:00:00 | 2024-07-20 11:42 | 0000-00-00 00:00:00
0 | Lutron Electronics | 3LD3T5-1M40-24 | 4460-16211 | 4460 | 16211 | Lutron Electronics | 3LD4T5-1M35-1.jpeg?w=1500 | 784276321365 | CFLEX RPT53FT1L8403WMG2 | Lutron Ballast Retrofit Kit by C-Flex: T5, 3FT, 1-Lamp (Case of 24 Kits), 4000K, 3-Wire Driver, 1% Dimming, 3LD3T5-1M40-24 | [53 empty] | 0 | 0 | 0 | [6 empty] | 0 | 1 | 1 | EA | 1 | [78 empty] | <a href="https://assets.lutron.com/a/documents/3685841b_tled%20esell%20sheet_v6.pdf" target="_blank">Manufacturer Brochure</a> | [216 empty] | 20.000 DW | [92 empty] | 1.000 EA | 1.000 EA | [35 empty] | No | [42 empty] | https://assets.lutron.com/a/documents/lutron_cflex_spec_sheet.pdf | [7 empty] | Shelf Stock | [46 empty] | <a href="https://lutron.widen.net/content/6lqm8qbelw/mp4/Ecom_C-Flex_Upgrading-Fluorescents-to-LEDs.mp4" target="_blank">Product Video Clip</a> | [26 empty] | 0 | 0 | 0 | 0 |  | 2024-05-20 11:43 | 2024-07-20 11:42 | 0000-00-00 00:00:00 | 2024-07-20 11:42 | 0000-00-00 00:00:00
1 | Lutron Electronics | 3LD4T5-2M50-12 | 4460-16212 | 4460 | 16212 | Lutron Electronics | 3LD4T5-2M35-1.jpeg?w=1500 | 784276321433 | CFLEX RPT54FT2L8503WMG2 | Lutron Ballast Retrofit Kit by C-Flex: T5, 4FT, 2-Lamp (Case of 12 Kits), 5000K, 3-Wire Driver, 1% Dimming, 3LD4T5-2M50-12 | [53 empty] | 0 | 0 | 0 | [6 empty] | 0 | 1 | 1 | EA | 1 | Specialty Items | [27 empty] | Lighting Kits | [49 empty] | <a href="https://assets.lutron.com/a/documents/3685841b_tled%20esell%20sheet_v6.pdf" target="_blank">Manufacturer Brochure</a> | [216 empty] | 20.000 DW | [92 empty] | 1.000 EA | 1.000 EA | [35 empty] | No | [42 empty] | https://assets.lutron.com/a/documents/lutron_cflex_spec_sheet.pdf | [7 empty] | Shelf Stock | [39 empty] | 39111821 | [6 empty] | <a href="https://lutron.widen.net/content/6lqm8qbelw/mp4/Ecom_C-Flex_Upgrading-Fluorescents-to-LEDs.mp4" target="_blank">Product Video Clip</a> | [26 empty] | 0 | 0 | 0 | 0 | Lighting Fixtures | 2024-05-20 11:43 | 2024-07-20 11:42 | 0000-00-00 00:00:00 | 2024-07-20 11:42 | 0000-00-00 00:00:00
0 | Lutron Electronics | 3LD-TT-1M50-24 | 4460-16213 | 4460 | 16213 | Lutron Electronics | 3LD-TT-1M35-1.jpeg?w=1500 | 784276321815 | CFLEX RPPLL2.5K1L8503WMG2 | Lutron Ballast Retrofit Kit by C-Flex: Twin Tube (Biax), 1-Lamp (Case of 24 Kits), 5000K, 3-Wire Driver, 1% Dimming, 3LD-TT-1M50-24 | [53 empty] | 0 | 0 | 0 | [6 empty] | 0 | 1 | 1 | EA | 1 | [78 empty] | <a href="https://assets.lutron.com/a/documents/3685841b_tled%20esell%20sheet_v6.pdf" target="_blank">Manufacturer Brochure</a> | [216 empty] | 20.000 DW | [92 empty] | 1.000 EA | 1.000 EA | [35 empty] | No | [42 empty] | https://assets.lutron.com/a/documents/lutron_cflex_spec_sheet.pdf | [7 empty] | Shelf Stock | [46 empty] | <a href="https://lutron.widen.net/content/6lqm8qbelw/mp4/Ecom_C-Flex_Upgrading-Fluorescents-to-LEDs.mp4" target="_blank">Product Video Clip</a> | [26 empty] | 0 | 0 | 0 | 0 |  | 2024-05-20 11:43 | 2024-07-20 11:42 | 0000-00-00 00:00:00 | 2024-07-20 11:42 | 0000-00-00 00:00:00
0 | Lutron Electronics | 3LD2T5-3M40-8 | 4460-16214 | 4460 | 16214 | Lutron Electronics | 3LD4T5-3M35-1.jpeg?w=1500 | 784276322560 | CFLEX RPT52FT3L8403WMG2 | Lutron Ballast Retrofit Kit by C-Flex: T5, 2FT, 3-Lamp (Case of 8 Kits), 4000K, 3-Wire Driver, 1% Dimming, 3LD2T5-3M40-8 | [53 empty] | 0 | 0 | 0 | [6 empty] | 0 | 1 | 1 | EA | 1 | [78 empty] | <a href="https://assets.lutron.com/a/documents/3685841b_tled%20esell%20sheet_v6.pdf" target="_blank">Manufacturer Brochure</a> | [216 empty] | 20.000 DW | [92 empty] | 1.000 EA | 1.000 EA | [35 empty] | No | [42 empty] | https://assets.lutron.com/a/documents/lutron_cflex_spec_sheet.pdf | [7 empty] | Shelf Stock | [46 empty] | <a href="https://lutron.widen.net/content/6lqm8qbelw/mp4/Ecom_C-Flex_Upgrading-Fluorescents-to-LEDs.mp4" target="_blank">Product Video Clip</a> | [26 empty] | 0 | 0 | 0 | 0 |  | 2024-05-20 11:43 | 2024-07-20 11:42 | 0000-00-00 00:00:00 | 2024-07-20 11:42 | 0000-00-00 00:00:00
0 | Lutron Electronics | 3LD4T5-3M40-8 | 4460-16215 | 4460 | 16215 | Lutron Electronics | 3LD4T5-3M35-1.jpeg?w=1500 | 784276322645 | CFLEX RPT54FT3L8403WMG2 | Lutron Ballast Retrofit Kit by C-Flex: T5H, 4FT, 3-Lamp (Case of 8 Kits), 4000K, 3-Wire Driver, 1% Dimming, 3LD4T5H-3M40-8 | [53 empty] | 0 | 0 | 0 | [6 empty] | 0 | 1 | 1 | EA | 1 | [78 empty] | <a href="https://assets.lutron.com/a/documents/3685841b_tled%20esell%20sheet_v6.pdf" target="_blank">Manufacturer Brochure</a> | [216 empty] | 20.000 DW | [92 empty] | 1.000 EA | 1.000 EA | [35 empty] | No | [42 empty] | https://assets.lutron.com/a/documents/lutron_cflex_spec_sheet.pdf | [7 empty] | Shelf Stock | [46 empty] | <a href="https://lutron.widen.net/content/6lqm8qbelw/mp4/Ecom_C-Flex_Upgrading-Fluorescents-to-LEDs.mp4" target="_blank">Product Video Clip</a> | [26 empty] | 0 | 0 | 0 | 0 |  | 2024-05-20 11:43 | 2024-07-20 11:42 | 0000-00-00 00:00:00 | 2024-07-20 11:42 | 0000-00-00 00:00:00
0 | Lutron Electronics | 3LD2T5H-2M35-1 | 4460-16216 | 4460 | 16216 | Lutron Electronics | 3LD4T5-2M35-1.jpeg?w=1500 | 784276316170 | CFLEX RPT5HO2FT2L8353WMG2 | Lutron Ballast Retrofit Kit by C-Flex: T5H, 2FT, 2-Lamp (Single Kit), 3500K, 3-Wire Driver, 1% Dimming, 3LD2T5H-2M35-1 | [53 empty] | 0 | 0 | 0 | [6 empty] | 0 | 1 | 1 | EA | 1 | [78 empty] | <a href="https://assets.lutron.com/a/documents/3685841b_tled%20esell%20sheet_v6.pdf" target="_blank">Manufacturer Brochure</a> | [216 empty] | 20.000 DW | [92 empty] | 1.000 EA | 1.000 EA | [35 empty] | No | [42 empty] | https://assets.lutron.com/a/documents/lutron_cflex_spec_sheet.pdf | [7 empty] | Shelf Stock | [46 empty] | <a href="https://lutron.widen.net/content/6lqm8qbelw/mp4/Ecom_C-Flex_Upgrading-Fluorescents-to-LEDs.mp4" target="_blank">Product Video Clip</a> | [26 empty] | 0 | 0 | 0 | 0 |  | 2024-05-20 11:43 | 2024-07-20 11:42 | 0000-00-00 00:00:00 | 2024-07-20 11:42 | 0000-00-00 00:00:00
0 | Lutron Electronics | 3LD2T8-3M50-1 | 4460-16217 | 4460 | 16217 | Lutron Electronics | 3LD4T8-3M35-1.jpeg?w=1500 | 784276318587 | CFLEX RPT82FT3L8503WMG2 | Lutron Ballast Retrofit Kit by C-Flex: T8, 2FT, 3-Lamp (Single Kit), 5000K, 3-Wire Driver, 1% Dimming, 3LD2T8-3M50-1 | [53 empty] | 0 | 0 | 0 | [6 empty] | 0 | 1 | 1 | EA | 1 | [78 empty] | <a href="https://assets.lutron.com/a/documents/3685841b_tled%20esell%20sheet_v6.pdf" target="_blank">Manufacturer Brochure</a> | [216 empty] | 20.000 DW | [92 empty] | 1.000 EA | 1.000 EA | [35 empty] | No | [42 empty] | https://assets.lutron.com/a/documents/lutron_cflex_spec_sheet.pdf | [7 empty] | Shelf Stock | [46 empty] | <a href="https://lutron.widen.net/content/6lqm8qbelw/mp4/Ecom_C-Flex_Upgrading-Fluorescents-to-LEDs.mp4" target="_blank">Product Video Clip</a> | [26 empty] | 0 | 0 | 0 | 0 |  | 2024-05-20 11:43 | 2024-07-20 11:42 | 0000-00-00 00:00:00 | 2024-07-20 11:42 | 0000-00-00 00:00:00
0 | Lutron Electronics | 3LD3T8-2M50-1 | 4460-16218 | 4460 | 16218 | Lutron Electronics | 3LD4T8-2M35-1.jpeg?w=1500 | 784276318747 | CFLEX RPT83FT2L8503WMG2 | Lutron Ballast Retrofit Kit by C-Flex: T8, 3FT, 2-Lamp (Single Kit), 5000K, 3-Wire Driver, 1% Dimming, 3LD3T8-2M50-1 | [53 empty] | 0 | 0 | 0 | [6 empty] | 0 | 1 | 1 | EA | 1 | [78 empty] | <a href="https://assets.lutron.com/a/documents/3685841b_tled%20esell%20sheet_v6.pdf" target="_blank">Manufacturer Brochure</a> | [216 empty] | 20.000 DW | [92 empty] | 1.000 EA | 1.000 EA | [35 empty] | No | [42 empty] | https://assets.lutron.com/a/documents/lutron_cflex_spec_sheet.pdf | [7 empty] | Shelf Stock | [46 empty] | <a href="https://lutron.widen.net/content/6lqm8qbelw/mp4/Ecom_C-Flex_Upgrading-Fluorescents-to-LEDs.mp4" target="_blank">Product Video Clip</a> | [26 empty] | 0 | 0 | 0 | 0 |  | 2024-05-20 11:43 | 2024-07-20 11:42 | 0000-00-00 00:00:00 | 2024-07-20 11:42 | 0000-00-00 00:00:00
1 | Lutron Electronics | 3LD4T8-3M35-1 | 4460-16219 | 4460 | 16219 | Lutron Electronics | 3LD4T8-3M35-1.jpeg?w=1500 | 784276318921 | CFLEX RPT84FT3L8353WMG2 | Lutron Ballast Retrofit Kit by C-Flex: T8, 4FT, 3-Lamp (Single Kit), 3500K, 3-Wire Driver, 1% Dimming, 3LD4T8-3M35-1 | [53 empty] | 0 | 0 | 0 | [6 empty] | 0 | 1 | 1 | EA | 1 | Specialty Items | [27 empty] | Lighting Kits | [49 empty] | <a href="https://assets.lutron.com/a/documents/3685841b_tled%20esell%20sheet_v6.pdf" target="_blank">Manufacturer Brochure</a> | [216 empty] | 20.000 DW | [92 empty] | 1.000 EA | 1.000 EA | [35 empty] | No | [42 empty] | https://assets.lutron.com/a/documents/lutron_cflex_spec_sheet.pdf | [7 empty] | Shelf Stock | [39 empty] | 39111821 | [6 empty] | <a href="https://lutron.widen.net/content/6lqm8qbelw/mp4/Ecom_C-Flex_Upgrading-Fluorescents-to-LEDs.mp4" target="_blank">Product Video Clip</a> | [26 empty] | 0 | 0 | 0 | 0 | Lighting Fixtures | 2024-05-20 11:43 | 2024-07-20 11:42 | 0000-00-00 00:00:00 | 2024-07-20 11:42 | 0000-00-00 00:00:00
1 | Lutron Electronics | 3LD4T5-3M30-1 | 4460-16220 | 4460 | 16220 | Lutron Electronics | 3LD4T5-3M35-1.jpeg?w=1500 | 784276320955 | CFLEX RPT54FT3L8303WMG2 | Lutron Ballast Retrofit Kit by C-Flex: T5H, 4FT, 3-Lamp (Single Kit), 3000K, 3-Wire Driver, 1% Dimming, 3LD4T5H-3M30-1 | [53 empty] | 0 | 0 | 0 | [6 empty] | 0 | 1 | 1 | EA | 1 | Specialty Items | [27 empty] | Lighting Kits | [49 empty] | <a href="https://assets.lutron.com/a/documents/3685841b_tled%20esell%20sheet_v6.pdf" target="_blank">Manufacturer Brochure</a> | [216 empty] | 20.000 DW | [92 empty] | 1.000 EA | 1.000 EA | [35 empty] | No | [42 empty] | https://assets.lutron.com/a/documents/lutron_cflex_spec_sheet.pdf | [7 empty] | Shelf Stock | [39 empty] | 39111821 | [6 empty] | <a href="https://lutron.widen.net/content/6lqm8qbelw/mp4/Ecom_C-Flex_Upgrading-Fluorescents-to-LEDs.mp4" target="_blank">Product Video Clip</a> | [26 empty] | 0 | 0 | 0 | 0 | Lighting Fixtures | 2024-05-20 11:43 | 2024-07-20 11:42 | 0000-00-00 00:00:00 | 2024-07-20 11:42 | 0000-00-00 00:00:00
1 | Lutron Electronics | 3LDRCF-1K40-1 | 4460-16221 | 4460 | 16221 | Lutron Electronics | 3LDRCF-1K35-1.jpeg?w=1500 | 784276316859 | CFLEX RPG24Q132V1L8403WKG2 | Lutron Ballast Retrofit Kit by C-Flex: Round CFL, 1-Lamp (Single Kit), 4000K, 3-Wire Driver, 1% Dimming, 3LDRCF-1K40-1 | [53 empty] | 0 | 0 | 0 | [6 empty] | 0 | 1 | 1 | EA | 1 | Specialty Items | [27 empty] | Lighting Kits | [49 empty] | <a href="https://assets.lutron.com/a/documents/3685841b_tled%20esell%20sheet_v6.pdf" target="_blank">Manufacturer Brochure</a> | [216 empty] | 20.000 DW | [92 empty] | 1.000 EA | 1.000 EA | [35 empty] | No | [42 empty] | https://assets.lutron.com/a/documents/lutron_cflex_spec_sheet.pdf | [7 empty] | Shelf Stock | [39 empty] | 39111821 | [6 empty] | <a href="https://lutron.widen.net/content/6lqm8qbelw/mp4/Ecom_C-Flex_Upgrading-Fluorescents-to-LEDs.mp4" target="_blank">Product Video Clip</a> | [26 empty] | 0 | 0 | 0 | 0 | Lighting Fixtures | 2024-05-20 11:43 | 2024-07-20 11:42 | 0000-00-00 00:00:00 | 2024-07-20 11:42 | 0000-00-00 00:00:00
1 | Lutron Electronics | 3LDPCAH-1K35-1 | 4460-16222 | 4460 | 16222 | Lutron Electronics | 3LDPCA-1K35-1.jpeg?w=1500 | 784276316958 | CFLEX RPG24Q242H1L8353WKG2 | Lutron Ballast Retrofit Kit by C-Flex: Round High Power/Output CFL w/ Arm, 1-Lamp (Single Kit), 3500K, 3-Wire Driver, 1% Dimming, ELDPCAH-1K35-1 | [53 empty] | 0 | 0 | 0 | [6 empty] | 0 | 1 | 1 | EA | 1 | Specialty Items | [27 empty] | Lighting Kits | [49 empty] | <a href="https://assets.lutron.com/a/documents/3685841b_tled%20esell%20sheet_v6.pdf" target="_blank">Manufacturer Brochure</a> | [216 empty] | 20.000 DW | [92 empty] | 1.000 EA | 1.000 EA | [35 empty] | No | [42 empty] | https://assets.lutron.com/a/documents/lutron_cflex_spec_sheet.pdf | [7 empty] | Shelf Stock | [39 empty] | 39111821 | [6 empty] | <a href="https://lutron.widen.net/content/6lqm8qbelw/mp4/Ecom_C-Flex_Upgrading-Fluorescents-to-LEDs.mp4" target="_blank">Product Video Clip</a> | [26 empty] | 0 | 0 | 0 | 0 | Lighting Fixtures | 2024-05-20 11:43 | 2024-07-20 11:42 | 0000-00-00 00:00:00 | 2024-07-20 11:42 | 0000-00-00 00:00:00
1 | Lutron Electronics | 3LDPCF-1K40-1 | 4460-16223 | 4460 | 16223 | Lutron Electronics | 3LDPCF-1K35-1.jpeg?w=1500 | 784276317092 | CFLEX RPG24Q142V1L8403WKG2 | Lutron Ballast Retrofit Kit by C-Flex: Round High Power CFL, 1-Lamp (Single Kit), 4000K, 3-Wire Driver, 1% Dimming, 3LDPCF-1K40-1 | [53 empty] | 0 | 0 | 0 | [6 empty] | 0 | 1 | 1 | EA | 1 | Specialty Items | [27 empty] | Lighting Kits | [49 empty] | <a href="https://assets.lutron.com/a/documents/3685841b_tled%20esell%20sheet_v6.pdf" target="_blank">Manufacturer Brochure</a> | [216 empty] | 20.000 DW | [92 empty] | 1.000 EA | 1.000 EA | [35 empty] | No | [42 empty] | https://assets.lutron.com/a/documents/lutron_cflex_spec_sheet.pdf | [7 empty] | Shelf Stock | [39 empty] | 39111821 | [6 empty] | <a href="https://lutron.widen.net/content/6lqm8qbelw/mp4/Ecom_C-Flex_Upgrading-Fluorescents-to-LEDs.mp4" target="_blank">Product Video Clip</a> | [26 empty] | 0 | 0 | 0 | 0 | Lighting Fixtures | 2024-05-20 11:43 | 2024-07-20 11:42 | 0000-00-00 00:00:00 | 2024-07-20 11:42 | 0000-00-00 00:00:00
1 | Lutron Electronics | 3LDVCF-2K40-12 | 4460-16224 | 4460 | 16224 | Lutron Electronics | 3LDVCF-2K35-1.jpeg?w=1500 | 784276319096 | CFLEX RPG24Q226V2L8403WKG2 | Lutron Ballast Retrofit Kit by C-Flex: Vertical CFL, 2-Lamp (Case of 12 Kits), 4000K, 3-Wire Driver, 1% Dimming, 3LDVCF-2K40-12 | [53 empty] | 0 | 0 | 0 | [6 empty] | 0 | 1 | 1 | EA | 1 | Specialty Items | [27 empty] | Lighting Kits | [49 empty] | <a href="https://assets.lutron.com/a/documents/3685841b_tled%20esell%20sheet_v6.pdf" target="_blank">Manufacturer Brochure</a> | [216 empty] | 20.000 DW | [92 empty] | 1.000 EA | 1.000 EA | [35 empty] | No | [42 empty] | https://assets.lutron.com/a/documents/lutron_cflex_spec_sheet.pdf | [7 empty] | Shelf Stock | [39 empty] | 39111821 | [6 empty] | <a href="https://lutron.widen.net/content/6lqm8qbelw/mp4/Ecom_C-Flex_Upgrading-Fluorescents-to-LEDs.mp4" target="_blank">Product Video Clip</a> | [26 empty] | 0 | 0 | 0 | 0 | Lighting Fixtures | 2024-05-20 11:43 | 2024-07-20 11:42 | 0000-00-00 00:00:00 | 2024-07-20 11:42 | 0000-00-00 00:00:00
1 | Lutron Electronics | 3LDPCF-1K30-24 | 4460-16225 | 4460 | 16225 | Lutron Electronics | 3LDPCF-1K35-1.jpeg?w=1500 | 784276319300 | CFLEX RPG24Q142V1L8303WKG2 | Lutron Ballast Retrofit Kit by C-Flex: Round High Power CFL, 1-Lamp (Case of 24 Kits), 3000K, 3-Wire Driver, 1% Dimming, 3LDPCF-1K30-24 | [53 empty] | 0 | 0 | 0 | [6 empty] | 0 | 1 | 1 | EA | 1 | Specialty Items | [27 empty] | Lighting Kits | [49 empty] | <a href="https://assets.lutron.com/a/documents/3685841b_tled%20esell%20sheet_v6.pdf" target="_blank">Manufacturer Brochure</a> | [216 empty] | 20.000 DW | [92 empty] | 1.000 EA | 1.000 EA | [35 empty] | No | [42 empty] | https://assets.lutron.com/a/documents/lutron_cflex_spec_sheet.pdf | [7 empty] | Shelf Stock | [39 empty] | 39111821 | [6 empty] | <a href="https://lutron.widen.net/content/6lqm8qbelw/mp4/Ecom_C-Flex_Upgrading-Fluorescents-to-LEDs.mp4" target="_blank">Product Video Clip</a> | [26 empty] | 0 | 0 | 0 | 0 | Lighting Fixtures | 2024-05-20 11:43 | 2024-07-20 11:42 | 0000-00-00 00:00:00 | 2024-07-20 11:42 | 0000-00-00 00:00:00
1 | Lutron Electronics | 3LDVCF-2C35-12 | 4460-16226 | 4460 | 16226 | Lutron Electronics | 3LDVCF-2C35-1.jpeg?w=1500 | 784276319447 | CFLEX RPG24Q226V2L8353WKNG2 | Lutron Ballast Retrofit Kit by C-Flex: Vertical CFL, 2-Lamp (Case of 12 Kits), 3500K, 3-Wire Driver, 1% Dimming, 3LDVCF-2C35-12 | [53 empty] | 0 | 0 | 0 | [6 empty] | 0 | 1 | 1 | EA | 1 | Specialty Items | [27 empty] | Lighting Kits | [49 empty] | <a href="https://assets.lutron.com/a/documents/3685841b_tled%20esell%20sheet_v6.pdf" target="_blank">Manufacturer Brochure</a> | [216 empty] | 20.000 DW | [92 empty] | 1.000 EA | 1.000 EA | [35 empty] | No | [42 empty] | https://assets.lutron.com/a/documents/lutron_cflex_spec_sheet.pdf | [7 empty] | Shelf Stock | [39 empty] | 39111821 | [6 empty] | <a href="https://lutron.widen.net/content/6lqm8qbelw/mp4/Ecom_C-Flex_Upgrading-Fluorescents-to-LEDs.mp4" target="_blank">Product Video Clip</a> | [26 empty] | 0 | 0 | 0 | 0 | Lighting Fixtures | 2024-05-20 11:43 | 2024-07-20 11:42 | 0000-00-00 00:00:00 | 2024-07-20 11:42 | 0000-00-00 00:00:00
1 | Lutron Electronics | 3LDRCF-1C30-24 | 4460-16227 | 4460 | 16227 | Lutron Electronics | 3LDRCF-1C35-1.jpeg?w=1500 | 784276319607 | CFLEX RPG24Q132V1L8303WKNG2 | Lutron Ballast Retrofit Kit by C-Flex: Round CFL, 1-Lamp (Case of 24 Kits), 3000K, 3-Wire Driver, 1% Dimming, 3LDRCF-1C30-24 | [53 empty] | 0 | 0 | 0 | [6 empty] | 0 | 1 | 1 | EA | 1 | Specialty Items | [27 empty] | Lighting Kits | [49 empty] | <a href="https://assets.lutron.com/a/documents/3685841b_tled%20esell%20sheet_v6.pdf" target="_blank">Manufacturer Brochure</a> | [216 empty] | 20.000 DW | [92 empty] | 1.000 EA | 1.000 EA | [35 empty] | No | [42 empty] | https://assets.lutron.com/a/documents/lutron_cflex_spec_sheet.pdf | [7 empty] | Shelf Stock | [39 empty] | 39111821 | [6 empty] | <a href="https://lutron.widen.net/content/6lqm8qbelw/mp4/Ecom_C-Flex_Upgrading-Fluorescents-to-LEDs.mp4" target="_blank">Product Video Clip</a> | [26 empty] | 0 | 0 | 0 | 0 | Lighting Fixtures | 2024-05-20 11:43 | 2024-07-20 11:42 | 0000-00-00 00:00:00 | 2024-07-20 11:42 | 0000-00-00 00:00:00
1 | Lutron Electronics | RRST-ANF-SW | 4460-16228 | 4460 | 16228 | Lutron Electronics | RRST-ANF-SW | 784276312455 | Avail Jul 23 2024-TEMP MODEL | Lutron RadioRA 3 Sunnata Touch Fan Control, 4-Speed, 1.5A Paddle Fan, AC Motor, Single Pole, Neutral Required, 120V, RRST-ANF-SW, Snow |  | 2.4 | 4.6 | [50 empty] | 0 | 0 | 0 | [6 empty] | 0 | 1 | 1 | EA | 1 | Lighting Controls | [27 empty] | Other Lighting Controls | [266 empty] | 15.000 DW |  |  | 2.4000 IN | [89 empty] | 1.000 EA | 1.000 EA | [35 empty] | No | [50 empty] | Shelf Stock | [39 empty] | 52161525 | [18 empty] | 0.300 L | [14 empty] | 0 | 0 | 0 | 0 | Lighting Fixtures | 2024-05-20 11:43 | 2024-07-20 11:33 | 0000-00-00 00:00:00 | 2024-07-20 11:33 | 0000-00-00 00:00:00 | [6 empty] | Snow
1 | Lutron Electronics | ST-FSQ-N-CS | 4460-16229 | 4460 | 16229 | Lutron Electronics | ST-FSQ-N-CS | 784276312806 | Avail Jul 23 2024-TEMP MODEL | Lutron Sunnata Touch Fan Control, 4-Speed, 1.5A Paddle Fan, AC Motor, Single Pole, Neutral Required, 120V, ST-FSQN-CS, Cobblestone | [53 empty] | 0 | 0 | 0 | [6 empty] | 0 | 1 | 1 | EA | 1 | Specialty Items | [27 empty] | Lighting Accessories | [266 empty] | 5.000 DW | [92 empty] | 1.000 EA | 1.000 EA | [35 empty] | No | [50 empty] | Shelf Stock | [39 empty] | 39122221 | [33 empty] | 0 | 0 | 0 | 0 | Lighting Fixtures | 2024-05-20 11:43 | 2024-07-20 11:42 | 0000-00-00 00:00:00 | 2024-07-20 11:42 | 0000-00-00 00:00:00
1 | Lutron Electronics | ST-FSQ-N-MN | 4460-16230 | 4460 | 16230 | Lutron Electronics | ST-FSQ-N-MN | 784276312875 | Avail Jul 23 2024-TEMP MODEL | Lutron Sunnata Touch Fan Control, 4-Speed, 1.5A Paddle Fan, AC Motor, Single Pole, Neutral Required, 120V, ST-FSQN-MN, Midnight | [53 empty] | 0 | 0 | 0 | [6 empty] | 0 | 1 | 1 | EA | 1 | Specialty Items | [27 empty] | Lighting Accessories | [266 empty] | 5.000 DW | [92 empty] | 1.000 EA | 1.000 EA | [35 empty] | No | [50 empty] | Shelf Stock | [39 empty] | 39122221 | [33 empty] | 0 | 0 | 0 | 0 | Lighting Fixtures | 2024-05-20 11:43 | 2024-07-20 11:42 | 0000-00-00 00:00:00 | 2024-07-20 11:42 | 0000-00-00 00:00:00 | [6 empty] | Midnight
1 | Lutron Electronics | PJ2-P2B-GIV | 4460-16231 | 4460 | 16231 | Lutron Electronics | PJ2-P2B-GIV | 784276313032 | PICO PADDLE SMART REMOTE IV | Lutron Pico Paddle Remote, Â Wireless On/Off Control For Lutron Smart Dimmers And Switches, PJ2-P2B-GIV, Ivory |  | 3.75 | 5.88 | [50 empty] | 0 | 0 | 0 | [6 empty] | 0 | 1 | 1 | EA | 1 | Lighting Controls | [27 empty] | Other Lighting Controls | [266 empty] | 10.000 DW |  |  | 0.2500 IN | [89 empty] | 1.000 EA | 1.000 EA | [35 empty] | No | [50 empty] | Shelf Stock | [39 empty] | 52161525 | [18 empty] | 0.700 L | [14 empty] | 0 | 0 | 0 | 0 | Lighting Fixtures | 2024-07-20 11:38 | 2024-07-20 11:38 | 0000-00-00 00:00:00 | 2024-07-21 02:00 | 0000-00-00 00:00:00
1 | Lutron Electronics | PJ2-P2B-GBR | 4460-16232 | 4460 | 16232 | Lutron Electronics | PJ2-P2B-GBR | 784276313018 | PICO PADDLE SMART REMOTE BR | Lutron Pico Paddle Remote, Â Wireless On/Off Control For Lutron Smart Dimmers And Switches, PJ2-P2B-GBR, Brown |  | 3.75 | 5.88 | [50 empty] | 0 | 0 | 0 | [6 empty] | 0 | 1 | 1 | EA | 1 | Lighting Controls | [27 empty] | Other Lighting Controls | [266 empty] | 10.000 DW |  |  | 0.2500 IN | [89 empty] | 1.000 EA | 1.000 EA | [35 empty] | No | [50 empty] | Shelf Stock | [39 empty] | 52161525 | [18 empty] | 0.700 L | [14 empty] | 0 | 0 | 0 | 0 | Lighting Fixtures | 2024-07-20 11:38 | 2024-07-20 11:38 | 0000-00-00 00:00:00 | 2024-07-21 02:00 | 0000-00-00 00:00:00
1 | Lutron Electronics | PJ2-P2B-GBL | 4460-16233 | 4460 | 16233 | Lutron Electronics | PJ2-P2B-GBL | 784276313001 | PICO PADDLE SMART REMOTE BL | Lutron Pico Paddle Remote, Â Wireless On/Off Control For Lutron Smart Dimmers And Switches, PJ2-P2B-GBL, Black |  | 3.75 | 5.88 | [50 empty] | 0 | 0 | 0 | [6 empty] | 0 | 1 | 1 | EA | 1 | Lighting Controls | [27 empty] | Other Lighting Controls | [266 empty] | 10.000 DW |  |  | 0.2500 IN | [89 empty] | 1.000 EA | 1.000 EA | [35 empty] | No | [50 empty] | Shelf Stock | [39 empty] | 52161525 | [18 empty] | 0.700 L | [14 empty] | 0 | 0 | 0 | 0 | Lighting Fixtures | 2024-07-20 11:38 | 2024-07-20 11:38 | 0000-00-00 00:00:00 | 2024-07-21 02:00 | 0000-00-00 00:00:00
1 | Lutron Electronics | DVRF-5NE-BL | 4460-16234 | 4460 | 16234 | Lutron Electronics | Ecom_DVRF-5NE-BL_WithWallPlate.jpeg?w=1500 | 784276323925 | DIVA SMART ELV+ BLACK | Lutron Diva Smart ELV+ Dimmer Switch for Caseta Systems, Phase Selectable, 250W LED/400VA MLV/500W ELV, Neutral Required, 120V, DVRF-5NE-BL, Black |  | 2.25 | 4.5 | [50 empty] | 0 | 0 | 0 | [6 empty] | 0 | 1 | 1 | EA | 1 | Lighting Controls | [27 empty] | Dimmers | [266 empty] | 10.000 DW |  |  | 3.3800 IN | [89 empty] | 1.000 EA | 1.000 EA | [35 empty] | No | [42 empty] | https://assets.lutron.com/a/documents/369987_eng.pdf | [7 empty] | Shelf Stock | [39 empty] | 39122206 | [13 empty] | <a href="https://www.lutron.com/TechnicalDocumentLibrary/369-119_Wallbox_Warranty.pdf" target="_blank">Warranty Information</a> |  |  |  |  | 0.350 L | [14 empty] | 0 | 0 | 0 | 0 | Lighting Fixtures | 2024-07-20 11:39 | 2024-07-20 11:39 | 0000-00-00 00:00:00 | 2024-07-21 02:00 | 0000-00-00 00:00:00 | [6 empty] | Black
1 | Lutron Electronics | DVRF-5NE-BR | 4460-16235 | 4460 | 16235 | Lutron Electronics | Ecom_DVRF-5NE-BR-WithWallPlate.jpeg?w=1500 | 784276323932 | DIVA SMART ELV+ BROWN | Lutron Diva Smart ELV+ Dimmer Switch for Caseta Systems, Phase Selectable, 250W LED/400VA MLV/500W ELV, Neutral Required, 120V, DVRF-5NE-BR, Brown |  | 2.25 | 4.5 | [50 empty] | 0 | 0 | 0 | [6 empty] | 0 | 1 | 1 | EA | 1 | Lighting Controls | [27 empty] | Dimmers | [242 empty] | <a href="https://assets.lutron.com/a/documents/0302143.pdf" target="_blank">Installation Instructions</a> | [23 empty] | 10.000 DW |  |  | 3.3800 IN | [89 empty] | 1.000 EA | 1.000 EA | [35 empty] | No | [42 empty] | https://assets.lutron.com/a/documents/369987_eng.pdf | [7 empty] | Shelf Stock | [39 empty] | 39122206 | [13 empty] | <a href="https://www.lutron.com/TechnicalDocumentLibrary/369-119_Wallbox_Warranty.pdf" target="_blank">Warranty Information</a> |  |  |  |  | 0.350 L | [14 empty] | 0 | 0 | 0 | 0 | Lighting Fixtures | 2024-07-20 11:39 | 2024-07-20 11:39 | 0000-00-00 00:00:00 | 2024-07-21 02:00 | 0000-00-00 00:00:00 | [6 empty] | Brown
1 | Lutron Electronics | DVRF-5NE-LA | 4460-16236 | 4460 | 16236 | Lutron Electronics | Ecom_DVRF-5NE-LA_WithWallPlate.jpeg?w=1500 | 784276323963 | DIVA SMART ELV+ LT ALM | Lutron Diva Smart ELV+ Dimmer Switch for Caseta Systems, Phase Selectable, 250W LED/400VA MLV/500W ELV, Neutral Required, 120V, DVRF-5NE-LA, Light Almond |  | 2.25 | 4.5 | [50 empty] | 0 | 0 | 0 | [6 empty] | 0 | 1 | 1 | EA | 1 | Lighting Controls | [27 empty] | Dimmers | [242 empty] | <a href="https://assets.lutron.com/a/documents/0302143.pdf" target="_blank">Installation Instructions</a> | [23 empty] | 10.000 DW |  |  | 3.3800 IN | [89 empty] | 1.000 EA | 1.000 EA | [35 empty] | No | [42 empty] | https://assets.lutron.com/a/documents/369987_eng.pdf | [7 empty] | Shelf Stock | [39 empty] | 39122206 | [13 empty] | <a href="https://www.lutron.com/TechnicalDocumentLibrary/369-119_Wallbox_Warranty.pdf" target="_blank">Warranty Information</a> |  |  |  |  | 0.350 L | [14 empty] | 0 | 0 | 0 | 0 | Lighting Fixtures | 2024-07-20 11:40 | 2024-07-20 11:40 | 0000-00-00 00:00:00 | 2024-07-21 02:00 | 0000-00-00 00:00:00
1 | Lutron Electronics | DVRF-5NE-IV | 4460-16237 | 4460 | 16237 | Lutron Electronics | Ecom_DVRF-5NE-IV_WithWallPlate.jpeg?w=1500 | 784276323956 | DIVA SMART ELV+ IVORY | Lutron Diva Smart ELV+ Dimmer Switch for Caseta Systems, Phase Selectable, 250W LED/400VA MLV/500W ELV, Neutral Required, 120V, DVRF-5NE-IV, Ivory |  | 2.25 | 4.5 | [50 empty] | 0 | 0 | 0 | [6 empty] | 0 | 1 | 1 | EA | 1 | Lighting Controls | [27 empty] | Dimmers | [242 empty] | <a href="https://assets.lutron.com/a/documents/0302143.pdf" target="_blank">Installation Instructions</a> | [23 empty] | 10.000 DW |  |  | 3.3800 IN | [89 empty] | 1.000 EA | 1.000 EA | [35 empty] | No | [42 empty] | https://assets.lutron.com/a/documents/369987_eng.pdf | [7 empty] | Shelf Stock | [39 empty] | 39122206 | [13 empty] | <a href="https://www.lutron.com/TechnicalDocumentLibrary/369-119_Wallbox_Warranty.pdf" target="_blank">Warranty Information</a> |  |  |  |  | 0.350 L | [14 empty] | 0 | 0 | 0 | 0 | Lighting Fixtures | 2024-07-20 11:40 | 2024-07-20 11:40 | 0000-00-00 00:00:00 | 2024-07-21 02:00 | 0000-00-00 00:00:00 | [6 empty] | Ivory
1 | Lutron Electronics | PJ2-P2B-GGR | 4460-16238 | 4460 | 16238 | Lutron Electronics | PJ2-P2B-GGR | 784276313025 | PICO PADDLE SMART REMOTE GR | Lutron Pico Paddle Remote, Â Wireless On/Off Control For Lutron Smart Dimmers And Switches, PJ2-P2B-GGR, Gray |  | 3.75 | 5.88 | [50 empty] | 0 | 0 | 0 | [6 empty] | 0 | 1 | 1 | EA | 1 | Lighting Controls | [27 empty] | Other Lighting Controls | [266 empty] | 10.000 DW |  |  | 0.2500 IN | [89 empty] | 1.000 EA | 1.000 EA | [35 empty] | No | [50 empty] | Shelf Stock | [39 empty] | 52161525 | [18 empty] | 0.700 L | [14 empty] | 0 | 0 | 0 | 0 | Lighting Fixtures | 2024-07-20 11:41 | 2024-07-20 11:41 | 0000-00-00 00:00:00 | 2024-07-21 02:00 | 0000-00-00 00:00:00
1 | Lutron Electronics | PJ2-P2B-GLA | 4460-16239 | 4460 | 16239 | Lutron Electronics | PJ2-P2B-GLA | 784276313049 | PICO PADDLE SMART REMOTE LA | Lutron Pico Paddle Remote, Â Wireless On/Off Control For Lutron Smart Dimmers And Switches, PJ2-P2B-GLA, Light Almond |  | 3.75 | 5.88 | [50 empty] | 0 | 0 | 0 | [6 empty] | 0 | 1 | 1 | EA | 1 | Lighting Controls | [27 empty] | Other Lighting Controls | [266 empty] | 10.000 DW |  |  | 0.2500 IN | [89 empty] | 1.000 EA | 1.000 EA | [35 empty] | No | [50 empty] | Shelf Stock | [39 empty] | 52161525 | [18 empty] | 0.700 L | [14 empty] | 0 | 0 | 0 | 0 | Lighting Fixtures | 2024-07-20 11:41 | 2024-07-20 11:41 | 0000-00-00 00:00:00 | 2024-07-21 02:00 | 0000-00-00 00:00:00
1 | Lutron Electronics | DVRF-5NE-GR | 4460-16240 | 4460 | 16240 | Lutron Electronics | Ecom_DVRF-5NE-GR_WithWallPlate.jpeg?w=1500 | 784276323949 | DIVA SMART ELV+ GRAY | Lutron Diva Smart ELV+ Dimmer Switch for Caseta Systems, Phase Selectable, 250W LED/400VA MLV/500W ELV, Neutral Required, 120V, DVRF-5NE-GR, Gray |  | 2.25 | 4.5 | [50 empty] | 0 | 0 | 0 | [6 empty] | 0 | 1 | 1 | EA | 1 | Lighting Controls | [27 empty] | Dimmers | [242 empty] | <a href="https://assets.lutron.com/a/documents/0302143.pdf" target="_blank">Installation Instructions</a> | [23 empty] | 10.000 DW |  |  | 3.3800 IN | [89 empty] | 1.000 EA | 1.000 EA | [35 empty] | No | [42 empty] | https://assets.lutron.com/a/documents/369987_eng.pdf | [7 empty] | Shelf Stock | [39 empty] | 39122206 | [13 empty] | <a href="https://www.lutron.com/TechnicalDocumentLibrary/369-119_Wallbox_Warranty.pdf" target="_blank">Warranty Information</a> |  |  |  |  | 0.350 L | [14 empty] | 0 | 0 | 0 | 0 | Lighting Fixtures | 2024-07-20 11:41 | 2024-07-20 11:41 | 0000-00-00 00:00:00 | 2024-07-21 02:00 | 0000-00-00 00:00:00 | [6 empty] | Gray
1 | Lutron Electronics | DVRF-5NE-WH | 4460-16241 | 4460 | 16241 | Lutron Electronics | Ecom_DVRF-5NE-WH_NoWallPlate.jpeg?w=1500 | 784276818568 | DIVA SMART ELV+ WHITE | Lutron Diva Smart ELV+ Dimmer Switch for Caseta Systems, Phase Selectable, 250W LED/400VA MLV/500W ELV, Neutral Required, 120V, DVRF-5NE-WH, White |  | 2 | 4.5 | [50 empty] | 0 | 0 | 0 | [6 empty] | 0 | 1 | 1 | EA | 1 | Lighting Controls | [27 empty] | Dimmers | [242 empty] | <a href="https://assets.lutron.com/a/documents/0302143.pdf" target="_blank">Installation Instructions</a> | [23 empty] | 10.000 DW |  |  | 3.3800 IN | [89 empty] | 1.000 EA | 1.000 EA | [35 empty] | No | [50 empty] | Shelf Stock | [39 empty] | 39122206 | [18 empty] | 0.350 L | [14 empty] | 0 | 0 | 0 | 0 | Lighting Fixtures | 2024-07-20 11:42 | 2024-07-20 11:42 | 0000-00-00 00:00:00 | 2024-07-21 02:00 | 0000-00-00 00:00:00 | [6 empty] | White